## Regjistri Kombetar
Nr | Pajisja mjekesore | Emri I subjektit qe ka kryer aplikimin | Data e aplikimit | Prodhuesi | Modeli | Klasa | Pershkrimi I pajisjes | Kategoria e Pajisjes Mjekësore
6406 | Dental Medical Devices (sipas listes bashkengjitur) | Delta Dent shpk | 02.12.2019 | Foshan COXO Medical Instrument C0., Ltd. BLDG 4, District A Guangdong New Light Source Industrial Base, South of Luocun Avenue Nanhai District Foshan 528226 Guangdong China | Dental Medical Devices (sipas listes bashkengjitur) | lla | Aparatura dhe instrumenta dentar | Pajisje dentare
6407 | Poltrona Dentare | Delta Dent shpk | 02.12.2019 | Suzhou Huabang Dental Machine Instrument Co., Ltd. No.168 YongFang Road, HuangQiao Suzhou City, Jiangsu.China | Dental Units (Sipas listës bashkangjitur) | IIa | Poltron dentar | Pajisje dentare
6408 | Sterilizues | Delta Dent shpk | 02.12.2019 | Ningbo Haishu Life Medical Technology Co., Ltd. No.1 Jinghui Road, Hengjie Town 315181 Haishu, Ningbo, Zhejiang, China | Pressure Steam Sterilizer (Sipas listës bashkangjitur) | IIb | Sterilizues per instrmenta dentare | Pajisje dentare
6409 | Age per karpule njeperdorimshe | Delta Dent shpk | 02.12.2019 | C-K Dental IND. CO., LTD. 36, 133 Beon-Gil, Samjak_Ro, Ojeong-Gu, Bucheon-si, Gyeonggi-Do, Korea | Sterile Single Use Dental Needles (Sipas listës bashkangjitur) | IIa | Age per karpule njeperdorimshe | Pajisje dentare
6410 | Poltrona Dentare | Delta Dent shpk | 02.12.2019 | Zuhai Siger Medical Equipment Co., Ltd. Building 2, No.1 Chuangxin Yi Road, Tangjiawan Town, Zhuhai City, Guangdong Province, P.R. China | Dental Unit (Sipas listës bashkangjitur) | IIa | Poltron dentar | Pajisje dentare
6411 | Hemo-Aerobic | Krijon shpk | 02.12.2019 | C.P.M Via degli Olmetti, 5 00060 Formello (Roma) | Hemo-Aerobic - MH0197; Hemo-Aerobic- MH0198; Hemo-Aerobic - MH0199 | In vitro | Kit diagnostikimi per percaktimin e mikroorganizmave anaerobik dhe anaerobik fakultativ ne gjakun venoz | Pajisje te diagnostikimit iIn Vitro; Tjeter
6412 | Ferritine | Krijon shpk | 02.12.2019 | C.P.M Via degli Olmetti, 5 00060 Formello (Roma) | Ferritin 10234/3 - 1 x 45ml Buffer, 1 x 15 ml Latex, 1 x 1.0mk Calibrator. | In vitro | Kit diagnostikimi per percaktimin e hekurit ne gjak | Pajisje te diagnostikimit iIn Vitro; Tjeter
6413 | Headlight: DKH-50 | Delta Dent shpk | 02.12.2019 | Dr-Kim Co. #109 Ace Gwangmyeong Tower, 108 Haan-ro, Gwangmyeong-si, Gyeonggi-do, Korea | Headlight: DKH-50 | l | Llampe polimerizimi | Pajisje dentare
6414 | MAC 600 Interpretive Multichannel Electrocardiograph (sipas listes bashkengjitur) | Montal sh.p.k | 02.12.2019 | GE Medical Systems Information Technologies, Inc.8200 West Tower Avenue Milwaukee, WI 53223,USA | MAC 600 Interpretive Multichannel Electrocardiograph (sipas listes bashkengjitur) | lla | Pajisje mjekesore qe sherben per monitorimin e ritmit dhe aktivitetit elektrik te zemres | Instrumenta shumeperdorimesh
6415 | Dental Medical Devices (sipas listes bashkengjitur) | Albadent Group | 02.12.2019 | OLIDENT Sp. z o.o., Sp.k ul. Christo Botewa 1B 30-798 Krakow Poland | Dental Medical Devices (sipas listes bashkengjitur) | lla | Pajisje mjekesore dentare qe perdoret per matjen e gjatesisie se rrenjes | Pajisje dentare
6416 | Anesthesia Workstation Siesta I | Health & Light shpk | 02.12.2019 | Dameca a/s, Islevdalvej 211, DK-260 Roedovre, Denmark | Anesthesia Workstation : Dameca AX500 | IIb | Pajisje anestezie per aplikime nen anestezi te pacienteve | Pajisje anestezie dhe respiratore
6417 | Holter ritmi dhe presioni | Health & Light shpk | 02.12.2019 | Contec Medical Systems Co., Ltd No.112 Qinhuang West Street Economic& Technical Development Zone 066004 Qinhuangdao,Hebei Province, PEOPLE'S REPUBLIC OF CHINA | Ambulatory Blood Pressure Monitor, ABPM50; Dynamic ECG Systems TLC5000 | IIa | Holter ritmi dhe presion per regjistrimin e aktivitetit elektrik te zemres | Pajisje elektromekanike
6418 | Apirator Kirurgjikal | Health & Light shpk | 02.12.2019 | CA-MI srl via Ugo La Mafia 13 - Frazione Pilastro - 43013 Langhirano (PR) Italia | Surgical Suction Equipment : NEEW HOSPIVAC 350 : 410356/XX) | IIa | Aspirator kirurgjikal per thithjen e lengjeve te trupit | Pajisje elektromekanike
6419 | Transportues pacienti | Health & Light shpk | 02.12.2019 | Biomatrix S.r.L. Via S. Anguissola, 22 Cremona | Mini transfer board, SCANGLISS 2 PLUS cm 90x50 - TR01100MP | I | Transportues pacienti | Tjeter
6420 | Gauze swabs; X-ray gauze swabs; Plain and xray laparotomy gauze; Absorbent gauze roll 4 ply 90cm x 100 cm | Arli Pharma sh.p.k | 03.12.2019 | Hippokratis AE, Industrial Area of Thessaloniki, Road A5, Sindos, Thessaloniki, Greece | Hippokratis gauze swabs; Hippokratis X-ray gauze swabs; Hippokratis plain and xray laparotomy gauze;Hippokratis Absorbent gauze roll 4 ply 90cm x 100 cm | IIa | Garze me fije x ray per mjekim ne kirurgji; Garze per mjekim plagesh te medha abdominale, garze per perdorim spitalor | Pajisje nje perdorimshe
6421 | Human Chorionic gonadotropin Colloidal gold test | Arli Pharma sh.p.k | 03.12.2019 | Hubei MEIBAO Biotechnology Co., Ltd. No.5 Hongfu Road, Shayang Economic Development Zone 448200 Jingmen City, PR of China | Human chorionic gonadotropin Colloidal gold test | In Vitro | Test shtatzanie | Pajisje nje perdorimshe
6422 | Viscosupplement Product | Express Pharma shpk | 03.12.2019 | Humedix Co., Ltd. 17, Bio valley 2-ro, Jecheon-si, Chungcheongbuk-do, 27159, Korea | Viscosupplement Product : High Hyaplus, High Hyal & HYALCLON | III | Jane doza te acidit hialuronik qe injektohen ne gju dhe ne lengun sinovial me qellim rivendosjen e vetive reologjike te lengut sinovial duke prodhuar keshtu efekte mekanike, analgjezike dhe anti-inflamatore | Tjeter
6423 | Digital Infusion System and Multi Needle | Express Pharma shpk | 03.12.2019 | PANACE Co., Ltd. 406ho, 545, Dunchon-daero, Jungwon-gu Seongnam-si, Gyeonggi-do 13215, Korea | Digital Infusion System and Multi Needle : Infusion Pump, electrically powered DermaShine®Balance -Panace -DS-30 | IIb | Pompe infuzioni elektrike | Tjeter
6424 | Medical Fractional Co2 Laser Therapy Systems | Express Pharma shpk | 03.12.2019 | Beijing KES Biology Technology Co., Ltd. No.15, Zone 2, Mafang Industrial Park,Pingguyuan Zhongguancun Science and Technology Park, Pinggu District, 101204 Beijing, PR of China | Medical Fractional CO2, Lasser Therapy Systems : MED870+; Medical Intense Pulsed Light Therapy Systems : ICE2+; MED-140+, MED-100, MED-100C, MED-120C, MED-230, MED-210, ICE1, ICE2. Medical Diode Laser Therapy Systems : MED-808 | IIb | Lazer mjekesor | Tjeter
6425 | Aneroid Sphygmomanometers | Arli Pharma sh.p.k | 03.12.2019 | Honsun (Nantong) Co., Ltd No.8 Tongxing Road Nantong Economic & Technological Development Area, 226009, Nantong City | Aneroid Sphygmomanometers : HS-201 Series | I | Aparat per matjen e tensionit | Tjeter
6426 | Monoart Face Mask Protection | Dental Leader Corsi shpk | 04.12.2019 | Euronda S.P.A Via dell'Artigianato, 7, 36030 Montecchio Precalcino (Vicenza) italy | Monoart Face Mask Protection : Monoart Face Mask Protection 3; Monoart Face Mask Protection 3 Floral; Monoart Face Mask Protection 4; Monoart Face Mask Protection 4 Sensitive | I | Maske kirurgjikale per fytyren, perdoret per te parandaluar kalimin e frymemarrjes/nxjerrjes dhe kalimin e sekrecioneve nga dentisti tek pacienti dhe anasjelltas gjate punimeve kirurgjikale ose konservative ne dentistri | Pajisje dentare
6427 | Monoart® Aspirasaliva EM 15 | Dental Leader Corsi shpk | 04.12.2019 | Euronda S.P.A Via dell'Artigianato, 7, 36030 Montecchio Precalcino (Vicenza) italy | Monoart® Aspirasaliva EM 15 | IIa | Kanjule aspiracioni ne dentistri per te thithur sekrecionet e pacientit | Pajisje dentare
6428 | Monoart® Nitrile Gloves | Dental Leader Corsi shpk | 04.12.2019 | Euronda S.P.A Via dell'Artigianato, 7, 36030 Montecchio Precalcino (Vicenza) italy | Monoart® Nitrile Gloves | I | Doreza nitrili nje perdorimshme per pedorim nga denti gjate procedurave dentare | Pajisje dentare
6429 | Monoart® Cotton Rolls | Dental Leader Corsi shpk | 04.12.2019 | Euronda S.P.A Via dell'Artigianato, 7, 36030 Montecchio Precalcino (Vicenza) italy | Monoart® Nitrile Gloves Cotton Rolls N.1; N.2; N.3 | I | Role pambuku qe perdoret ne stomatologji per te thithur sekrecionet orale | Pajisje dentare
6430 | Monoart® Instant Ice | Dental Leader Corsi shpk | 04.12.2019 | Euronda S.P.A Via dell'Artigianato, 7, 36030 Montecchio Precalcino (Vicenza) italy | Monoart® Instant Ice | IIa | Eshte nje produkt mjekesor qe fale perberjes se vet me perzierje te kriprave te azotit garanton ftohje gjate trajtimeve kirurgjikale qe ndihmon ne koagulim me te mire, qeteson nga trauma e shkatuar ne zonen ku eshte punuar, perdoret per te lehtesuar kryerjen e anesttetikut ne dentistri edhe pas nderhyrjeve estetike me acid hialuronik | Pajisje dentare
6431 | Monoart® Latex Gloves | Dental Leader Corsi shpk | 04.12.2019 | Euronda S.P.A Via dell'Artigianato, 7, 36030 Montecchio Precalcino (Vicenza) italy | Monoart® Latex Gloves | I | Doreza me lateks, nje perdorimshe, perdoren nga mjeket stomatologe gjate procedurave dentare | Pajisje dentare
6432 | Disposable Pulse Lavage | OrthoNet 360 sh.p.k | 04.12.2019 | Beijing ZKSK Technology Co., ltd. Building 9, 6 & No.6 Yuan Hengye North 7th Street, Yongle Economic Development Zone, Tongzhou District, Beijing 101105, China | Disposable Pulse Lavage EP18-01; EP18-02; EP18-03 | IIa | Instrumenta nje perdorimesh qe perdoren ne kirurgji ortopedike | Instrumenta nje perdorimesh
6433 | CLS® Spotorno® Stem Instruments | Trimed sh.p.k | 04.12.2019 | Zimmer GmbH, Sulzeralle 8, 8404 Winterthur, Switzerland | CLS® Spotorno® Stem Instruments | I | Instrument mates- vizore ortopedike per kalibrimin ose matjen e kockes gjate procedurave operatore/nderhyrjeve kirurgjikale | Instrumenta shume perdorimesh
6434 | Hemi-Arthoplasty System (sipas listes bashkengjitur) | Trimed sh.p.k | 05.12.2019 | Biomet Orthopedics, 56 East Bell Drive, P.O Box 587 Warsaw, Indiana, 46581 USA | Hemi-Arthoplasty System (sipas listes bashkengjitur) | l, lla, llb | Pajisje e implantueshme qe eshte pjese perberese e proezes parcialekokso-femorale qe perdoren ne rastin e frakturave te qafes se femurit. Instrumenta shumeperdorimesh qe perdoren ne implantimin e pajisjeve te mesiperme | Pajisje te implantueshme aktive, instrumenta shumeperdorimesh
6435 | Endopath Lineas Cutter | Evita shpk | 20.12.2019 | Ethicon Endo-Surgery,LLc, 475 Calle C, Guaynabo, Puerto Rico 00969 USA | Endopath Lineas Cutter : ATS45, ATS45NK | IIa | Stepler linear I drejtuar dhe I artikuluar per kirurgji | Tjeter
6436 | Endopouch | Evita shpk | 20.12.2019 | Ethicon Endo-Surgery,LLc, 475 Calle C, Guaynabo, Puerto Rico 00969 USA | ENDOPOUCH™ RetrieverTM - POUCH | IIa | Sistem I qeseve te rikthimit per kapjen e indeve ne procedurat laparoskopike | Tjeter
6437 | Thermo Scientific CytoStar NX50 | Pegasus sh.p.k | 05.12.2019 | Microm International GmbH (Thermo Fisher Scientific) Im Steingrund 4-6, 63303 Dreleich, Germany | Thermo Scientific CytoStar NX50 (sipas listes bashkengjitur) | In Vitro | Pajisje per prerjen e blloqeve indore te ngrira | Pajisje te diagnostikimit In Vitro
6438 | Thermo Scientific Rotary Microtome HM340 E | Pegasus sh.p.k | 05.12.2019 | Microm International GmbH (Thermo Fisher Scientific) Im Steingrund 4-6, 63303 Dreleich, Germany | Thermo Scientific Rotary Microtome HM355S: Instrument part numbers: 905200, 905200A, 905200ER. Accessories: 314030, 314040, 334169, 334370, 350170, 387861, 388093, 388095, 388141, 650040, 705800, 715020, 3013835 | In Vitro | Pajisje per prerjen e blloqeve indore te ngrira | Pajisje te diagnostikimit In Vitro
6439 | Thermo Scientific Rotary Microtome HM355S | Pegasus sh.p.k | 05.12.2019 | Microm International GmbH (Thermo Fisher Scientific) Im Steingrund 4-6, 63303 Dreleich, Germany | Thermo Scientific Rotary Microtome HM340E: Instrument part numbers: 905200, 905200A, 905200ER. Accessories: 314030, 314040, 334169, 334370, 350170, 387861, 388093, 388095, 388141, 650040, 705800, 715020, 3013835 | In Vitro | Pajisje per prerjen e blloqeve indore te ngrira | Pajisje te diagnostikimit In Vitro
6440 | Incubator with natural convection: BD 56 | INSO ALBANIA shpk | 10.12.2019 | BINDER GmbH Im Mittleren Ösch 5, 78532 Tuttlingen, Germany | Incubator with natural convection: BD 56 | l | Inkubator laboratori | Produkte per institucione te kujdesit shendetesor
6441 | Askir C30 Basic 2 | INSO ALBANIA shpk | 10.12.2019 | CA-MI srl via Ugo La Mafia 13 - Frazione Pilastro - 43013 Langhirano (PR) Italia | Askir C30 Basic 2 | lla | Sistem kirurgjikal thithes | Produkte per institucione te kujdesit shendetesor
6442 | CENT 60000CAL | INSO ALBANIA shpk | 10.12.2019 | GIBERTINI ELETTRONICA srl Via Bellini 37, 20026 Novate Milanese (Milano) - Italy | CENT 60000CAL | l | Peshore elektronike | Produkte per institucione te kujdesit shendetesor
6443 | P-Line_AF2.90BG - Lavapadelle | INSO ALBANIA shpk | 10.12.2019 | AT-OS S.r.l. Viale del Lavoro 19 37030 Colognola ai Colli (VR) Italia | P-Line_AF2.90BG - Lavapadelle | lla | Uturak per pacientet | Produkte per institucione te kujdesit shendetesor
6444 | MAT LD2000-E1 | INSO ALBANIA shpk | 10.12.2019 | Antonio Matachana, S.A. Almogàvers, 174 08018 Barcelona Spain | MAT LD2000-E1 | llb | Dezinfektues per tavolinat e operacionit | Produkte per institucione te kujdesit shendetesor
6445 | DT 514 BH (94456.4) | INSO ALBANIA shpk | 10.12.2019 | Antonio Matachana, S.A. Almogàvers, 174 08018 Barcelona Spain | DT 514 BH (94456.4) | llb | Pastures dezinfektues | Produkte per institucione te kujdesit shendetesor
6446 | Sterilizer: 101E-1/EN285, 1 door | INSO ALBANIA shpk | 10.12.2019 | Antonio Matachana, S.A. Almogàvers, 174 08018 Barcelona Spain | Sterilizer: 101E-1/EN285, 1 door | llb | Dezinfektues per tavolinat e operacionit | Produkte per institucione te kujdesit shendetesor
6447 | Iluminator film 4 Panel: K063 | INSO ALBANIA shpk | 10.12.2019 | KENMAK Hastane Malzemeleri ve Elektrostatik Boya San. Tic. ve A.Ş.,SARNIÇ YOLU ÜZERİ NO: 23 GAZİEMİR – İZMİR / TURKEY | Iluminator film 4 Panel: K063 | l | Kuti me ndricim qe vendoset ne mure per leximin e radiografise | Produkte per institucione te kujdesit shendetesor
6448 | Iluminator film 4 Panel: K062 | INSO ALBANIA shpk | 10.12.2019 | KENMAK Hastane Malzemeleri ve Elektrostatik Boya San. Tic. ve A.Ş.,SARNIÇ YOLU ÜZERİ NO: 23 GAZİEMİR – İZMİR / TURKEY | Iluminator film 4 Panel: K062 | l | Kuti me ndricim qe vendoset ne mure per leximin e radiografise | Produkte per institucione te kujdesit shendetesor
6449 | ARCHITECT Homocysteine Reagent Kit: IL71-27, ARCHITECT Homocysteine Controls: IL71-10, ARCHITECT Homocysteine, Calibrators: IL71-01 | Pegasus sh.p.k | 10.12.2019 | Abbott GmbH & Co. KG, Max-Planck-Ring 2, 65205 Wiesbaden, Germany | ARCHITECT Homocysteine Reagent Kit: IL71-27, ARCHITECT Homocysteine Controls: IL71-10, ARCHITECT Homocysteine, Calibrators: IL71-01 | In Vitro | Reagent per matjen e Homocisteines, Kontroll per saktesine e matjes se homocisteines, Kalibrator per kalibrimin e reagentit te Homocisteines | Pajisje te diagnostikimit in vitro
6450 | Alinity h-series Water Purification System: 09P7101 | Pegasus sh.p.k | 10.12.2019 | Abbott GmbH & Co. KG, Max-Planck-Ring 2, 65205 Wiesbaden, Germany | Alinity h-series Water Purification System: 09P7101 | In Vitro | Sistem per purifikimin e ujit Alinity h-series | Pajisje te diagnostikimit in vitro
6451 | Alinity hq Analyzer: 09P68-01 | Pegasus sh.p.k | 10.12.2019 | Abbott GmbH & Co. KG, Max-Planck-Ring 2, 65205 Wiesbaden, Germany | Alinity hq Analyzer: 09P68-01 | In Vitro | Analizator gjaku komplet Alinity | Pajisje te diagnostikimit in vitro
6452 | Hyarcorp Face | Express Pharma shpk | 10.12.2019 | BioScience GmbH, Walsmühler Strasse 18, D-19073 Dümmer, Germany | Cross-linked hyaluronic acid gel dermal filler : Hylan Gel Dermal- Hyacorp Face, Hyacorp Face II | III | Acid hialuronik per perdorim ne fytyre, perdorim estetik | Tjeter
6453 | Hyarcorp Face | Express Pharma shpk | 10.12.2019 | BioScience GmbH, Walsmühler Strasse 18, D-19073 Dümmer, Germany | Cross-linked hyaluronic acid gel dermal filler : Hyl;an Gel Dermal - Hyacorp Lips | III | Acid hialuronik(filler) per perdorim ne buze, perdorim estetik | Tjeter
6454 | Hyarcorp Face | Express Pharma shpk | 10.12.2019 | BioScience GmbH, Walsmühler Strasse 18, D-19073 Dümmer, Germany | Cross-linked hyaluronic acid gel dermal filler : Hylan Gel Contour - Hyacorp MLF 1 | III | Acid hialuronik per perdorim ne fytyre, perdorim estetik | Tjeter
6455 | Hyarcorp Face | Express Pharma shpk | 10.12.2019 | BioScience GmbH, Walsmühler Strasse 18, D-19073 Dümmer, Germany | Cross-linked hyaluronic acid gel dermal filler : Hylan Gel Contour - Hyacorp MLF 2 | III | Acid hialuronik per perdorim ne fytyre, perdorim estetik | Tjeter
6456 | Rovers Cervex-Brush GYN-0500-B/490524/491461(25) | Pegasus sh.p.k | 11.12.2019 | Rovers Medical Devices B.V. Lekstraat 10, 5347 KV Oss, The Netherlands | Rovers Cervex-Brush GYN-0500-B/490524/491461(25) | I | Cervex-Brush mundeson grumbullimin e njekohshem te qelizave ektocervikale, endokervikale dhe te zones se trasfrmimit ne nje paisje te vetme. Gjithashtu mund te perdoret per testimin e HPV, citologjine konvencionale dhe itologjine me baze te lengshme. | Pajisje një përdorimëshe
6457 | Poltrona Mjekesore | Nephromed Albania sh.p.k | 13.12.2019 | Mone Medikal Ticaret ve Sanayi Anonim Sirketi Organize Sanayi Bolgesi, 14. Cadde No: 2 19040 Corum-Turkiye | Medical Chair : DA02-E; DA05-E; DA06-E; DA06-L; DA07-E; DA06-FW; Ma01-E | I | Poltrona mjekesore | Pajisje mobilimi spitalor
6458 | Thermo Scientific Citadel 2000 | Pegasus sh.p.k | 16.12.2019 | Thermo Scientific, Tudor Road,Manor Park, Runcorn, Cheshire WA7 1TA UK | Thermo Scientific Citadel 2000 (sipas listes bashkengjitur) | In Vitro | Procesues Automatik I Indit te fresket te sapodiseksionuar | Pajisje te diagnostikimit in vitro
6459 | Thermo Scientific STP 120 | Pegasus sh.p.k | 16.12.2019 | Thermo Scientific, Tudor Road,Manor Park, Runcorn, Cheshire WA7 1TA UK | Thermo Scientific STP 120 (sipas listes bashkengjitur) | In Vitro | Procesues Automatik I Indit te fresket te sapodiseksionuar | Pajisje te diagnostikimit in vitro
6460 | Thermo Scientific Revos | Pegasus sh.p.k | 16.12.2019 | Thermo Scientific, Tudor Road,Manor Park, Runcorn, Cheshire WA7 1TA UK | Thermo Scientific Revos (sipas listes bashkengjitur) | In Vitro | Synohet te perdoret ne nje mjedis laboratorik per fiksimin e shpejte dhe rutine, dehidratim, pastrim dhe depertimin e ekzemplareve te patologjise | Pajisje te diagnostikimit in vitro
6461 | Thermo Scientific Autostainer | Pegasus sh.p.k | 16.12.2019 | Thermo Scientific, Tudor Road,Manor Park, Runcorn, Cheshire WA7 1TA UK | Thermo Scientific Autostainer 360 (sipas listes bashkengjitur) | In Vitro | Ngjyrues automatik per imunohistokimi | Pajisje te diagnostikimit in vitro
6462 | Thermo Scientific CytoStar NX70 | Pegasus sh.p.k | 16.12.2019 | Thermo Scientific, Tudor Road,Manor Park, Runcorn, Cheshire WA7 1TA UK | Thermo Scientific CytoStar NX70 (sipas listes bashkengjitur) | In Vitro | Pajisje per prerjen e indit te ngrire | Pajisje te diagnostikimit in vitro
6463 | Thermo Scientific Rotary Microtome | Pegasus sh.p.k | 16.12.2019 | Thermo Scientific, Tudor Road,Manor Park, Runcorn, Cheshire WA7 1TA UK | Thermo Scientific Rotary Microtome HM325 (sipas listes bashkengjitur) | In Vitro | Pajisje per prerjen e seksioneve indore | Pajisje te diagnostikimit in vitro
6464 | New Lav Blot II-72252 | Biometric Albania sh.p.k. | 17.12.2019 | Bio-Rad, 3 Boulevard Raymond Poincare, 92430 Marnes-la-Coquette, France | New Lav Blot II-72252 | In Vitro | Pajisje IVD për detektimin e shënjuesve të infeksionit HIV (HIV 2) | Pajisje të diagnostikimit in vitro, pajisje laboratori
6465 | Electrophysiology Cables-Cable Accessories | Biometric Albania sh.p.k. | 17.12.2020 | Irvine Biomedical, Inc. a St. Jude Medical Company 2375 Morse Ave Irvine, CA 92614, USA | Electrophysiology Cables-Cable Accessories(sipas listës bashkëngjitur) | I | Kabllo elektrofiziologjik, aksesorët | Pajisje elektromekanike, Produktee për institucione të kujdesit shëndetësor
6466 | Combihesive Natura Urostomy Pouch with Fold Up Tap (sipas listes bashkengjitur) | Evita shpk | 17.12.2019 | ConvaTec Limited, First Avenue, Deeside Industrial Park, Deeside, Flintshire CH5 2 NU, UK | Combihesive Natura Urostomy Pouch with Fold Up Tap (sipas listes bashkengjitur) | l | Qese kolostomie shume-pjeseshe qe perdoret per nxjerrjen e mbeturinave fekale nga organizmi | Tjeter
6467 | Combihesive 2/llS, Plus Sistema 2S, Stomahesive Moldable con aro (sipas listes bashkengjitur) | Evita shpk | 17.12.2019 | ConvaTec Limited, First Avenue, Deeside Industrial Park, Deeside, Flintshire CH5 2 NU, UK | Combihesive 2/llS, Plus Sistema 2S, Stomahesive Moldable con aro (sipas listes bashkengjitur) | l | Produkte qe perdoren ne sistemin e ostomise | Tjeter
6468 | StomaDress Plus/ Urodress One-Piece Urostomy Pouch (sipas listes bashkengjitur) | Evita shpk | 17.12.2019 | ConvaTec Limited, First Avenue, Deeside Industrial Park, Deeside, Flintshire CH5 2 NU, UK | StomaDress Plus/ Urodress One-Piece Urostomy Pouch (sipas listes bashkengjitur) | l | Qese urostomie njepjeseshe | Tjeter
6469 | Combihesive ll/2/2S, Plus Sistema 2S, Stomahesive Wafer (Tabbed)/ Combihesive 2S Duoflex Wafer, Combihesive Sistema (sipas listes bashkengjitur) | Evita shpk | 17.12.2019 | ConvaTec Limited, First Avenue, Deeside Industrial Park, Deeside, Flintshire CH5 2 NU, UK | Combihesive ll/2/2S, Plus Sistema 2S, Stomahesive Wafer (Tabbed)/ Combihesive 2S Duoflex Wafer, Combihesive Sistema (sipas listes bashkengjitur) | l | Produkte qe perdoren ne sistemin e ostomise | Tjeter
6470 | Combihesive ll/2/2S flexlible wafer with Border-Starter hole, Systeme Combihesive 2 souple, Combihesive 2 Flesible Combihesive 2 little (sipas listes bashkengjitur) | Evita shpk | 17.12.2019 | ConvaTec Limited, First Avenue, Deeside Industrial Park, Deeside, Flintshire CH5 2 NU, UK | Combihesive ll/2/2S flexlible wafer with Border-Starter hole, Systeme Combihesive 2 souple, Combihesive 2 Flesible Combihesive 2 little (sipas listes bashkengjitur) | l | Produkte qe perdoren ne sistemin e ostomise | Tjeter
6471 | Natura/ Combihesive Natura (sipas listes bashkengjitur) | Evita shpk | 17.12.2019 | ConvaTec Limited, First Avenue, Deeside Industrial Park, Deeside, Flintshire CH5 2 NU, UK | Natura/ Combihesive Natura (sipas listes bashkengjitur) | l | Qese ostomie me shume pjese dhe me fund te hapur | Tjeter
6472 | Natura/ Combihesive Natura stomahesive Wafer/ Flange (sipas listes bashkengjitur) | Evita shpk | 17.12.2019 | ConvaTec Limited, First Avenue, Deeside Industrial Park, Deeside, Flintshire CH5 2 NU, UK | Natura/ Combihesive Natura stomahesive Wafer/ Flange (sipas listes bashkengjitur) | l | Produkte qe perdoren ne sistemin e ostomise | Tjeter
6473 | Natura/ Combihesive Natura/ Stomahesive Natura (sipas listes bashkengjitur) | Evita shpk | 17.12.2019 | ConvaTec Limited, First Avenue, Deeside Industrial Park, Deeside, Flintshire CH5 2 NU, UK | Natura/ Combihesive Natura/ Stomahesive Natura (sipas listes bashkengjitur) | l | Produkte qe perdoren ne sistemin e ostomise | Tjeter
6474 | Natura/ Combihesive Natura Stomahesive Wafer I Flange with Flexible Collar (sipas listes bashkengjitur) | Evita shpk | 17.12.2019 | ConvaTec Limited, First Avenue, Deeside Industrial Park, Deeside, Flintshire CH5 2 NU, UK | Natura/ Combihesive Natura Stomahesive Wafer I Flange with Flexible Collar (sipas listes bashkengjitur) | l | Produkte qe perdoren ne sistemin e ostomise | Tjeter
6475 | Monolisa HBs Ag Ultra 72346/72348 | Biometric Albania sh.p.k. | 17.12.2021 | Bio-Rad, 3 Boulevard Raymond Poincare, 92430 Marnes-la-Coquette, France | Monolisa HBs Ag Ultra 72346/72348 | In Vitro | Pajisje IVD për detektimin e shënjuesve të hepatitit B | Pajisje të diagnostikimit in vitro, pajisje laboratori
6476 | Blood glucose measuring systems for self testing (sipas listes bashkengjitur) | KOSLABOR-MEDICAL shpk | 18.12.2019 | Rosche Diabetes Care GmbH Sandhofer Strasse 16, 68305 Manheim, Germany | Blood glucose measuring systems for self testing (sipas listes bashkengjitur) | In vitro | Pajisje dhe fisha per matjen e glukozes ne gjak | Pajisje te diagnostikimit in vitro
6477 | Legion Crosslinked Polyethylene (XLPE) Articular inserts | LAYO sh.p.k | 18.12.2019 | Smith and Nephew, Inc. 1450 Brooks Rd. Memphis, Tennessee 38116 USA | Legion Crosslinked Polyethylene (XLPE) Articular inserts (sipas listes bashkengjitur) | III | Implante ortopedie per gjymtyre artikulacionesh qe perdoren ne kirurgji | Pajisje te implantueshme aktive
6478 | ESR Control (sipas listes bashkengjitur) | Swissmed sh.p.k | 18.12.2019 | Diesse Diagnostica Senese SPA Via Delle Rose 10, 53035 Monteriggioni (SI), Italy | ESR Control (sipas listes bashkengjitur) | In vitro | Pajisje qe kane per qellim te percaktojne sa eshte shpejtesia e precipitimit te rruazave te kuqe te gjakut ne plazem | Pajisje te diagnostikimit in vitro, pajisje laboratori
6479 | Aerobic Culture | Fedos shpk | 19.12.2019 | AutoBio Diagnostics Co. Ltd. No.87 Jingbei Yi Road, National Eco & Tech Development Area, 450016 Zhengzhou, PR of China | Aerobic Culture bottle FA- MC0301; Aerobic Culture bottle FN- MC0302; Anaerobic Culture bottle PF- MC0303 | In vitro | Shishe kulture laboratorike aerobice dhe anaerobike | Pajisje te diagnostikimit in vitro
6480 | Disposable Dilation Balloon | Fedos shpk | 19.12.2019 | Micro-Tech (Nanjing) Co., Ltd. No.10 Gaoke Third Road, Nanjing National Hi-Tech, Industrial Development Zone, Nanjing 210032, Jiangsu Province, P.R of China | Disposable Dilation Balloon : Supporting Wire - BDC-12/55-7/24; BDC-18/55-7/18 | IIa | Balon dilatues I disponueshem qe rrit diametrin e arteries duke normalizuar qarkullimin e gjakut | Pajisje nje perdorimeshe
6481 | Stent Intenstinal | Fedos shpk | 19.12.2019 | Micro-Tech (Nanjing) Co., Ltd. No.10 Gaoke Third Road, Nanjing National Hi-Tech, Industrial Development Zone, Nanjing 210032, Jiangsu Province, P.R of China | Intenstinal Stent : Double mushroom 30 x 100 Partially Covered 8 *1100 ST04-102.30.100 (ST34-552-30.100) | IIb | Stenta eshte njet ub metalik steril qe vendoser per mirefunksionimin normal te traktit intenstinal | Pajisje nje perdorimeshe
6482 | Sterile Sphincterotome | Fedos shpk | 19.12.2019 | Micro-Tech (Nanjing) Co., Ltd. No.10 Gaoke Third Road, Nanjing National Hi-Tech, Industrial Development Zone, Nanjing 210032, Jiangsu Province, P.R of China | Sterile Sphincterotome - DSP-30225-11111 | IIb | Sinkter steril I cili lejon kalimin e ushqimit nga ezofagu me stomak, duke parandaluar kthimin pas | Pajisje nje perdorimeshe
6483 | Guidewires and Polypectomy snares | Fedos shpk | 19.12.2019 | endox Feinwerktechnik GmbH, Schützenstrasse 33, 72574 Bad Urach Germany | Guidewires and Polypectomy snares 600358-5 GW11.222.035.450; 600375-5 GW11-207.035.260 | IIa | Tel udhezues njeperdorimesh qe perdoret ne procese mini invazive te traktit gastro intestinal | Pajisje nje perdorimeshe
6484 | Sterile Biliary Stone Retrieval Balloon Catheter | Fedos shpk | 19.12.2019 | Micro-Tech (Nanjing) Co., Ltd. No.10 Gaoke Third Road, Nanjing National Hi-Tech, Industrial Development Zone, Nanjing 210032, Jiangsu Province, P.R of China | Sterile Biliary Stone Retrieval Balloon Catheter : SRB-T-9/12/15/20; SRB-T-15/18/21/20 | IIa | Balon kateteri steril per terheqjen e gurit ne temth | Pajisje nje perdorimeshe
6485 | Biliary Stent | Fedos shpk | 19.12.2019 | Micro-Tech (Nanjing) Co., Ltd. No.10 Gaoke Third Road, Nanjing National Hi-Tech, Industrial Development Zone, Nanjing 210032, Jiangsu Province, P.R of China | Biliary Stent(Partially Covered, cylindrical) ST-103.10.080; ST03-103.10.100 | IIb | Stenta metalike biliare, nj tub metalik I cili vendiset ne duktusin e bllokuar ose te ngushtuar per te permiresuar derdhejne e lengjeve te temthit | Pajisje nje perdorimeshe
6486 | Automated blood Culture System | Fedos shpk | 19.12.2019 | AutoBio Labtec Instruments Co., Ktd. No.199, 15th Ave, National Eco & Tech Zone, Zhengzhou, 450016 China | Automated blood Culture System BC120 | In vitro | Aparat laboratorik hemokulture | Pajisje te diagnostikimit in vitro
6487 | Esophageal Stent | Fedos shpk | 19.12.2019 | Micro-Tech (Nanjing) Co., Ltd. No.10 Gaoke Third Road, Nanjing National Hi-Tech, Industrial Development Zone, Nanjing 210032, Jiangsu Province, P.R of China | Esophageal Stent- double horn 24x 120, Partially Covered, 8x650 - ST01-102.24.120 | IIb | Stenti eshte nje tub I vogel metalik qe sherben ne mbarevajtjen funskionale te ezofagut ne rat kur eshte I blloluar | Pajisje nje perdorimeshe
6488 | Kateter drenimi biliar me sistem udhezues | Fedos shpk | 19.12.2019 | Micro-Tech (Nanjing) Co., Ltd. No.10 Gaoke Third Road, Nanjing National Hi-Tech, Industrial Development Zone, Nanjing 210032, Jiangsu Province, P.R of China | Biliary Drainage Catheter with Introducer System (sipas listes bashkengjitur) | IIa | Kateter drenimi biliar me sistem udhezues | Pajisje nje perdorimeshe
6489 | Kateter diagnostikues | Biometric Albania sh.p.k. | 20.12.2019 | Irvine Biomedical, Inc. a St. Jude Medical Company 2375 Morse Ave Irvine, CA 92614, USA | Diagnostic Catheters, Inquiry™, Inquiry™ AFocus™, Inquiry™ Optima, Inquiry™ Optima™ PLUS Diagnosic Catheters and Inquiry™ Cardioversion and Cardioversion II Catheters (sipas listës bashkëngjitur) | III | Kateter diagnostikues për zemrën | Pajisje një përdorimëshe, Produkte për institucione të kujdesit shëndetësor
6490 | Proximate Reloadable Linear Staplers | Evita shpk | 20.12.2019 | Ethicon Endo-Surgery,LLc, 475 Calle C, Guaynabo, Puerto Rico 00969 USA | PROXIMATE Reloadable Linear Stapler : XR30B, XR30G, XR30V, XR60G, TX30B, TX30G, TX30V, TX60B, TX60B, TX60G, XR60B | III | Stepler dhe klipe per rimbushes qe perdoren ne kirurgji te hapur | Tjeter
6491 | Elektrode diagnostikuese nje perdorimeshe | Saer Medical sh.p.k | 23.12.2019 | DGS Diagnostics A/S, Audiometer Allé 1, 5500 Middelfart, Denmark | Cutaneous Electrodes: Sanibel - Disposable Snap Electrodes 8107137 | I | Elektroda diagnostikuese per ekzaminime audiometrike | Pajisje nje perdorimeshe
6492 | Warming Cabinet: 7922TG | INSO ALBANIA shpk | 23.12.2019 | Blickman Inc. Carretera Saltillo-Zacatecas KM 4.5, La Angostura, Mexico, PC 5235 | Warming Cabinet: 7922TG | l | Kabinet elektrik per mbajtjen ngrohte te peshqireve | Produkte per institucione te kujdesit shendetesor
6493 | Water Phantom Tanks (sipas listes bashkengjitur) | MSE shpk | 23.12.2019 | PTW-Freiburg Physikalisch - Technische Werkstätten Dr. Pychlau GmbH Lörracher Straße 7, 79115 Freiburg, Germany | Water Phantom Tanks (sipas listes bashkengjitur) | l | Pajisje per kalibrimin dhe matjen e dozimetrise per terapite radioaktive ose diagnostikimin radiologjik | Tjeter
6494 | FCR Prima: T, T2, T Plus, Tm (sipas listes bashkengjitur) | MSE shpk | 23.12.2019 | FUJIFILM Corporation 26-30, Nishiazabu 2-chome, Minato-ku, Tokyo 106-8620, JAPAN | FCR Prima: T, T2, T Plus, Tm (sipas listes bashkengjitur) | lla | Pajisje dixhitale e imazhit te marre nga sistemi x-ray apo mamografi | Tjeter
6495 | PTW Radiotherapy Phantoms (sipas listes bashkengjitur) | MSE shpk | 23.12.2019 | PTW-Freiburg Physikalisch - Technische Werkstätten Dr. Pychlau GmbH Lörracher Straße 7, 79115 Freiburg, Germany | PTW Radiotherapy Phantoms (sipas listes bashkengjitur) | l | Pajisje per kalibrimin dhe matjen e dozimetrise per terapite radioaktive | Tjeter
6496 | Check Devices (sipas listes bashkengjitur) | MSE shpk | 23.12.2019 | PTW-Freiburg Physikalisch - Technische Werkstätten Dr. Pychlau GmbH Lörracher Straße 7, 79115 Freiburg, Germany | Check Devices (sipas listes bashkengjitur) | l | Pajisje e cila kontrollon dhe percakton densitetin e ajrit per dhomat jonizuese | Tjeter
6497 | Original M.E. Müller® Low Profile Cups (sipas listes bashkengjitur) | Trimed sh.p.k | 23.12.2019 | Zimmer GmbH Sulzerallee 8, Winterthur 8404, Switzerland | Original M.E. Müller® Low Profile Cups (sipas listes bashkengjitur) | lll | Komponent acetabular me cement, tip Muller. Eshte nje nga komponentet e protezes toatale me cement qe ben zevendesimin e artikulacionit kokso-femoral te njeriut | Pajisje nje perdorimeshe
6498 | IM Nails (sipas listes bashkengjitur) | LAYO sh.p.k | 24.12.2019 | Smith & Nephew, Inc. 1450 Brooks Rd. Memphis Tennessee 38116 USA | IM Nails (sipas listes bashkengjitur) | l, lla, llb | Instrumenta dhe implante per fixim te frakturave qe perdoren ne kirurgjite e sherbimit te ortopedise | Pajisje te implantueshme aktive, instrumenta shumeperdorimesh
6499 | BD SurePath Collection Vial Kit 500: 491452 | Pegasus sh.p.k | 23.12.2019 | Becton Dickinson and Company 7 Loveton Circle Sparks, MD 21152 USA | BD SurePath Collection Vial Kit 500: 491452 | In vitro | Konteiner transporti per mostra citologjike me likid ruajtes | Pajisje te diagnostikimit in vitro
6500 | Combihesive II/2/2S | Evita shpk | 27.12.2019 | ConvaTec Limited, First Avenue, Deeside Industrial Park, Deeside, Flintshire, CH5 2NU, UK | Combihesive II/2/2S Sistema 2S (sipas listes bashkengjitur) | I | Qese ostomie me dy pjese | Tjeter
6501 | Aquacel Surgical | Evita shpk | 27.12.2019 | ConvaTec Limited, First Avenue, Deeside Industrial Park, Deeside, Flintshire, CH5 2NU, UK | Aquacel Surgical: 412017 10cmx9cm; 412018 15cmx9cm; 412019 25cmx9cm; 4200669 30cmx9cm; 412020 35cmx9cm. | III | Veshtje ekstaktuese me perberje xheli hidrofilik | Tjeter
6502 | AQUACEL Ag Hydrofiber Dressing | Evita shpk | 27.12.2019 | ConvaTec Limited, First Avenue, Deeside Industrial Park, Deeside, Flintshire, CH5 2NU, UK | AQUACEL Ag Hydrofiber Dressing-Strenua: AQUACEL Ag Hydrofiber Dressing (WSF), 2cm X 45cm; 5/pack 403771; AQUACEL Ag Hydrofiber Dressing(WSF) ,2.5cm X 40cm; 16/pack403772; AQUACEL Ag Hydrofiber Dressing(WSF), 2.5cm X 45cm; 3/pack 403775; AQUACEL Ag Hydrofiber Dressing(WSF), 1cm X 45cm; 5/pack 420128 | III | Veshje absorbuese, xhel hidrofiber, antimikrobial, perdoret ne plage minimale | Tjeter
6503 | External components for Cochlear Implant Systems | Evita shpk | 27.12.2019 | MED_EL Elektromedizinische Geräte GmbH, Fürstenweg 77A, 6020 Innsbruk, Austria | External components for Cochlear Implant Systems: OPUS 2 AudioProcessor | Te implantueshme aktive | Komponente te jashtem per sistemet e implantit koklear dhe sistemin e implantit auditor te trurit | Pajisje te implantueshme aktive
6504 | Mi 1000 Concerto Pin/Mi 1000 Concerto | Evita shpk | 27.12.2019 | MED_EL Elektromedizinische Geräte GmbH, Fürstenweg 77A, 6020 Innsbruk, Austria | Cochlear Implants ABI, Accessories for Cochlear Impl.Syst and for ABI Syst (sipas listes bashkengjitur) | Te implantueshme aktive | Implant koklear dhe aksesore qe perdoren per permiresimin e degjimit | Pajisje te implantueshme aktive
6505 | ACCU-CHEK Performa (Model NC) mg/dL Kit: 06987788; ACCU-CHEK Performa Strips: 06454011; ACCU-CHEK Performa INT'L Controls: 04861736 | KOSLABOR-MEDICAL shpk | 06.01.2020 | Rosche Diabetes Care GmbH Sandhofer Strasse 16, 68305 Manheim, Germany | ACCU-CHEK Performa (Model NC) mg/dL Kit: 06987788; ACCU-CHEK Performa Strips: 06454011; ACCU-CHEK Performa INT'L Controls: 04861736 | In vitro | Pajisje dhe fisha per matjen e glukozes ne gjak | Pajisje te diagnostikimit in vitro
6506 | Biopsy Pads | Evita shpk | 06.01.2020 | Bio-Optica Milano S.p.A. Via San Faustino 58, 20134 Milano, Italy | Biopsy Pads | In Vitro | Filter per fiksimin e copezave te vogla anatomike ne kasete | Tjeter
6507 | Killik | Evita shpk | 06.01.2019 | Bio-Optica Milano S.p.A. Via San Faustino 58, 20134 Milano, Italy | Killik | In Vitro | Produkt per pergatitjen e mostrave histologjike per vezhgim ne mikroskop | Tjeter
6508 | Embedding molds BioMold and DispoMold | Evita shpk | 06.01.2018 | Bio-Optica Milano S.p.A. Via San Faustino 58, 20134 Milano, Italy | Embedding molds BioMold and DispoMold | In Vitro | Ene te vogla metalike qe sherbejne per te vendosur kampionet histologjike ne parafine | Tjeter
6509 | Architect reagent kit and Calibrator | Pegasus sh.p.k | 07.01.2020 | Abbot GmbH & Co. KG, Max-Planck-Ring 2, 65205 Wiesbaden, Germany | 6C30-25 ARCHITECT HAVAb-IgM Reagent Kit (1x100 Tests); 6C30-01 ARCHITECT HAVAb-IgM Calibrator; 6C30-10 ARCHITECT HAVAb-IgM Controls | In Vitro | Reagent per zbulimin cilesor te antitrupave IgM te virusit te hepatitit A ne serumin dhe plazmen njerezore | Pajisje te diagnostikimit In Vitro
6510 | Architect reagent kit and Calibrator | Pegasus sh.p.k | 07.01.2020 | Abbot GmbH & Co. KG, Max-Planck-Ring 2, 65205 Wiesbaden, Germany | 6C29-27 ARCHITECT HAVAb-IgG Reagent Kit (1x100 Tests); 6C29-01 ARCHITECT HAVAb-IgG Calibrator; 6C29-10 ARCHITECT HAVAb-IgG Controls | In Vitro | Reagent per identifikimin e antigenit IgG te hepatitit A, kalibrator dhe kontroll per antigenin | Pajisje te diagnostikimit In Vitro
6511 | Architect reagent kit and Calibrator | Pegasus sh.p.k | 07.01.2020 | Abbot GmbH & Co. KG, Max-Planck-Ring 2, 65205 Wiesbaden, Germany | 2P54-25 ARCHITECT HE4 Reagent Kit; 2P54-01 ARCHITECT HE4 Calibrators; 2P54-10 ARCHITECT HE4 Controls | In Vitro | Reagent per identifikimin sasio te antigjenit HE4 ne serumin e pacienteve ne monitorim per perseritjen ose perkeqesimin e semundjes ne paciente me kancer ovarian | Pajisje te diagnostikimit In Vitro
6512 | Architect cyclosporine reagent kit and Calibrator | Pegasus sh.p.k | 07.01.2020 | Abbot Laboratories Diagnostic Division, Abbot Park, IL 60064 USA | 1L75-25 ARCHITECT Cyclosporine Reagent kit ; 1L75-01ARCHITECT Cyclosporine Calibrators; 1L75-55 ARCHITECT Cyclosporine Whole Blood Precipitation Reagent Kit | In Vitro | Reagent per identifikimin sasior te ciklosporines, kalibratore dhe kontroll | Pajisje te diagnostikimit In Vitro
6513 | Embolished NAV6 Embolic Protection System and BareWire Filter Delivery Wires | Pegasus sh.p.k | 07.01.2020 | Abbot Vascular 3200 Lakeside Drive Santa Clara, California 95054 USA | Embolished NAV6 Embolic Protection System and BareWire Filter Delivery Wires: Embolished NAV6, Small2.5-4.8 mm, 190 cm -22442 - 19 ;Embolished NAV6, Large, 4.0-7.0mm, 190 cm -22443 – 19; Bare Wire FDW, Distal Access, 190 cm-22444-19; Bare Wire FDW, Workhorse 190 cm-22445-19;Bare Wire FDW, Workhorse, 315 cm-22445-31;Bare Wire FDW, Support 190 cm -22446-19 | III | Tel udhezues dhe sistem mbrojtjeje embolik per te permiresuar dhe hequr materialin embolik (trombet) gjate kryerjes se procedurave te angioplastikes dhe stenimit te arteries karotide | Pajisje nje perdorimeshe
6514 | Omnilink Elite Peripheral Stent System | Pegasus sh.p.k | 07.01.2020 | Abbot Vascular 3200 Lakeside Drive Santa Clara, California 95054 USA | Omnilink Elite Peripheral Stent System (sipas listes bashkengjitur) | IIb | Perdoret per trajtimin e lezioneve arteriale iliacale arterosklerotike | Pajisje nje perdorimeshe
6515 | RX Acculink Carotid Stent System | Pegasus sh.p.k | 07.01.2020 | Abbot Vascular 3200 Lakeside Drive Santa Clara, California 95054 USA | RX Acculink Carotid Stent System (sipas listes bashkengjitur) | III | Perdoret per trajtimin e pacienteve me rrezik te mesem dhe te larte ndaj efekteve anesore nga endarerektomia karotide te cilet kerkojne revaskularizim karotid | Pajisje nje perdorimeshe
6516 | RX VIATRAC 14 PLUS Peripheral Dilatation Catheter | Pegasus sh.p.k | 07.01.2020 | Abbot Vascular 3200 Lakeside Drive Santa Clara, California 95054 USA | RX VIATRAC 14 PLUS Peripheral Dilatation Catheter (sipas listes bashkengjitur) | IIa | Per te zgjeruar stenozen ne arterien periferike, per trajtimin e lezioneve obstruktive te fistulave te dializes arteriovenoze natyrale ose sintetike | Pajisje nje perdorimeshe
6517 | TREK and Mini TREK RX, TREK and Mini TREK OTW, Mini TREK II OTW, Coronary Dilatation Catheters | Pegasus sh.p.k | 07.01.2020 | Abbot Vascular 3200 Lakeside Drive Santa Clara, California 95054 USA | TREK and Mini TREK RX, TREK and Mini TREK OTW, Mini TREK II OTW, Coronary Dilatation Catheters (sipas listes bashkengjitur) | III | Dilatacion me balon I pjeses stenotike te nje arterie koronare ose stenoze grafti bypass me qellim permiresimin e perfuzionit te miokardit | Pajisje nje perdorimeshe
6518 | NC TREK OTW Coronary Dilatation Catheters | Pegasus sh.p.k | 07.01.2020 | Abbot Vascular 3200 Lakeside Drive Santa Clara, California 95054 USA | NC TREK OTW Coronary Dilatation Catheters(sipas listes bashkengjitur) | III | Dilatacion me balon I pjeses stenotike te nje arterie koronare ose stenoze grafti bypass me qellim permiresimin e perfuzionit te miokardit | Pajisje nje perdorimeshe
6519 | Sterile Wound Dressing-9cm x 25cm: 20925 | P.N.G shpk | 07.01.2020 | Octamed Sağlik Ürünleri Sanayi Ve Ticaret A. Ş. Aydınlı - Birlik OSB Mahallesi Doğu Cad. No: 15 Tuzla, İstanbul - Turkey | Sterile Wound Dressing-9cm x 25cm: 20925 | l | Fashe vetengjitese sterile me adeziv transparent ose te duklshem qe shebejne per mjekimin e plageve te lehta ose jo, fiksimin e katetereve, ageve etj. | Pajisje nje perdorimeshe
6520 | Reusable hand switch electrosurgical pencil: F4242G | Fedos shpk | 07.01.2020 | Fiab SpA, Via P. Costoli, 4 Vicchio, Firenze 50039 Italy | Reusable hand switch electrosurgical pencil: F4242G | llb | Laps elektrokirurgjie I destinuar per te hequr indet dhe kontrolluar hemoragjine duke perdorur rryme elektrike me frekuence te larte | Pajisje elektromekanike
6521 | Bedside Monitor: BSM - 3763 | Fedos shpk | 07.01.2020 | Nihon Kohden Corporation 1-31-4 Nishiochiai, Shinjuku-ku Tokyo 161-8560, Japan | Bedside Monitor: BSM - 3763 | llb | Monitor shtrati per paciente te hospitalizuar ku tregohen shenjat jetesore. | Pajisje elektromekanike
6522 | Angiography Drapes Pack | Montal sh.p.k | 08.01.2020 | Winner Medical Co., Ltd. Winner Industrial Park, No. 660 Bulong Road Longzhua District 518109 Shenzhen China | Angiography Drapes Pack | I | Pakete e perbere bga mbulesa, veshje pacienti, gareza dhe ene ne kushte sterike qe perdoren ne procesin e angiografise | Pajisje nje perdorimeshe
6523 | Patient Monitor | MSE shpk | 08.01.2020 | Edan Instruments Inc. 15 Jinhui Road, Jinsha Community, Kengzi Sub-District Pingshan District, 518122 Shenzen, PR of China | Patient Monitor : iM8, M8, iM8a,M8A, iM8B, M8B | IIb | Monitor per monitorimin epacientit | Tjeter
6524 | Thermodilution Catheter and Pulmonary Artery Monitoring Catheter | Montal sh.p.k | 08.01.2020 | Biosensors International Pte. Ltd. 36 Jalan Tukang, 619266 Singapore, Singapore | Thermodilution Catheter and Pulmonary Artery Monitoring Catheter (sipas listes bashkengjitur) | III | Kateter qe sherbejne per matjen e performances kardiake dhe per monitorimin e arteries pulmonare | Tjeter
6525 | Accessories for Mindray Electrocardiograph, Patient Monitor, Defibrillator/Monitor | Biometric Albania sh.p.k. | 10.01.2020 | Shenzen Mindray Bio-Medical Electronics Co., Ltd. Mindray Building Keji 12th Road South, High-tech Industrial Park, Nanshan, Shenzen, 518057, P.R. China | Accessories for Mindray Electrocardiograph, Patient Monitor, Defibrillator/Monitor (sipas listes bashkengjitur) | IIb | Aksesorë për elektrokardiograf, defibrilator/monitor | Pajisje elektromekanike
6526 | Reusable turbine | MSE shpk | 10.01.2020 | MIR S.r.l.-Medical International Research Via del Maggiolino, 125 00155- Roma | Reusable turbine | I | Turbine e riperdorshme qe perdoret ne aparatin spirometer | Tjeter
6527 | FlowMIR Disposable Turbine | MSE shpk | 10.01.2020 | MIR S.r.l.-Medical International Research Via del Maggiolino, 125 00155- Roma | FlowMIR Disposable Turbine | I | Gojez kartoni qe perdoret ne aparatin spirometer | Tjeter
6528 | IM Nails (sipas listes bashkengjitur) | LAYO sh.p.k | 10.01.2020 | Smith & Nephew, Inc. 1450 Brooks Rd. Memphis Tennessee 38116 USA | IM Nails (sipas listes bashkengjitur) | l, lla, llb | Instrumenta dhe implante per fixim te frakturave qe perdoren ne kirurgjite e sherbimit te ortopedise | Pajisje te implantueshme aktive, instrumenta shumeperdorimesh
6529 | MONOCRYL™ Plus Antibacterial Suture | Evita shpk | 10.01.2020 | Johnson & Johnson International c/o European Logistics Centre Leonardo Da Vincilaan 15 BE-1831 Diegem Belgium | MONOCRYL™ Plus Antibacterial Suture (sipas listes bashkengjitur) | III | Penj kirurgjikal qepes per antibakteriale te absorbueshem | Pajisje nje perdorimeshe
6530 | Histostar | Pegasus sh.p.k | 13.01.2020 | Thermo Shandon Limited (Trading as Thermo Fisher Scientific), Tudor Road, Manor Park, Runcorn,Cheshire, WA7 ITA, UK | HistoStar: A81000101, A81000105, A81000001, A81000003, A81000004, A81000006, A810xxxxx, A810xxxxx. including accessories supplied as standard | In Vitro | Aparat per parafinizimin e indit | Pajisje te diagnostikimit in vitro
6531 | ClearVue™ | Pegasus sh.p.k | 13.01.2020 | Thermo Shandon Limited (Trading as Thermo Fisher Scientific), Tudor Road, Manor Park, Runcorn,Cheshire, WA7 ITA, UK | ClearVue™: Part numbers: A79200001- including accessories supplied as standard, and the following accessories , Coverslips: A79210050 - A79210054 (inclusive) ,Mountant: A79210074 - A79210078 (inclusive), Adapter Baskets: 4211, 4212 A79210064 - A79210070, A79210072, A79210073. | In Vitro | Vendosje automatike e slideve mbuluese ne seksionin e indit te ngjyrosur | Pajisje te diagnostikimit in vitro
6532 | Excelsior AS | Pegasus sh.p.k | 13.01.2020 | Thermo Shandon Limited (Trading as Thermo Fisher Scientific), Tudor Road, Manor Park, Runcorn,Cheshire, WA7 ITA, UK | Excelsior AS: Part numbers: A82300001,A82300002 including accessories supplied as standard ; Accessories Baskets: A78410025, A78410021, A78420158, A78420156, A82310071, A82310038 Extrction Adaptor Kits: A82310033, A78410024; Filters: 9990610, 7411258, 9990612, B9990612CS; Reagent Bottles and Wax Kits: A78410026, 8300 | In Vitro | Procesues Automatik I Indit te fresket te sapodiseksionuar | Pajisje te diagnostikimit in vitro
6533 | Gemini AS | Pegasus sh.p.k |  | Thermo Shandon Limited (Trading as Thermo Fisher Scientific), Tudor Road, Manor Park, Runcorn,Cheshire, WA7 ITA, UK | Gemini AS: Instrument Part Numbers : Heated - A81500101; Unheated: A81500102; Seleable Part Numbers: Heated: A81500001; A81500005; Unheated: A81500002; A81500006 including accessories supplied as standart | In Vitro | Ngjyrues automatik per imunohistokimi | Pajisje te diagnostikimit in vitro
6534 | Biofelt 152 x 152 soft: FP1515S | Biometric Albania sh.p.k. | 13.01.2020 | Bio Sud Medical Systems S.r.l. Via dei Fabbri, 23, 25 Zona Artig. ASI - 70026 Modugno (BA) Italia | Biofelt 152 x 152 soft: FP1515S | lll | Mbulese perforcuese per kardiokirurgji | Pajisje nje, produkte per institucione te kujdesit shendetesor
6535 | Filter Kit MicroGard ll: V-892391, V-892392; MicroGard ll: V-892381, V-892386, V-892384, V-892388 | Biometric Albania sh.p.k. | 13.01.2020 | Vyaire Medical GmbH Leibnizstrasse 7, 97204 Höchberg, GERMANY | Filter Kit MicroGard ll: V-892391, V-892392; MicroGard ll: V-892381, V-892386, V-892384, V-892388 | lla | Aksesore te pajisjeve diagnostikuese te aparatit te frymemarrjes | Pajisje anestezie dhe respiratore, produkte per institucione te kujdesit shendetesor
6536 | Sterile Disposable Scalpel Blades and Stitch Cutters: 1015/ST/10, 1015/ST/10A, 1015/ST/11, 1015/ST/12, 1015/ST/12D, 1015/ST/13, 1015/ST/ 14, 1015/ST/15, 1015/ST/15C, 1015/ST/15E, 1015/ST/16, 1015/ST/18, 1015/ST/19, 1015/ST/20, 1015/ST/21, 1015/ST/2, 1015/ST/23, 1015/ST/14, 1015/ST/25, 1015/ST/34, 1015/ST/36/ 1015/ST/A, 1015/ST/B, 1015/ST/C, 1015/STSS/12D, 1015/STSS/15C, 1015/STSS/10, 1015/STSS/11, 1015/STSS/12, 1015/STSS/15, 1015/STSS/20, 1015/STSS/21, 1015/STSS/22, 1015/STSS/23, 1015/STSS/24, 1015/STSS/25, 1001/ST/0, 1001/ST/00, 1001/ST/12, 1001/ST/2, 1001/ST/3, 1001/ST/4, 1001/ST/5, 1001/ST/6, 1001/ST/7, 1001/ST/8, 1001/ST/9, 502/ST/15, 502/ST/16, 502/ST/17, 502/ST/18, 502/ST/19, 61/ST, 62/ST, 62S/ST, 65/ST, 67/ST, 69/ST, 1015/12S/ST. | Biometric Albania sh.p.k. | 13.01.2020 | Otto Rüttgers GmbH & Co. KG Roonstraße 17 - 19, 42699 Solingen, GERMANY | Sterile Disposable Scalpel Blades and Stitch Cutters: 1015/ST/10, 1015/ST/10A, 1015/ST/11, 1015/ST/12, 1015/ST/12D, 1015/ST/13, 1015/ST/ 14, 1015/ST/15, 1015/ST/15C, 1015/ST/15E, 1015/ST/16, 1015/ST/18, 1015/ST/19, 1015/ST/20, 1015/ST/21, 1015/ST/2, 1015/ST/23, 1015/ST/14, 1015/ST/25, 1015/ST/34, 1015/ST/36/ 1015/ST/A, 1015/ST/B, 1015/ST/C, 1015/STSS/12D, 1015/STSS/15C, 1015/STSS/10, 1015/STSS/11, 1015/STSS/12, 1015/STSS/15, 1015/STSS/20, 1015/STSS/21, 1015/STSS/22, 1015/STSS/23, 1015/STSS/24, 1015/STSS/25, 1001/ST/0, 1001/ST/00, 1001/ST/12, 1001/ST/2, 1001/ST/3, 1001/ST/4, 1001/ST/5, 1001/ST/6, 1001/ST/7, 1001/ST/8, 1001/ST/9, 502/ST/15, 502/ST/16, 502/ST/17, 502/ST/18, 502/ST/19, 61/ST, 62/ST, 62S/ST, 65/ST, 67/ST, 69/ST, 1015/12S/ST. | lla | Lama te ndryshme bisturie | Pajisje njeperdorimeshe, produkte per institucione te kujdesit shendetesor
6537 | Reusable Scalpel Handles: 1015/3R, 1015/3S, 1015/3P, 1015/3LR, 1015/3LA, 1015/3XL, 1015/7, 1015/7K, 1015/7L, 1015/8, 1017/6, 1017/8, 1017/8A, 1017/8F, 1015/4R, 1015/4S, 1015/4LR, 1015/4LA, 1015/9, 502/2, 502/3, 1001/A/1, 1001/B/1, 1001/C/1, 3K, 3KL, 3KXL, 3KB, 3KBXL | Biometric Albania sh.p.k. | 13.01.2020 | Otto Rüttgers GmbH & Co. KG Roonstraße 17 - 19, 42699 Solingen, GERMANY | Reusable Scalpel Handles: 1015/3R, 1015/3S, 1015/3P, 1015/3LR, 1015/3LA, 1015/3XL, 1015/7, 1015/7K, 1015/7L, 1015/8, 1017/6, 1017/8, 1017/8A, 1017/8F, 1015/4R, 1015/4S, 1015/4LR, 1015/4LA, 1015/9, 502/2, 502/3, 1001/A/1, 1001/B/1, 1001/C/1, 3K, 3KL, 3KXL, 3KB, 3KBXL | l | Doreza/ mbajtese per lama bisturie | Instrumenta shumeperdorimesh, produkte per institucione te kujdesit shendetesor
6538 | Femoral Heads (sipas listes bashkangjitur) | LAYO sh.p.k | 13.01.2020 | Smith & Nephew, Inc. 1450 Brooks Rd. Memphis Tennessee 38116 USA | Femoral Heads (sipas listes bashkangjitur) | lll | Koka femorale per fraktura te legenit | Pajisje te implantueshme aktive
6539 | SL-PLUS Stem (sipas listes bashkengjitur) | LAYO sh.p.k | 13.01.2020 | Smith & Nephew Orthopaedics AG Oberneuhofstrasse 10d, 6340 Baar, SWITZERLAND | SL-PLUS Stem (sipas listes bashkengjitur) | lll | Komponenti femoral sl plus stemi protezes koksofemorale per implantim gjate kirurgjive ne sherbim te ortopedise | Pajisje te implantueshme aktive
6540 | KXL Sytem; Mosaic System | Pegasus sh.p.k | 13.01.2020 | Avedro Inc. 201 Jones Road, Waltham MA 02451 USA | Ophthalmologic DevicesKXL Sytem - 110-01018; 110-01019; Mosaic System: 110-03092 | IIa | Pajisje oftalmologjike qe mundeson rezatim UVA, radhitje lazeri per pozicionimin e pacientit. | Pajisje oftalmike dhe optike
6541 | Stone Cone™ Nitinol Urological Retrieval Coil | Montal sh.p.k | 13.01.2020 | Boston Scientific Corporation 300 Boston Scientific Way Marlborough, MA 01752 USA | Stone Cone™ Nitinol Urological Retrieval Coil- M0063903100, M0063903200 | IIa | Eshte nje pajisje mjekesore ne forme spirale e destinuar te perdoret ne terheqjen e gureve nga kanalet urinare | Pajisje nje perdorimeshe
6542 | Filtra per pajisjet e dializes | Biometric Albania sh.p.k. | 13.01.2020 | Gambro Dialysatoren GmbH, Holger-Crafoord-Strasse 26, 72379 Hechingen, Germany | Ultrafilters for dialysate : Theranova 400-115578; Theranova-115579; Theranova 400 EEUR-LATAM-955365; Theranova 500 EEUR-LATAM-955366; Theranova 400 APAC-955367; Theranova 500 APAC-955367 | IIb | Filtra per pajisjet e dializes | Pajisje nje perdorimeshe; Pajisje laboratori
6543 | Absorbable hemostatic oxidized regenerated cellulose, sterile | Biometric Albania sh.p.k. | 13.01.2020 | Assut Europe S.p.a Via Giuseppe Gregoraci,12-00173 Roma (RM)Italia | Absorbable hemostatic oxidized regenerated cellulose, sterile: OXITAMP Gauze compress - OTX-XXX-XXX; OXITAMP Fibrillar-OTX-XXX-XXXXYZ; OXITAMP Powder- OTP-XX; OXITAMP Gel- OTL-XX, OTL-L-XX | III | Materiale sterile hemostatike te absorbueshme per kirurgju | Pajisje nje perdorimeshe; Pajisje per institucione te kujdesist shendetesor
6544 | Containers for blood collection | Bio Save Tirana | 18.01.2020 | Zeklad Produkcji Sprzętu Medycznego RAVIMED Sp. Z.o.o. ul. Polna 5, PL / 05-119 Lajeski | Containers for blood collection, storage and preparation : Typa "A" set for cord blood collection with CPDA- or CPD Rset-Aca lub/or C | IIb | Pajisje per transfuzion gjaku per qelizat staminale | Pajisje nje perdorimeshe
6545 | Blood Glucose monitoring systems | No-Ar Medical sh.p.k | 13.01.2020 | Yasee BioMedical Inc. No.9 Xiuyuan Road Hight-tech Industrial Development Zone Qingdao City, 266000 Shandong China | Blood Glucose Monitoring Systems; Blood Glucose Meters; Blood Glucose Test Strips; Blood Glucose Control Solutions | In Vitro | Aparate dhe stripse per matjen e nivelit te glukozes ne gjak | Pajisje te diagnostikimit in vitro
6546 | Pajisje mjekesore silikoni | No-Ar Medical sh.p.k | 13.01.2020 | KSMED MEDIKAL - Kazim Sancak, Barbaros Hayrettin Paşa Mahalleso Mimar Sinan Caddesi 1111 Sokak No: 1/B Instanbul/Turkey | KS MED - SAR MED (sipas listes bashkengjitur) | I | Pajisje mjekesore silikoni per perdorime ortopedike | Tjeter
6547 | Polarstem | LAYO sh.p.k | 13.01.2020 | Smith & Nephew Orthopaedics AG, Oberneuhofstrasse, 10d, 6430 Baar, Switzerland | Orthopaedic Implants : Polarstem (sipas listes bashkengjitur) | III | Implant ortopedik per zevendesimin e kockave te legenit | Pajisje te implantueshme aktive
6548 | Reflection Acetabular Shells and Liners | LAYO sh.p.k | 13.01.2020 | Smith & Nephew Orthopaedics AG, Oberneuhofstrasse, 10d, 6430 Baar, Switzerland | Reflection Acetabular Shells and Liners (sipas listes bashkengjitur) | III | Komponente femorale te cementueshme ose te pacementueshme qelidhin komponentet femorale me kocken elegenit | Pajisje te implantueshme aktive
6549 | Nasal Mask and accessories, reusable | Medical Product Albania shpk | 13.01.2020 | Hsiner Co., Ltd. No. 312, Jhongshan Rd., Shengang Township, Taichung, Taiwan, R.O.C | Respiratory Devices : CPAP/VPAP Nasal Mask and accessories, reusable | IIa | Maske ndihmese oer oacientet me probleme te apnese se gjumit e cila lidhet me aparatin qe mundeson nje presion pozitiv te ajrit ne rruget e frymemarrjes | Pajisje terapie komplementare
6550 | Sterile single use thershold analyser cables: F7830S, F7830/AF, F7830IS-1, F7830SL, F7831S, F7832S, F7830DIN, F7830/MED | Biometric Albania sh.p.k. | 14.01.2020 | Fiab SpA, Via P. Costoli, 4 Vicchio, Firenze 50039 Italy | Sterile single use thershold analyser cables: F7830S, F7830/AF, F7830IS-1, F7830SL, F7831S, F7832S, F7830DIN, F7830/MED | lla | Kabllo te ndryshem per stimulime kardiake | Pajisje elektromekanike, pajisje njeperdorimeshe, produkte per institucione te kujdesit shendetesor
6551 | Sterile single use thershold cable for cardiac stimulation with IS-1 connectors or non protected plug: F7833, F7833E, F7833/3, F7833/4, F7833IS-1, F7833L, F7833/350, F7834 | Biometric Albania sh.p.k. | 14.01.2020 | Fiab SpA, Via P. Costoli, 4 Vicchio, Firenze 50039 Italy | Sterile single use thershold cable for cardiac stimulation with IS-1 connectors or non protected plug: F7833, F7833E, F7833/3, F7833/4, F7833IS-1, F7833L, F7833/350, F7834 | lla | Kabllo te ndryshem per stimulime kardiake | Pajisje elektromekanike, pajisje njeperdorimeshe, produkte per institucione te kujdesit shendetesor
6552 | AQUACEL WSF; AQUACEL with strengthening Fiber 2x45cm: 403770, 2.5x40cm: 403772, 2x45cm: 403774, 1x45cm: 420127 | Evita shpk | 15.01.2020 | ConvaTec Limited, First Avenue, Deeside Industrial Park, Deeside, Flintshire CH5 2 NU, UK | AQUACEL WSF; AQUACEL with strengthening Fiber 2x45cm: 403770, 2.5x40cm: 403772, 2x45cm: 403774, 1x45cm: 420127 | llb | Perdoret ne plage akute dhe kronike dhe ka veshje eksratuese-absorbuese, xhel hidrofilik | Tjeter
6553 | neoV: 810nm, 980nm, 1064nm, 1470nm, 1940nm (neoV810, neoV980, neoV1064, neoV 1470, neov 1940) | Evita shpk | 15.01.2020 | G.N.S neoLaser Ltd. 7 HaEshel Street Caesarea, 3088900 Israel | neoV: 810nm, 980nm, 1064nm, 1470nm, 1940nm (neoV810, neoV980, neoV1064, neoV 1470, neov 1940) | llb | Lazer , pajisje kirurgjikale per te gjitha qellimet, prerje, koagulim dhe avullim, si dhe nje burim I larte energjie per pune te shpejta kirurgjikale | Tjeter
6554 | Syringes, System for artificial insemination: catheters for IVF and embryo transfer | Evita shpk | 15.01.2020 | Biopsybell s.r.l. Via A. Manuzio il Vecchio 24, 41037 Mirandola - Italy | Syringes, System for artificial insemination: catheters for IVF and embryo transfer | l | Shiringa dhe sisteme per inseminimin artificial, katetere per IVF dhe transferimin e embrioneve | Pajisje njeperdorimeshe
6555 | Biopsy needles and sets, needles and sets for localization of mammary lesions, system for infusions, system for prenatal diagnosis and artificial insemination, introduction systems, biopsy systems, disectomy systems | Evita shpk | 15.01.2020 | Biopsybell s.r.l. Via A. Manuzio il Vecchio 24, 41037 Mirandola - Italy | Biopsy needles and sets, needles and sets for localization of mammary lesions, system for infusions, system for prenatal diagnosis and artificial insemination, introduction systems, biopsy systems, disectomy systems | lla | Age biopsie dhe sete, age per lokalizimin e lezionit mamar, sisteme infuzioni, sisteme per diagnostikimin prenatal dhe insemimin artificial, sisteme biopsie dhe disektomie | Tjeter
6556 | Laser Delivery Systems, Fiberoptic; Catheter Introducers (sipas listes bashkengjitur) | Evita shpk | 15.01.2020 | LightGuideOptics International Ltd. (SIA) Celtnicibas iela 8, LV-5316 Livani, Latvia | Laser Delivery Systems, Fiberoptic; Catheter Introducers (sipas listes bashkengjitur) | lla | Fiber optike, sonde fistule dhe sonde hemorroidale qe perdoren ne nderhyrje kirurgjikale | Tjeter
6557 | Luxsutures (sipas listes bashkengjitur) | SAFIR DISTIC. A.S. sh.p.k | 15.01.2020 | LUXSUTURES AG Gruuss-Strooss, 22 L-9991 Weiswampach Luxembourg | Luxsutures (sipas listes bashkengjitur) | llb, lll | Penj per qepje dentare | Pajisje dentare
6558 | Light-cured Nano Hybrid Filling Composite Resin: DenFil N; Light-cured radiopaque flowable composite resin: DenFil Flow; Root canal filling materials: Well-Paste; Light-cured composite resin: DenFil; Root canal cleanser: Well-Prep; Etching agents: V-Etch; Self-Adhesive Resin Cement: U-Cem Premium, MAZIC Cem; Bonding Agents: U-Bond; Gutta Perch Points: Eazi-Endo™; Pit and Fissure Sealant: Eco-S | SAFIR DISTIC. A.S. sh.p.k | 15.01.2020 | Vericom Co., Ltd. 48, Toegyegongdan 1-Gil, Chuncheon-Si, Gangwon-Do, KOREA | Light-cured Nano Hybrid Filling Composite Resin: DenFil N; Light-cured radiopaque flowable composite resin: DenFil Flow; Root canal filling materials: Well-Paste; Light-cured composite resin: DenFil; Root canal cleanser: Well-Prep; Etching agents: V-Etch; Self-Adhesive Resin Cement: U-Cem Premium, MAZIC Cem; Bonding Agents: U-Bond; Gutta Perch Points: Eazi-Endo™; Pit and Fissure Sealant: Eco-S | lla | Cemente dentare | Pajisje dentare
6559 | Kapkon connector with port: MN 906 | Greemed sh.p.k | 16.01.2020 | Morton Medikal San. Ve Tic. A.S. Itob O.S.B. Ekrem Demirtas Cad. No: 9 Tekeli Menderes Izmir/ Turkey | Kapkon connector with port: MN 906 | lla | Bashkues kateteresh me funksion ndihmes | Pajisje njeperdorimeshe
6560 | Anesthesia Breathing Bag: MN124, MN124-01, MN124-02, MN124-03, MN124-04, MN125-01, MN122-02, MN125-03, MN125-04, MN125-05, MN125-06, MN125-07, MN125-08, MN125-09, MN125-10 | Greemed sh.p.k | 16.01.2020 | Morton Medikal San. Ve Tic. A.S. Itob O.S.B. Ekrem Demirtas Cad. No: 9 Tekeli Menderes Izmir/ Turkey | Anesthesia Breathing Bag: MN124, MN124-01, MN124-02, MN124-03, MN124-04, MN125-01, MN122-02, MN125-03, MN125-04, MN125-05, MN125-06, MN125-07, MN125-08, MN125-09, MN125-10 | lla | Balon ndihmes per perforcimin e frymemarrjes tek pacientit gjate nderhyrjeve te toraksit | Instrumenta shumeperdorimesh
6561 | Enternal feeding set for Easylit pumps: 0VENEJ34G, 0VENEJ34S, 0VENEJ34V | Greemed sh.p.k | 16.01.2020 | Medwin France S.A.S. 9, allée de la Vigne Grande, 34600 Les Aires, France | Enternal feeding set for Easylit pumps: 0VENEJ34G, 0VENEJ34S, 0VENEJ34V | lla | Set katetersh qe lidhen me pompen per ushqimin e pacientit | Instrumenta shumeperdorimesh
6562 | Implantable ports and accessories (sipas listes bashkengjitur) | Greemed sh.p.k | 16.01.2020 | Vygon 5 rue Adeline, 95440 Ecouen France | SITIMPLANT - Implantable ports and accessories (sipas listes bashkengjitur) | lll | Porta te implantueshme per qetesimin e dhimbjeve tek pacientet | Pajisje te implantueshme jo aktive
6563 | "Bipolar Forceps & Bipolar Cable" janë instrumenta mjekësore elektrokirurgjikale me frekuencë të lartë (HF- Instruments) | Montal sh.p.k | 16.01.2020 | Dimeda Instrumente GmbH, Gansacker 54+58 D-78532, Tuttlingen, GERMANY | Bipolar Forceps & Bipolar Cable (sipas listës bashkëngjitur) | IIb | "Bipolar Forceps & Bipolar Cable" janë instrumenta mjekësore elektrokirurgjikale me frekuencë të lartë (HF- Instruments) | Instrumenta shumëpërdorimëshe
6564 | Silicone Drain | Evita shpk | 16.01.2020 | ConvaTec Limited, First Avenue Deeside Industrial Park, Deeside, Flintshire, CH5 2NU, United Kingdom | Silicone Drain (sipas listës bashkëngjitur) | IIa | Përdoret në plagë kirurgjikale për kullimin e lëngjeve | Tjetër
6565 | Endosponge | O.E.S Distrimed sh.p.k | 16.01.2020 | B.Braun Surgical S.A. Ctra. De Terrassa, 21 08191 Rubi (Barcelona) Spain | Endosponge : 5526510, 5526520, 5526530 | IIa | Sfungjer endoluminal per trajtimine anastomozave te zones rektale | Pajisje nje perdorimeshe
6566 | Sterile Hot Snare; Sterile Cold Snare | O.E.S Distrimed sh.p.k | 16.01.2020 | Micro-Tech (Nanjing) Co., Ltd. No.10 Gaoke Third Road, Nanjing National Hi-Tech, Industrial Development Zone, Nanjing 210032, Jiangsu Province, P.R of China | Sterile Hot Snare; Sterile Cold Snare (sipas listes bashkengjitur) | IIa; IIb | Rrjeta kirurgjikale per kapjen dhe heqjen e lezioneve intenstinale | Pajisje nje perdorimeshe
6567 | Nasal Billiary Draingae Set; Sterile Billiary Stone Balloon Catheter; Sterile Sphicterotome; Stone Extraction Basket; Pancreatic Pseudocyst Stent with Delivery System | O.E.S Distrimed sh.p.k | 16.01.2020 | Micro-Tech (Nanjing) Co., Ltd. No.10 Gaoke Third Road, Nanjing National Hi-Tech, Industrial Development Zone, Nanjing 210032, Jiangsu Province, P.R of China | Nasal Billiary Draingae Set; Sterile Billiary Stone Balloon Catheter; Sterile Sphicterotome; Stone Extraction Basket; Pancreatic Pseudocyst Stent with Delivery System (sipas listes bashkengjitur) | IIa; IIb | Set drenazhi Biliare Nazale; Kateter me balon steril per terheqje guresh biliar; Sfinkterotome Sterile-Instrumenta kirurgjie; Shporte per ekstraktim guresh; Stenta Pankreatik Pseudocyst me sistem shperndares | Pajisje nje perdorimeshe
6568 | Endoscopy Instruments & Accessories | O.E.S Distrimed sh.p.k | 16.01.2020 | Micro-Tech (Nanjing) Co., Ltd. No.10 Gaoke Third Road, Nanjing National Hi-Tech, Industrial Development Zone, Nanjing 210032, Jiangsu Province, P.R of China | Endoscopy Working Channel Valves; Guidewire Locking Device;Disposable Bite Block; Retrieval Net (sipas listes bashkengjitur) | I | Instrumenta dhe aksesore endoskopikke, perdorim ne kirrugji te ndryshme | Pajisje nje perdorimeshe; Pajisje shumeperdorimeshe
6569 | AQUACEL Ag+ Ribbon with Strengthening Fibre | Evita shpk | 16.01.2020 | ConvaTec Limited, First Avenue Deeside Industrial Park, Deeside, Flintshire, CH5 2NU, United Kingdom | AQUACEL Ag+ Ribbon with Strengthening Fibre (sipas listës bashkëngjitur) | III | Përdoret në plagë minimale ekstruduese dhe jo ekstruduese dhe të thata, veshje absorbuese, shirita përorcues hidrofibër, antimikrobial, sterile | Tjetër
6570 | AQUACEL Ag Hydrofiber Dressing with Silver | Evita shpk | 16.01.2020 | ConvaTec Limited, First Avenue Deeside Industrial Park, Deeside, Flintshire, CH5 2NU, United Kingdom | AQUACEL Ag Hydrofiber Dressing with Silver (sipas listës bashkëngjitur) | III | Përdoret në plagë minimale ekstruduese dhe jo ekstruduese dhe të thata, veshje absorbuese, xhel hidrofibër, antimikrobial, sterile | Tjetër
6571 | AQUACEL ®Ag Foam non-adhesive Sterile Dressing | Evita shpk | 16.01.2020 | ConvaTec Limited, First Avenue Deeside Industrial Park, Deeside, Flintshire, CH5 2NU, United Kingdom | AQUACEL ®Ag Foam non-adhesive Sterile Dressing (sipas listës bashkëngjitur) | III | Përdoret në plagë sipërfaqësore dhe ka veshje me shkumë | Tjetër
6572 | ASAHI PTCA GUIDE Wires | Biometric Albania sh.p.k. | 17.01.2020 | ASAHI INTECC CO., LTD. Medical Division, 3-100 Akatsuki-cho, Seto, Aichi 489-0071 JAPAN | ASAHI Gaia Second Pre-Shape AHW14R008P; ASAHI Gaia Third Pre-Shape AHW14R011P | III | Udhëzues teli për angiografi | Pajisje një përdorimëshe, Produkte për institucione të kujdesit shëndetësor
6573 | Alustat, Calcipast, Chloraxid, Hydrocal, MTA+, Zinc Oxide, etj. | Primary Dental sh.p.k | 17.01.2020 | CERKAMED, Wojciech Pawlowski 37-450 Stalowa Wola, ul. Kwiatkowskiego 1, POLAND | Medical devices for dentistry (sipas listës bashkëngjitur) | IIa | Materiale dentare të ndryshme: hemostatike, pasta kuruese antiseptike, solucione dezinfektuese, materiale mjekuese, materiale mbushese, cemente. | Pajisje dentare
6574 | Yellow Porcelain Etch | Primary Dental sh.p.k | 17.01.2020 | CERKAMED, Wojciech Pawlowski 37-450 Stalowa Wola, ul. Kwiatkowskiego 1, POLAND | Yellow Porcelain Etch | I | Acidifikues për porcelanin për riparime | Pajisje dentare
6575 | Silan | Primary Dental sh.p.k | 17.01.2020 | CERKAMED, Wojciech Pawlowski 37-450 Stalowa Wola, ul. Kwiatkowskiego 1, POLAND | Silan 2ml | I | Produkt i aplikueshëm pas acidifikimit të porcelanit për të rritur fortësinë e bondimit | Pajisje dentare
6576 | Protective Visor | Primary Dental sh.p.k | 17.01.2020 | CERKAMED, Wojciech Pawlowski 37-450 Stalowa Wola, ul. Kwiatkowskiego 1, POLAND | PROTECTIVE VISOR : Comfort visor with exchangeable foils; Comfort light visor with exchangeable foils ; Visor attached to the corrective eye glasses | I | Maske mbrojtëse personale | Pajisje dentare
6577 | FLUOR DEFENDER | Primary Dental sh.p.k | 17.01.2020 | CERKAMED, Wojciech Pawlowski 37-450 Stalowa Wola, ul. Kwiatkowskiego 1, POLAND | FLUOR DEFENDER: Mini (3 x 1ml), Standard (6 x 1ml), Maxi (10 x 1ml) | I | Fluor për mbrojtjen e dhëmbëve | Pajisje dentare
6578 | Rubber-Dam | Primary Dental sh.p.k | 17.01.2020 | CERKAMED, Wojciech Pawlowski 37-450 Stalowa Wola, ul. Kwiatkowskiego 1, POLAND | Rubber-Dam: Green, Blue, Black | I | Dige gome për mbrojtjen e gingives gjatë procedurave dentare | Pajisje dentare
6579 | Blue etch, Canal detector,Chloraxidin, Endo-solution, Red detector, etj. | Primary Dental sh.p.k | 17.01.2020 | CERKAMED, Wojciech Pawlowski 37-450 Stalowa Wola, ul. Kwiatkowskiego 1, POLAND | Medical devices for dentistry (sipas listës bashkëngjitur) | IIa | Materiale dentare të ndryshme: acide, desinfektues, detektues kanali, solucione endodontike, eukaliptol, gutaperka, absorbente, detektues kariesi | Pajisje dentare
6580 | Kaltostat, Calcium/Sodium Alginate Hight 80:20 Dressing Sterile | Evita shpk | 17.01.2020 | ConvaTec Limited, First Avenue, Deeside Industrial Park, Deeside Flintshire, CH5 2NU, UK | Kaltostat, Calcium/Sodium Alginate Hight 80:20 Dressing Sterile (sipas listes bashkengjitur) | IIb | Perbehet nga fibra alginate kalciumi dhe natriumi sterile, perdoret per thithjen e kengjeve te plages per kontrollin e gjakderdhjeve te vogla. | Pajisje nje perdorimeshe
6581 | LCD Visual Acuity Chart | Omega Optikal sh.p.k | 17.01.2020 | Visiontech, 97-8, Hwanhee-1Gil, Oksan-Myeon, Heungdeok-Gu, Cheongju-City, Chungcheongbuk-Do, 28114, Korea | LCD Visual Acuity Chart HV800 | I | Instrumenta mjekesore optike | Pajisje oftalmike dhe optike
6582 | Renasys Touch Canisters | LAYO sh.p.k | 18.01.2020 | Smith&Nephew Medical Limited, 101 Hessle Road, Hull, HU3 3BN, United Kingdom | Renasys Touch Canisters 300ml-66801273; Renasys Touch Canisters 800ml-66801274; Renasys Touch Canisters 300ml-66801275 | I | Pajisje për mjekim plagësh | Tjetër
6584 | Flexi-Seal ®Faecal Management System Kit: 411100; Flexi-Seal ®PROTECT Faecal Management System: 421630; Flexi-Seal ®SIGNAL ™Faecal Management System: 418000 | Evita shpk | 18.01.2020 | ConvaTec Limited, First Avenue, Deeside Industrial Park, Deeside, Flintshire CH5 2 NU, UK | Flexi-Seal ®Faecal Management System Kit: 411100; Flexi-Seal ®PROTECT Faecal Management System: 421630; Flexi-Seal ®SIGNAL ™Faecal Management System: 418000 | lla | Kite per menaxhimin e masmbetjes te mbetjeve fekale | Tjeter
6585 | Compressor Nebulizer: NB-218C | Arli Pharma sh.p.k | 18.01.2020 | Honsun (Nantong) Co., Ltd No.8 Tongxing Road Nantong Economic & Technological Development area, 226009, Jiangsu Province, P.R. China | Compressor Nebulizer: NB-218C | lla | Nebulizator qe kthen ilacin e lengshem ne avull per te ndihmuar trajtimin e astmes | Pajisje anestezie dhe respiratore
6586 | Wall Repair Mesh; Wall Repair Mesh; Intraperitoneal Wall Repair Prothesis | Arli Pharma sh.p.k | 18.01.2020 | Textile Hi-Tec s.a.s. (THT) also trading as THT Bio-Science Cantignous, 81270 Labastide-Rouairoux, France | Wall Repair Mesh; Wall Repair Mesh; Intraperitoneal Wall Repair Prothesis | llb | Mesh qe perdoret per herniet abdominale, Meshe qe perdoret per herniet abdominale, Meshe qe perdoret per herniet abdominale ku njera shtrese ka kontakt me zorret | Pajisje njeperdorimeshe
6589 | Non invasive blood pressure units with aneroid manometer: Classic, Classico, Classic Privat | Biometric Albania sh.p.k. | 18.01.2020 | Bosch + Sohn GmbH & Co. KG Bahnhofstraße 64, 72417 Jungingen, Germany | Non invasive blood pressure units with aneroid manometer: Classic, Classico, Classic Privat | l | Pajisje per matjen e tensionit (me ajer) | Instrumenta shumeperdorimesh, produkte per institucione te kujdesit shendetesor
6590 | Sterile High-pressure Angiographic Syringes for Single-use: 60ml, 65ml, 100ml, 115ml, 125ml, 130ml, 140ml, 150ml, 200ml | Biometric Albania sh.p.k. | 18.01.2020 | Sino Medical-Device Technology Co., Ltd. 6th Floor, Building 15 No. 1008, Songbai Road Nanshan District 518055 Shenzhen, P.R.CH. | Sterile High-pressure Angiographic Syringes for Single-use: 60ml, 65ml, 100ml, 115ml, 125ml, 130ml, 140ml, 150ml, 200ml | lla | Shiringa injektori per Angiografi/Skaner | Pajisje njeperdorimeshe, produkte per institucione te kujdesit shendetesor
6591 | High-pressure Injector: SinoPower-D, SinoPower-s | Biometric Albania sh.p.k. | 18.01.2020 | Sino Medical-Device Technology Co., Ltd. 6th Floor, Building 15 No. 1008, Songbai Road Nanshan District 518055 Shenzhen, P.R.CH. | High-pressure Injector: SinoPower-D, SinoPower-s | llb | Pajisje per injektimin e kontrastit | Pajisje elektromekanike, produkte per institucione te kujdesit shendetesor
6589 | Non invasive blood pressure units with aneroid manometer: Classic, Classico, Classic Privat | Biometric Albania sh.p.k. | 18.01.2020 | Bosch + Sohn GmbH & Co. KG Bahnhofstraße 64, 72417 Jungingen, Germany | Non invasive blood pressure units with aneroid manometer: Classic, Classico, Classic Privat | l | Pajisje per matjen e tensionit (me ajer) | Instrumenta shumeperdorimesh, produkte per institucione te kujdesit shendetesor
6590 | Sterile High-pressure Angiographic Syringes for Single-use: 60ml, 65ml, 100ml, 115ml, 125ml, 130ml, 140ml, 150ml, 200ml | Biometric Albania sh.p.k. | 18.01.2020 | Sino Medical-Device Technology Co., Ltd. 6th Floor, Building 15 No. 1008, Songbai Road Nanshan District 518055 Shenzhen, P.R.CH. | Sterile High-pressure Angiographic Syringes for Single-use: 60ml, 65ml, 100ml, 115ml, 125ml, 130ml, 140ml, 150ml, 200ml | lla | Shiringa injektori per Angiografi/Skaner | Pajisje njeperdorimeshe, produkte per institucione te kujdesit shendetesor
6591 | High-pressure Injector: SinoPower-D, SinoPower-s | Biometric Albania sh.p.k. | 18.01.2020 | Sino Medical-Device Technology Co., Ltd. 6th Floor, Building 15 No. 1008, Songbai Road Nanshan District 518055 Shenzhen, P.R.CH. | High-pressure Injector: SinoPower-D, SinoPower-s | llb | Pajisje per injektimin e kontrastit | Pajisje elektromekanike, produkte per institucione te kujdesit shendetesor
6592 | Laryngeal Mask | Greemed sh.p.k | 18.01.2020 | MORTON MEDIKAL SAN. Ve TiC. A. S, ITOB O.S.B Ekrem Demirtas Cad. No:9 Tekeli Menderes IZMIR/ TURKEY | Laryngeal Mask: MN 139-01; MN 139-02; MN 139-03; MN 139-04; MN 139-05; MN 139-06; MN 139-07; MN 140-01; MN 140-02; MN 140-03; MN 140-04; MN 140-05; MN 140-06; MN 140-07. | IIa | Maske për intubimin e pacientit | Pajisje një përdorimëshe
6593 | Babytherm 8004/8010 | MSE shpk | 18.01.2020 | Dragerwerk AG&Co. KGaA Moislinger Alle 53-55, 23542 Lubeck, Germany | Babytherm 8004/8010 (sipas listës bashkëngjitur) | IIb | Inkubator që siguron një mjedis termo-neutral optimale për foshnjën, të sigurt nga stresi ose nxehtësia | Tjetër
6594 | Catheter Mouth | Greemed sh.p.k | 18.01.2020 | MORTON MEDIKAL SAN. Ve TiC. A. S, ITOB O.S.B Ekrem Demirtas Cad. No:9 Tekeli Menderes IZMIR/ TURKEY | Catheter Mouth: MN 132-01; MN 132-02; MN 132-03; MN 132-04; MN 132-05; MN 132-06; MN 132-07; MN 132-08; | IIa | Tub i përforcuar respirimi | Pajisje një përdorimëshe
6595 | Enteral feeding pump easylit 6, Nutrifit-English-Plug G ,0VEPL6G02 | Greemed sh.p.k | 18.01.2020 | Medwin France S.A.S, 9, allee de la Vigne Grande 34600 Les Aires-France | Enteral feeding pump easylit 6, Nutrifit-English-Plug G, 0VEPL6G02 | IIa | Pompë për ushqimin e pacientit | Pajisje një përdorimëshe
6596 | Anesthesia and breathing circuits PVC tube circuits | Greemed sh.p.k | 18.01.2020 | MORTON MEDIKAL SAN. Ve TiC. A. S, ITOB O.S.B Ekrem Demirtas Cad. No:9 Tekeli Menderes IZMIR/ TURKEY | Anesthesia and breathing circuits PVC tube circuits MN 100-15 PV; MN 101-15 PV | IIa | Qark anestezie për realizimin e frymëmarrjes | Pajisje një përdorimëshe
6597 | Wetting and lubricating ophtalmic solution: Calenduvis 15ml | Ilma shpk | 20.01.2020 | OMISAN FARMACEUTICI s.r.l. Via G.Galolei - 00012 Guidonia Montecelio (Roma) | Wetting and lubricating ophtalmic solution: Calenduvis 15ml | llb | Pajisje me efekt hidratues, lehtesues I irritimeve dhe rifreskues per syrin. Paketim steril. Pika per sy | Pajisje oftalmike dhe optike
6598 | ODOBEN CONI: coni auriculari | Ilma shpk | 20.01.2020 | Logiter One s.r.l. Via dei Carpini 3/B, 40011 Anzola dell'Emilia (BO) | ODOBEN CONI: coni auriculari | l | Kone me ndezje me flake per heqjen e dyllit ne vesh | Pajisje nje perdorimeshe
6599 | Dental Articulating Papers (sipas listes bashkengjitur) | Delta Dent shpk | 20.01.2020 | Dr. Jean Bausch GmbH & Co. KG Oscar-Schindler Str. 4, 50769 Cologne, Germany | Dental Articulating Papers (sipas listes bashkengjitur) | l | Leter artikulacioni | Pajisje dentare
6600 | Surgical, dental and manicure instruments | Delta Dent shpk | 20.01.2020 | Falcon Surgical Co. (Pvt.) Ltd. Wazirabad road, village Golphala Sialkot, Pakistan | Surgical, dental and manicure instruments | l | Intrumenta dentare dhe kirurgjikal | Pajisje dentare
6601 | Sterile Catheter Set, Sterile Surgical Drapes and Sterile Procedure Sets | Evita shpk | 20.01.2020 | Su Biyomedikal Sistemler ve Saglik Hizmetleri Sanayi ve Ticaret Limited Sirketi, Orhangazi Mah. 1673. Sok. No:20/2-3 Esenyurt, Isanbul, Turkey | General Surgery Pack SPC-004-1; Angiography Set SPC-003-1; Extremity Pack SBF-813-1; Minor Surgery Pack SBF-952-1; Laparoscopy Pack SBF-803-1; Disposable Sterile TUR Pack SST-028-1 | IIa | Katetere set, sete sterile dhe carcafë një përdorimësh për kirurgji | Pajisje një përdorimëshe
6602 | Sterile Dialysis Set, Sterile Surgical Gowns and Drapes Sets | Evita shpk | 20.01.2020 | Su Biyomedikal Sistemler ve Saglik Hizmetleri Sanayi ve Ticaret Limited Sirketi, Orhangazi Mah. 1673. Sok. No:20/2-3 Esenyurt, Isanbul, Turkey | Disposable Sterile Cystoscopy SST-029-1; Otorino Set SST-030-1; OPU Set IVF SST-019-1; Sterile Dressing Pack SSKT-029; Mayo Stand Cover SD-030-3; Camera Cover SBF-905 | I | Sete dialize sterile, përparëse sterile dhe sete carcafësh sterile për përdorim në kirurgji | Pajisje një përdorimëshe
6603 | Skymedic: DIOXAGE - Carboxytherapy Treatment Device | Sollaku Group sh.p.k | 20.01.2020 | Hans Biomed, S.L c/ Isaac Peral, 91 08224 Terrassa (Barcelona) - Spain | Skymedic: DIOXAGE - Carboxytherapy Treatment Device | lla | Pajisje per perdorim estetik | Pajisje terapie komplementare
6604 | 1)Percutan AccessNeedle 2)Semi-automatic Biopsy Needle 3)Automatic Biopsy Needle4) Automatic Biopsy Gun 5)Automatic Biopsy Gun Needles 6)Breast Localization Needle 7)Bone Biopsy Needle 8)Oocyte Aspiration Needle 9)Coaxial Needle 10)Amniosynthesis Needle 11)Seldinger Needle 12)Bone Marrow Biopsy Needle 13)Bone Marrow Biopsy Aspiration Needle 14) TRUS Biopsy Kit (Transrectal Ultrasonography BiopsyKit ) 15)Disposable Needle Guide 16)Nephrostomy Drainage Catheters 17)Nephrostomy Drainage Sets 18)Ureteral Catheter 19)Dilators 20)Stone Basket | Sollaku Group sh.p.k | 20.01.2020 | GEOTEK MEDİKAL VE SAĞLIK HİZMETLERİ TİCARET SANAYİ LİMTED ȘİRKETİ, İvedik OSB Ağaç Metal İşleri Sitesi 1436 Sokak No:12, Yenimahalle Ankara, Turkey | 1)Percutan AccessNeedle 2)Semi-automatic Biopsy Needle 3)Automatic Biopsy Needle4) Automatic Biopsy Gun 5)Automatic Biopsy Gun Needles 6)Breast Localization Needle 7)Bone Biopsy Needle 8)Oocyte Aspiration Needle 9)Coaxial Needle 10)Amniosynthesis Needle 11)Seldinger Needle 12)Bone Marrow Biopsy Needle 13)Bone Marrow Biopsy Aspiration Needle 14) TRUS Biopsy Kit (Transrectal Ultrasonography BiopsyKit ) 15)Disposable Needle Guide 16)Nephrostomy Drainage Catheters 17)Nephrostomy Drainage Sets 18)Ureteral Catheter 19)Dilators 20)Stone Basket | lla | Pajisje te ndryshme per biopsi dhe nderhyrje kirurgjikale | Pajisje nje perdorimeshe
6605 | Spo2 Sensor: CR001, CR002, CR003 | Sollaku Group sh.p.k | 20.01.2020 | Shenzhen Coreray Technology Co., Ltd. 3rd Floor, LiangJi Building, Fukang area, 1st Donghuan Road, Longhua District, Shenzhen 518109, Guangdong, China | Spo2 Sensor: CR001, CR002, CR003 | llb | Pajisje matese te parametrave jetesore | Pajisje elektromekanike
6606 | 1) Tumor Marker System 2) Double J Ureteral Stent | Sollaku Group sh.p.k | 20.01.2020 | GEOTEK MEDİKAL VE SAĞLIK HİZMETLERİ TİCARET SANAYİ LİMTED ȘİRKETİ, İvedik OSB Ağaç Metal İşleri Sitesi 1436 Sokak No:12, Yenimahalle Ankara, Turkey | 1) Tumor Marker System 2) Double J Ureteral Stent | lla | Pajisje te ndryshme per biopsi dhe nderhyrje kirurgjikale | Pajisje nje perdorimeshe
6607 | ECG Cable and Lead wires, IBP Cable, Disposable IBP Transducer, NIBP Cuff, NIBP Air Hose, Fetal Probe, TEMP Probe: CR004, CR005, CR006, CR007, CR008, CR009, CR010, CR011, CR012, CR013, CR 014, CR015 | Sollaku Group sh.p.k | 20.01.2020 | Shenzhen Coreray Technology Co., Ltd. 3rd Floor, LiangJi Building, Fukang area, 1st Donghuan Road, Longhua District, Shenzhen 518109, Guangdong, China | ECG Cable and Lead wires, IBP Cable, Disposable IBP Transducer, NIBP Cuff, NIBP Air Hose, Fetal Probe, TEMP Probe: CR004, CR005, CR006, CR007, CR008, CR009, CR010, CR011, CR012, CR013, CR 014, CR015 | l | Pajisje konsumi per aparatura mjekesore, si kabuj per EKG, mansheta tensioni, sensor temperature | Tjeter
6608 | 1)Epidural Anesthesia Needles 2) Epidural Anesthesia Sets 3)Epidural Anesthesia Sets (Mini A) 4) Epidural Anesthesia Sets (Mini B) 5)Epidural Anestezi Setleri (Mini C) 6)Epidural Anesthesia Kits7) Epidural Anesthesia Kits (Mini A) 8)Epidural Anesthesia Kits (Mini B) 9)Epidural Anesthesia Kits (Mini C) 10)Manual Guillotine Biopsy Needle 11)Semi-Automatic Guillotine Biopsy Needle12)Bone Marrow Biopsy Needle 13)Sternal Crista Iliac Aspiration Needle14)Chiba Needle 15) Amniocentesis Needle 16) Cordocentesis Needle 17)Guide Needle 18)Epidural Filter 19)Epidural LOR(LossOf Resistance)Syringe 20)Epidural Automatic LOR(LossOf Resistance)Syringe 21)Epidural Catheter | Sollaku Group sh.p.k | 20.01.2020 |  | 1)Epidural Anesthesia Needles 2) Epidural Anesthesia Sets 3)Epidural Anesthesia Sets (Mini A) 4) Epidural Anesthesia Sets (Mini B) 5)Epidural Anestezi Setleri (Mini C) 6)Epidural Anesthesia Kits7) Epidural Anesthesia Kits (Mini A) 8)Epidural Anesthesia Kits (Mini B) 9)Epidural Anesthesia Kits (Mini C) 10)Manual Guillotine Biopsy Needle 11)Semi-Automatic Guillotine Biopsy Needle12)Bone Marrow Biopsy Needle 13)Sternal Crista Iliac Aspiration Needle14)Chiba Needle 15) Amniocentesis Needle 16) Cordocentesis Needle 17)Guide Needle 18)Epidural Filter 19)Epidural LOR(LossOf Resistance)Syringe 20)Epidural Automatic LOR(LossOf Resistance)Syringe 21)Epidural Catheter | l, lla, lll | Gjilpera epiduriale anestezie | Pajisje nje perdorimeshe
6609 | Resin Based Root Canal Sealer: ADSEAL | Brianza Dent shpk | 20.01.2020 | GE Medical Systems Information Technologies, Inc.8200 West Tower Avenue Milwaukee, WI 53223,USA | Resin Based Root Canal Sealer: ADSEAL | lla | Mbushes kanaleve te dhembeve | Pajisje dentare
6610 | Dental Root-Canal Obturating Materials: Gutta Percha Points and Bars | Brianza Dent shpk | 20.01.2020 | Meta Biomed Co.,Ltd. 270,Osongsaengmyeong 1-ro,Osong-eup,Heungdeok-gu,Cheongju-si.Chungcheongbuk-do,Korea | Dental Root-Canal Obturating Materials: Gutta Percha Points and Bars | lla | Guda perka | Pajisje dentare
6611 | Softec Sinus Rinse Kit Adulte; Softec Sinus Rinse Kit Pedriatic | Ilma shpk | 20.01.2020 | Zet Medikal Tekstil DIŞ TIC. LTD. ŞTI Cemil Meriç Mh. Istikal Cd. No: 132/134b Ümraniye Istanbul/TÜRKIYE | Softec Sinus Rinse Kit Adulte; Softec Sinus Rinse Kit Pedriatic | l | Zgjidhje natyrale per alergjine dhe simptomat e sinuziteve per femije, per te rritur | Pajisje me prejardhje biologjike
6612 | Stomocur | Mega Store shpk | 20.02.2020 | For Life Produktions-und Vertriebsgesellschaft für, Heil-und Hilfsmittel mbH, Wendenschloβstraβe 142, 12557, Berlin | Ostomy Systems- one piece plane and convex closed | I | Qese kolostomie pa shkarkim perdoren tek pacientet qe kane kryer nderhyrje kirurgjikale | Pajisje nje perdorimeshe
6613 | Hanger holder for urine bag | O.E.S Distrimed sh.p.k | 20.01.2020 | Gima S.p.a Via Marconi,1 20060 Gessate(MI)-Italy | Hanger holder for urine bag - Blue- bulk - 28699 | I | Mbajtes per qesen e urines | Instrumenta nje perdorimesh
6614 | Gelled disposable tab electrode for electrocardiography | O.E.S Distrimed sh.p.k | 20.01.2020 | Fiab SpA, Via P. Costoli, 4 Vicchio, Firenze 50039 Italy | Gelled disposable tab electrode for electrocardiography : F3001ECG; F3001NECG | I | Elektroda te konsumueshme me xhel per elektrokardiografi | Instrumenta nje perdorimesh
6615 | Kateter, ventil tre rrugesh dhe tampone | O.E.S Distrimed sh.p.k | 20.01.2020 | Suzhou TexNet Co., Ltd. RM1103-1104, 11/F, Block A, Xin Tian Xiang Bldg., 388 Suya Road, SIP 215021 Suzhou, PR of China | Foley Catheter,Latex, - F6-F24; Disposable Nelaton Catheter -F6-F; Silicone Foley Catheter F6-F; Sterile Three-way Stopcocks for single use-With extension Tube, Without Extension Tube; Alcohol Swabs/Pads- 30x32mm-2ply, 40x40cm-2ply; 70% Isopropyl Alcohol | IIa | Kateter, ventil tre rrugesh dhe tampone | Instrumenta nje perdorimesh
6616 | Disposable Sterile Drapes; Disposable Sterile Gown; Disposable urine bag | O.E.S Distrimed sh.p.k | 20.01.2020 | Suzhou TexNet Co., Ltd. RM1103-1104, 11/F, Block A, Xin Tian Xiang Bldg., 388 Suya Road, SIP 215021 Suzhou, PR of China | Disposable Sterile Drapes 50*75cm,75*90cm, 200x250cm, 100*150cm with hole and without hole; Disposable Sterile Gown S,M,L,XL,XXL; Disposable urine bag- 500ml, 1000ml, 2000ml | I | Materiale mjekrimi per perdorim spitalor, veshje sterile, perparese sterile dhe qese urine | Instrumenta nje perdorimesh
6617 | Implante dentare | Dental GB | 20.01.2020 | JJGC Indústrua Comércio de materiales Dentários SA-NEODENT, Avenida Juscelino Kubitschek de Oliveira, 3291, 81270200 Curitiba - Paraná, Brazil | Dental implants (sipas listes se bashkengjitur) | IIb | Implante dentare per te zevendesuar dhembet qe mungojne ne kavitetin oral | Pajisje dentare
6618 | SilverGraft | O.E.S Distrimed sh.p.k | 20.01.2020 | Aesculap AG Am Aesculap-Platz 78532 Tuttlingen Germany | Silver Graft (sipas listes se bashkengjitur) | III | Grafte vaskulare te implantueshme, perdorim ne kirurgjine vaskulare | Pajisje te implantueshme aktive
6619 | Rapid exchange Sphincterotome | O.E.S Distrimed sh.p.k | 20.01.2020 | Micro-Tech (Nanjing) Co., Ltd. No.10 Gaoke Third Road, Nanjing National Hi-Tech, Industrial Development Zone, Nanjing 210032, Jiangsu Province, P.R of China | Rapid exchange Sphincterotome (sipas listes se bashkengjitur) | IIb | Instrument endoskopik per prerjen e sfinkterit | Pajisje nje perdorimeshe
6620 | Drypix Station | Medical Distribution shpk | 22.01.2020 | FUJIFILM Corporation 26-30, Nishiazabu 2-chome, Minato-ku, Tokyo 106-8620, JAPAN | Fujifilm Medical Print Image Manager - DRYPIX Station | I | Endoskopi | Pajisje elektromekanike
6621 | Disposable Syringe Set | Lis Medical | 22.01.2020 | Qingdao Hiprove Medical Technologies Co., Ltd. ROOM 403, NO.592, TONGHE ROAD 266035 QINGDAO PR of CHINA | Disposable Syringe Set : 1ml; 2ml; 2.25ml; 3ml; 5ml; 10ml; 20ml; 30ml; 50ml. | IIa | Shiringa per perdorime te ndryshme | Pajisje nje perdorimeshe
6622 | Sterile Blood Lancets; Disposable Surgical Blades and Scalpels with Plastic Handle | Lis Medical | 22.01.2020 | Huaian Helen Medical Instruments Co., Ltd. Group 3, Zhentai village Matou Town, Huaiyin district, Huaian City, Jiangsu, China | Blood Lancets : 21G; 23G; 26G; 28G; 30G; Surgical Blades : 10#; 11#; 10#; 12#; 12B#; 13#; 14#; 15#; 15C#; 16#; 18#; 19#; 20#; 21#; 22#; 23#; 24#; 25#; 36#; Scalpels: 10#; 11#; 10#; 12#; 12B#; 13#; 14#; 15#; 15C#; 16#; 18#; 19#; 20#; 21#; 22#; 23#; 24#; 25#; 36#; | IIa | Pajisjet e ndryshme, si bisturi kirurgjikale dhe lanceta gjaku | Tjeter
6623 | PSA Tumor Marker; Pregnancy Test; Follicle Stimulation Hormone Test; Screening test for sperm concentration | Lis Medical | 22.01.2020 | Nantong Egens Biotechnology Co., Ltd. Building 15, Building 12 (west) No.1692 Xinghu Avenue, Nantong Economy & Technology Development Zone, 226010 Nantong, PR of China | Prostate Specific Agent (PSA) Test; Pregnancy Test for Self Testing; Ovulation (LH) Test for Self Testing, Follicle Stimulation Hormone (FSH) Test; Fast Diagnostic Screening Test for Sperm Concentration | In Vitro | Reagent in vitro per analiza te ndryshme , si niveli I agjentit te prostates, test shtatzanie etj | Pajisje te dianostikimit in vitro
6624 | Pajisje mjekesore per spitale | Montal sh.p.k | 23.01.2019 | KENMAK Hastane Malzemeleri ve Elektrostatik Boya San. Tic. ve A.Ş.,SARNIÇ YOLU ÜZERİ NO: 23 GAZİEMİR – İZMİR / TURKEY | Sipas Listes bashkangjitur | I | Shtreter manuale/karrige me rrota/ tavolina | Pajisje mobilim spitalor,produkte per institucione te kujdesit shendetesor
6625 | Soprano Titanium | Sollaku Group sh.p.k | 24.01.2020 | ALMA LASERS GMBH Nordostrark 100-102, 90411 NUERNBERG, GERMANY | Soprano Titanium | IIb | Lazer depilues | Pajisje elektromekanike
6626 | Ceramill TEMP Multilayer A1/A2 98x20N, Ceramill Temp Multilayer A3 98x20N, Ceramill Zolid FX ML A2/A3 71 (16mm), Ceramill Zolid HT+ PS A2 98x16, Ceramill Zolid HT+ PS A3 98x16 | Karetek sh.p.k | 23.01.2020 | Amann Girrbach AG, Herrschaftswiesen 1, 6842 Koblach/ Austria | Ceramill TEMP Multilayer A1/A2 98x20N, Ceramill Temp Multilayer A3 98x20N, Ceramill Zolid FX ML A2/A3 71 (16mm), Ceramill Zolid HT+ PS A2 98x16, Ceramill Zolid HT+ PS A3 98x16 | IIa | Disqe për frezatorët në prodhimin e dhëmbëve | Pajisje dentare
6627 | Hemodialysis Tratment Equipment AK 98 with software version 3.X.X. (3.0.0.26745). Part No: 955603; 955604; 955605; 955606; 955607 | Biometric Albania sh.p.k. | 24.01.2020 | Gambro Lundia AB. Box 10101 Magistratsvagen 16 SE-220 10 Lund Sweden | Hemodialysis Tratment Equipment AK 98 with software version 3.X.X. (3.0.0.26745). Part No: 955603; 955604; 955605; 955606; 955607 | llb | Pajisje per trajtim Hemodialize | Pajisje terapie komplementare
6628 | Dental Diamond Burs: MICRODONT, GreyDent, Alpha, Karvir, Iscot, Rite-Dent | AMBA DENT ALBANIA shpk | 24.01.2020 | 3R Ind~stria e Com~rcio Ltda. Rua Ptolemeu, 290 - S~o Paulo -- Sp, ZIP: 04762-040 -- Brasil | Dental Diamond Burs: MICRODONT, GreyDent, Alpha, Karvir, Iscot, Rite-Dent | lla | Freza dentare | Pajisje dentare
6629 | Abrasive stainless steel sandpaper strips; Speediglos Kit; Poliglos Kit; Polidont Complete Kit, Polidont Introductory Kit; Diamond Kit Polidont Introductory; Polidont Comlete Kit - Extra | AMBA DENT ALBANIA shpk | 24.01.2020 | 3R Ind~stria e Com~rcio Ltda. Rua Ptolemeu, 290 - S~o Paulo -- Sp, ZIP: 04762-040 -- Brasil | Abrasive stainless steel sandpaper strips; Speediglos Kit; Poliglos Kit; Polidont Complete Kit, Polidont Introductory Kit; Diamond Kit Polidont Introductory; Polidont Comlete Kit - Extra | l | Freza dentare | Pajisje dentare
6630 | Mbulese sterile per angiografi | Montal sh.p.k | 23.01.2019 | Winner Medical Co., Ltd. Winner Industrial Park, No. 660 Bulong Road Longzhua District 518109 Shenzhen China | Synthetic Non-woven protective Products : Face Masks; Caps; Shoe Covers; Surgical Gowns; Protective Clothes; Isolated Clothes; Bed Sheets; Pillows; Quilt Covers; Sleeves; Aprons; Beard Covers; Drapes | I | Mbulese sterile per intensifikimin w imazhit qe perdiret ne procesin e angiografise | Pajisje nje perdorimeshe
6631 | WaveLight® EX500 | Pegasus sh.p.k | 28.01.2020 | WaveLight GmbH Am Wolfsmantel 5 91058 Erlangen, Germany | WaveLight® EX500 (sipas listes bashkengjitur) | IIb | Lazer ultraviolet (ekskimator) me 500Hz | Pajisje oftalmike dhe optike
6632 | Renasys Touch Negative Pressure Wound Therapy | LAYO sh.p.k | 28.01.2020 | Smith&Nephew Medical Limited, 101 Hessle Road, Hull, HU3 2BN, United Kingdom | Renasys Touch Negative Pressure Wound Therapy | IIb | Pajisje për mjekim plagësh | Tjetër
6633 | Diagnostic Ultrasound Apparatus: UGEO HM70A, HM70A. Transducer(s): C2-6, CF4-9, CA1-7AD, CA2-9AD, EVN4-9, L4-7, L5-13, L7-16, LS3-14B, LA3-16AD, LS6-15, PE2-4, P3-8, P4-12, VN4-8, V5-9, CV1-8AD, CW2.0, CW4.0, DP2B, MMPT3-7 | Pegasus sh.p.k | 28.01.2020 | Samsung Medison Co., LTD. 3366, Hanseo-ro, Nam-myeon Hongcheon-gun Gangwon-do 25108 Republic of Korea | Diagnostic Ultrasound Apparatus: UGEO HM70A, HM70A. Transducer(s): C2-6, CF4-9, CA1-7AD, CA2-9AD, EVN4-9, L4-7, L5-13, L7-16, LS3-14B, LA3-16AD, LS6-15, PE2-4, P3-8, P4-12, VN4-8, V5-9, CV1-8AD, CW2.0, CW4.0, DP2B, MMPT3-7 | lla | Aparat ultratinuj portabel I sherbimit te perbashket qe I ofron te dyja, ate kardiake dhe 4D per OB/GYN | Pajisje diagnostikuese dhe terapeutike me rrezatim
6634 | Diagnostic Ultrasound Apparatus: RS80 EVO. Transducer(s): CA1-7A, E3-12A, CF4-9, CA2-8A, CA3-10A, EV3-10B, LV3-14A, V5-9, CV1-8A, LA3-16AI, L3-12A, LA3-16A, LA2-94, LA4-18B, PM1-6A, PA3-8B, PA4-12B, CW6.0, DP2B, MMPT3-7, EA2-11B, DP8B | Pegasus sh.p.k | 28.01.2020 | Samsung Medison Co., LTD. 3366, Hanseo-ro, Nam-myeon Hongcheon-gun Gangwon-do 25108 Republic of Korea | Diagnostic Ultrasound Apparatus: RS80 EVO. Transducer(s): CA1-7A, E3-12A, CF4-9, CA2-8A, CA3-10A, EV3-10B, LV3-14A, V5-9, CV1-8A, LA3-16AI, L3-12A, LA3-16A, LA2-94, LA4-18B, PM1-6A, PA3-8B, PA4-12B, CW6.0, DP2B, MMPT3-7, EA2-11B, DP8B | lla | Sistem I gjithanshem diagnostikimi me ultratinguj qe ofron nje cilesi te hollesishme te imazhit per nje game te gjare te aplikacioneve, perfshire pjesen abdominale, kardiake vaskulare dhe muskulore, me karakteristika te zgjeruaradiagnostikuese | Pajisje diagnostikuese dhe terapeutike me rrezatim
6635 | Video Colposcope C3,C6,C3A,C6A,C6HD,C6AHD | MSE shpk | 29.01.2020 | Edan Instruments,Inc.#15 Jinhui Road,Jinsha Community, Kengzi Sub-District,Pingshan District,518122 Shenzhen,P.R.China | Video Colposcope C3,C6,C3A,C6A,C6HD,C6AHD | I | Kolposkopi perdoret per te siguruar nje pamje te zgjeruar te qafes se mitres dhe te indeve te vagines | Tjeter
6635/1 | Zenition 70 | Health & Light shpk | 29.01.2020 | Philips Medical Systems Nederland B.V. Veenpluis 4-6, 5684 PC Best, The Netherlands | Zenition 70 | IIb | Pajisje diagnostikuese me rreze-x per procedura kirurgjikale dhe intervenuese | Pajisje diagnostikuese dhe terapeutike me rrezatim
6636 | Diagnostic Ultrasound System | MSE shpk | 29.01.2020 | Hitachi Ltd. 2-16-1, Higashi-Ueno, Taito-ku, Tokyo 110-0015 Japan | Diagnostic Ultrasound SystemARIETTA 60 (sipas listës bashkangjitur) | IIa | Eko te ndryshyme, per radiologji, kardiologji, endoskopi, kujdes paresor | Tjeter
6637 | Dr's Light (Dr's Light), CL-DC20 (Dr's Light Clever), CL-AT24 (Dr's Light AT), CL-DLT30 (Dr's Light2) | Brianza Dent shpk | 29.01.2020 | Good Doctors Co., Ltd. #208, B-dong, 283 Bupyeong-daero Bupyeong-gu (Wooiim Lions Valley, Cheongcheon-dong) Incheon 21315 Republic of Korea | Dr's Light (Dr's Light), CL-DC20 (Dr's Light Clever), CL-AT24 (Dr's Light AT), CL-DLT30 (Dr's Light2) | l | Llampa polimerizimi | Pajisje dentare
6638 | AL-DF10 (Dr's Finder), AL-DFA20 (Dr's Finder Neo) | Brianza Dent shpk | 29.01.2020 | Good Doctors Co., Ltd. #208, B-dong, 283 Bupyeong-daero Bupyeong-gu (Wooiim Lions Valley, Cheongcheon-dong) Incheon 21315 Republic of Korea | AL-DF10 (Dr's Finder), AL-DFA20 (Dr's Finder Neo) | lla | Lokalizuesh apeksi | Pajisje dentare
6639 | Dental Medical Devices (sipas listes bashkengjitur) | Albadent Group | 30.01.2020 | Tehnodent GmbH Otto-Hahn Str. 36, 63303 Dreieich, Germany | Dental Medical Devices (sipas listes bashkengjitur) | lla, llb, lll | Pajisje dentare me sisteme qelqi me baze jonomeri dhe polimeri | Pajisje dentare
6640 | hysan® Hyaluronspray: 55.1482 | Italmed Distribution Sh.p.k | 31.01.2020 | Ursapharm Arzneimittel GmbH Industriestrasse 35 66129 Saarbrucken Germany | hysan® Hyaluronspray: 55.1482 | l | Solucion steril, izotonik dhe pa konservues me natrium hyaluronat 0.04%, 10ml. Ruan lageshtine e mukozes nazale, ndihmon vetepastrimin e rrugeve nazale dhe siguron frymemarrje me te lehte. | Tjeter
6641 | Subjektive Audiometer: MA25 | MSE shpk | 31.01.2020 | MAICO Diagnostics GmbH Sickingenstr. 70-71, 10553 Berlin, Germany | Subjektive Audiometer: MA25 | lla | Pajisje per matjen e nivelit te degjimit tek njerezit | Tjeter
6642 | Impendance Meter: touch Tymp, Version MI 24 | MSE shpk | 31.01.2020 | MAICO Diagnostics GmbH Sickingenstr. 70-71, 10553 Berlin, Germany | Impendance Meter: touch Tymp, Version MI 24 | lla | Pajisje per diangnostifikimin dhe monitorimin e problemeve te veshit te mesem | Tjeter
6643 | Dental X-ray Systems: CS 8100 Access, CS 8100 | MSE shpk | 31.01.2020 | Carestream Health,Inc. 150 Verona Street Rochester, New York USA 14608 | Dental X-ray Systems: CS 8100 Access, CS 8100 | llb | Sistem radiografie extraoral, I plaevizshem, dixhital | Pajisje dentare
6644 | RescueNet™ Retrieval Device: DGN-538; RescueNet™ Retrieval Device, Box 5: DGN-538-5 | Montal sh.p.k | 03.02.2020 | Boston Scientific Corporation 300 Boston Scientific Way Marlborough, MA 01752 USA | RescueNet™ Retrieval Device: DGN-538; RescueNet™ Retrieval Device, Box 5: DGN-538-5 | l | Pajisje mjekesore e krijuar posacerisht per shikueshmeri, kontroll dhe force optimale per heqjen e shpejte dhe efikase te trupit te huaj | Pajisje nje perdorimeshe
6645 | Grasping and Combo Forceps (sipas listes bashkengjitur) | Montal sh.p.k | 03.02.2020 | EndoChoice, Inc. 11810 Wills Road, Alpharetta, Georgia 30009, USA | Grasping and Combo Forceps (sipas listes bashkengjitur) | l | Pajisje mjekesore qe perdoren per te hequr guret dhe per te hequr objektet e huaja | Pajisje nje perdorimeshe
6646 | Surgical suture made fro polyglycolic acid - SERAFIT®, SERAPID® - dyed or undyed, coated or stiffened, in various gauge sizes and lengths, with various types of needles ar non-needled (sipas listes bashkengjitur) | Montal sh.p.k | 03.02.2020 | Serag-Wiessner Gmbh & Co. KG Zum Kugelfang 8-12 95119 Naila Deutschland | Surgical suture made fro polyglycolic acid - SERAFIT®, SERAPID® - dyed or undyed, coated or stiffened, in various gauge sizes and lengths, with various types of needles ar non-needled (sipas listes bashkengjitur) | lll | Penj kirurgjikale prej acidi poliglikolik - te ngjyrosur ose jo, te veshur ose te forcuar, me dimensione terthore me gjatesi te ndryshme dhe me tipe te ndryshme, me gjilpera ose pa ato. | Pajisje nje perdorimeshe
6647 | Cytosial Volume (01AHV-2511101); Cytosial Deep Wrinkles (01AHD-2511101); Cytosial Medium 30G (01AHM-2511101-30); Cytosial Medium 27G (01AHM-2511101-27) | PHARMA WEST shpk | 03.02.2020 | Bioxis Pharmaceuticals SAS 317 avenue Jean Jaures, 69007 Lyon, FRANCE | Cytosial Volume (01AHV-2511101); Cytosial Deep Wrinkles (01AHD-2511101); Cytosial Medium 30G (01AHM-2511101-30); Cytosial Medium 27G (01AHM-2511101-27) | lll | Xhek visko-elastik me permbajtje acidi hialuronik, steril, apirogjen dhe me origjine jo shtazore | Pajisje te implantueshme aktive
6648 | RRS® Hyalift 75 Proactive; RRS® Hyalift 75; RRS® Eyes; RRS® Ha Whitening; RRS® Ha Tensor Lift; RRS® Ha Cellturix; RRS® Ha Strimatrix; RRS® XL Hair; RRS® Silisorg; RRS® Silisorg Tensor; RRS® Silisorg Ha | PHARMA WEST shpk | 03.02.2020 | Skin Tech Pharma Group, S.I. C/ Pia de J'Estany 26, 17486 Castello d'Empuries, Spain | RRS® Hyalift 75 Proactive; RRS® Hyalift 75; RRS® Eyes; RRS® Ha Whitening; RRS® Ha Tensor Lift; RRS® Ha Cellturix; RRS® Ha Strimatrix; RRS® XL Hair; RRS® Silisorg; RRS® Silisorg Tensor; RRS® Silisorg Ha | lll | Pasjisje mjekesore me permbajtje acidi hialuronik me origjine jo shtazore | Pajisje te implantueshme jo aktive
6649 | Revanesse® Pure: PN40001; Revanesse®: PN40002; Revanesse® Contour: PN40003; Revanesse® Ultra: PN40004; Revanesse® Kiss: PN40026 | PHARMA WEST shpk | 03.02.2020 | Prollenium Medical Technologies Inc. 138 Industrial Parkway North, Aurora, Ontario, L4G 4C3, Canada | Revanesse® Pure: PN40001; Revanesse®: PN40002; Revanesse® Contour: PN40003; Revanesse® Ultra: PN40004; Revanesse® Kiss: PN40026 | lll | Pajisje te bioqendrueshme me permbajtje te acidit hialuronik te kryqezuar te bio degradueshem. Perdoren ne korigjimin e konturit te indeve te buta. Produktet jane te perthithshme nga trupi | Pajisje te implantueshme jo aktive
6650 | Pajisje dentare | Marlen/E sh.p.k | 04.02.2020 | JOTA AG Hirschensprungstrasse 2 9464 Rüthi SG Switzerland | Burs: Diamond, Carbide, Steel, Surgery; Broaches; Root Canal; Polishers; Abrasive. | IIa | Freza dentare per preparimin e dhembit, Heqese nervi, goma lustruese dhe lemuese, freza abrazive. | Pajisje Dentare
6651 | Operating Table | MSE shpk | 04.02.2020 | TRUMPF Medizin Systeme GmbH + Co. KG Carl-Zeiss-Straße 7-9 07318 Saalfeld Germany | Operating table (sipas listes bashkengjitur) | I | Krevat operacioni | Tjeter
6652 | Operating Table | MSE shpk | 04.02.2020 | TRUMPF Medizin Systeme GmbH + Co. KG Carl-Zeiss-Straße 7-9 07318 Saalfeld Germany | Operating table TruSystem 7500 (sipas listes bashkengjitur) | I | Krevat operacioni | Tjeter
6653 | Operating Table | MSE shpk | 04.02.2021 | TRUMPF Medizin Systeme GmbH + Co. KG Carl-Zeiss-Straße 7-9 07318 Saalfeld Germany | Operating table TruSystem 7000 (sipas listes bashkengjitur) | I | Krevat operacioni | Tjeter
6654 | Defribillators-RESCUE LIFE | Euromed sh.p.k | 04.02.2020 | PROGETI S.r.l, Strada del Rondello, 5 - 10028 Trofarello (TO)- Itali | Defribillators-RESCUE LIFE | IIb | Pajisje që rikthejnë një rrahje normale të zemrës duke dërguar një puls elektrik ose shok në zemër. | Pajisje laboratorike
6655 | ARION | Sollaku Group sh.p.k | 04.02.2020 | Alma Lasers GmbH Nordostpark 100-102 90411 Nuernberg , Germany | ARION | llb | Lazer depilues | Pajisje elektromekanike
6656 | Otoscopes; Ophtalmoscopes, direct; Specula, ear | Sollaku Group sh.p.k | 04.02.2020 | Kirchner & Wilhelm GmbH + Co. KG Eberhardstr. 56, 71679 Asperg, Germany | Otoscopes; Ophtalmoscopes, direct; Specula, ear | l | Aparate diagnostikuese per shikim, degjimin etj. | Pajisje oftalmike dhe optike
6657 | Alma Beauty Remove | Sollaku Group sh.p.k | 04.02.2020 | Alma Lasers GmbH Nordostpark 100-102 90411 Nuernberg , Germany | Alma Beauty Remove | llb | Lazer depilues | Pajisje elektromekanike
6658 | Ethylene Oxide Sterilizer; Ethylene Oxide Sterilization Cartridges; Ethylene Oxide Sterilization Cartridge Packs | Sollaku Group sh.p.k | 04.02.2020 | Kordon Tip Saglik Arac Gerecleri Muhendislik Proje Ithalat San.Tic 10006/1 Sk. No: 43 AOSB Cigli Izmir/Turkiye | Ethylene Oxide Sterilizer; Ethylene Oxide Sterilization Cartridges; Ethylene Oxide Sterilization Cartridge Packs | llb | Pajisje per sterilizim | Pajisje nje perdorimeshe
6659 | Maska for oxygen therapy | Euromed sh.p.k | 04.02.2020 | Fiab SpA, Via P. Costoli, 4 Vicchio, Firenze 50039 Italy | Maska for oxygen Therapy : OS/100P | IIa | Pajisje qe perdoret per transferimin e oksigjenit ne mushkeri | Pajisje anestezie dhe respiratore
6660 | Pure Range Sense | Megapharm shpk | 06.02.2020 | Teoxane S.S. les Charmilles Rue de Lyon, 105 Geneva, CH-1203 Switzerland | TOESYAL® PureSense Redensity I; TOESYAL® PureSense Kiss; TOESYAL® PureSense Global Action; TOESYAL® PureSense Deep Lines; TOESYAL® PureSense Ultra Deep; TOESYAL® PureSense Ultimate; TOESYAL® PureSense Ultimate Single; TOESYAL® RHA; TOESYAL® RHA Kiss (sipas listes bashkengjitur) | III | Shiringe me kanjule dhe gjilpere, acidi hialuronik steril, i bioabsorbueshem me prejardhje nga bakteret per tu injektuar ne lekure. | Pajisje te implantueshme jo aktive
6661 | X-Ray Detectable Gauze Balls | P.N.G shpk | 07.02.2020 | Hubei Haige Medical Instrument Co., Ltd. Unit C4, 6th Floor, Jinlei Comercial Building, Jinghan District, 430015 Wuhan, Hubei Province, P.R.CH. | X-Ray Detectable Gauze Balls | lla | Komprese, garze jo sterile me X-Ray per mjekimin e plageve. | Pajisje nje perdorimeshe
6662 | Oxygen tube: MN-141 | P.N.G shpk | 07.02.2020 | Morton Medikal San. Ve Tic. A.S. Itob O.S.B. Ekrem Demirtas Cad. No: 9 Tekeli Menderes Izmir/ Turkey | Oxygen tube: MN-141 | lla | Tub oksigjeni, instrument qe sherben per dergimin e oksigjenit nga pajisja e oksigjenit drejt pacientit. | Pajisje anestezie dhe respiratore
6663 | %1,5 Glycine Urologic Irrigation Solution (PVC bag) | P.N.G shpk | 07.02.2020 | Polifarma İlaç Sanayi Ve Ticaret Anonim Şirketi Çorlu Şubesi Vakiflar OSB Mahallesi, Sanay Cad. No:22/1 Ergene / Tekirdağ - Turkey | %1,5 Glycine Urologic Irrigation Solution (PVC bag) | lla | Solucion me permbajtje glycine , per shperlarje te rrugeve urinare gjate nderhyrjeve te ndryshme kirurgjikale. | Pajisje nje perdorimeshe
6664 | MedioCross® (MedioCross D, M, H, TE, L) |  | 07.02.2020 | Medio-Haus-Medizinprodukte GmbH Brunswiker Str. 50, 24105 Kiel, Germany | MedioCross® (MedioCross D, M, H, TE, L) | lla | Perdoret per te siguruar shperndarje te shpejte dhe individuale, aplikime sterile per procedurat e nderlidhjes se kornese. | Pajisje oftalmike dhe optike
6665 | vibeX and ParaCel (vibeX Xtra, vibeX Rapid, ParaCel and TransEpi Kit) | Pegasus sh.p.k | 07.02.2020 | Medio-Haus-Medizinprodukte GmbH Brunswiker Str. 50, 24105 Kiel, Germany | vibeX and ParaCel (vibeX Xtra, vibeX Rapid, ParaCel and TransEpi Kit) | lla | vibeX eshte formulimi origjinal i riboflavines nga Avedro. vibeX Rapid eshte formuluiar pa dekstran duke zvogeluar keshtu hollimin e kornese. vibeX Xtra eshte formuluar posacerisht per perdorim gjate nje procedure Lasik Xtra. ParaCel eshte riboflavina transepiteliale Avedro e formuluar ne menyre specifike per aplikimin te drejtperdrejte ne epitelin e paprekur. | Pajisje oftalmike dhe optike
6666 | Primo Combination EMS860 | Euromed sh.p.k | 17.02.2020 | EMS Physio Ltd. Grove Technology Park, Downsview Road, Wantage, Oxon. OX12 9FE, United Kingdom | Primo Combination EMS 860 | IIb | Pajisje me ultrtinguj dhe stimulator elektrik per rehabilitimin e muskujve dhe lehesimin e dhimbjeve te tyre. | Pajisje laboratori
6667 | LUMAXIN | Luviv shpk | 10.02.2020 | Gricar Chemical srl. Via S. Giuseppe 18/20 - 20861 Brugherio (MB) | LUMAXIN | lla | Tretesire per perdorim nga goja per trajtimin e kolles se thate dhe me sekrecione. | Pajisje terapie komplementare
6668 | ECHIGIN gel | Luviv shpk | 10.02.2020 | Bio Due S.p.A. Via A. Lorenzetti, 3/A Loc. Sambuca Val Di Pesa, 50028 Tavarnelle Val Di Pesa (FI) | ECHIGIN gel | l | Xhel vaginal me perberes Aloe Vera dhe Echinacia me 6 aplikatore vaginal. | Pajisje terapie komplementare
6669 | ECHIGIN lavanda | Luviv shpk | 10.02.2020 | NYL Laboratories SRL via Due Ponti 196E - 00189 Roma (RM) | ECHIGIN lavanda | l | Pese flakon me perdorim 150ml dhe pese aplikatore me nje perdorim. | Pajisje terapie komplementare
6670 | Cartinom® XL Forte | Trimed sh.p.k | 17.02.2020 | Bohus BioTech AB, Trädgårdsgatan , SE-452 31, Stömstad, Sweden | Cartinom® XL Forte | III | Pajisje mjekesore e cila perdoret per trajtimin e osteoartritit mesatar dhe te rende te artikulacioneve te gjurit dhe legenit. | Pajisje nje perdorimeshe
6671 | Dental Medical Devices (sipas listes bashkengjitur) | Real Dent Center sh.p.k | 17.02.2020 | Schütz Dental GmbH Dieselstr. 5-6 61191 Rosbach Germany | Dental Medical Devices (sipas listes bashkengjitur) | l, lla, llb | Implante, aksesore per implante, pllaka zirkoni, qeramike dentare, rezina, materilae mbushes me baze kompoziti, penel, material per proteza, ngjites, material silikoni, tela saldimi. | Pajisje dentare
6672 | Gauze Compresses, Non-Sterile (with or without X-ray filament) | Farma Net Albania shpk | 17.02.2020 | Sopharma AD 16, Iliensko Shosse, 1220 Sofia, Bulgaria | Gauze Compresses, Non-Sterile (with or without X-ray filament) | lla | Garza jo sterile universale e perbere prej materialit te bute, jo endur , te palosur 4 deri ne 8 here. | Pajisje nje perdorimeshe
6673 | Elastic Bandages Medium Compression Medilast® | Farma Net Albania shpk | 17.02.2020 | Sopharma AD 16, Iliensko Shosse, 1220 Sofia, Bulgaria | Elastic Bandages Medium Compression Medilast® | l | Bende e thurur me lino e prebere nga pelhure tekstile me cilesi te larte, e perforcuar me nje fije gome. | Pajisje nje perdorimeshe
6674 | Eye Tampons, Non Woven Sterile | Farma Net Albania shpk | 17.02.2020 | Sopharma AD 16, Iliensko Shosse, 1220 Sofia, Bulgaria | Eye Tampons, Non Woven Sterile | l | Garze per syrin, e perbere 100% nga pambuk i cilesise se larte, e mbuluar me pelhure te pathurur shume thithese. | Pajisje nje perdorimeshe
6675 | Killik | Euromed sh.p.k | 17.02.2020 | Bio-Optica Milano S.p.A. Via San Faustino 58 20134 Milano Italy | Killik | In Vitro | Produkt per pergatitjen e mostrave citohologjike per mikroskope optik. | Pajisje te diagnostikimit in vitro
6676 | Non woven swab, Gauze swab, Gauze rolls, Surgeon Gown, Sterile surgical cloth | Euromed sh.p.k | 17.02.2020 | Ningbo Greetmed Medical Instruments Co.,Ltd 18F-3,No.1 Building, No.487 Yangmuqi Road, Ningbo, Zhejiang, 315042 China | Non woven swab, Gauze swab, Gauze rolls, Surgeon Gown, Sterile surgical cloth | l | Garza, perparese kirurgu. | Pajisje nje perdorimeshe
6677 | Ultrafreezer 480: ULV0481 | Euromed sh.p.k | 17.02.2020 | C. F. di Ciro Fiocchetti & C. s.n.c. Via Panagulis, 48 - 42045 Luzzara (RE) Italy | Ultrafreezer 480: ULV0481 | l | Frigorifer ngrires per laboratore. | Pajisje mobilim spitalor
6678 | Intestinal Stent | O.E.S Distrimed sh.p.k | 18.02.2020 | Micro-Tech (Nanjing) Co., Ltd. NO. 10 Gaoke Third Road, Nanjing National Hi-Tech, Industrial Development Zone, Nanjing 210032, Jiangsu Province, P.R. China | Intestinal Stent | llb | Stenta intestinale, perdorim ne kirurgjine abdominale. | Pajisje nje perdorimeshe
6679 | Respiratory humidifiers: SH330 | INSO ALBANIA shpk | 18.02.2020 | Wuxi Jike Electronics Co., Ltd. 2nd workshop floor & 3rd office floor of the 4 th building, No.29 Changjiang south road, New District 214028 Wuxi, Jiangsu Province P.R. China | Respiratory humidifiers: SH330 | lla | Aparature per lageshtimin e ajrit qe hyn ne rruget e frymemarrjes. | Produkte per institucione te kujdesit shendetesor
6680 | AMPLATZER Sizing Balloon II: 9-SB-018, 9-SB-024, 9-SB-034 | Biometric Albania sh.p.k. | 18.02.2020 | Abbott Medical 5050 Nathan Lane North Playmouth, Minnesota 55442, USA | AMPLATZER Sizing Balloon II: 9-SB-018, 9-SB-024, 9-SB-034 | lll | Ballon mates. | Pajisje te implantueshme jo aktive
6681 | Amplatzer Septal Occluder, Amplatzer Multi-Fenestrated Septal Occluder - "Cribriform", Amplatzer PFO Occluder (sipas listes bashkengjitur) | Biometric Albania sh.p.k. | 18.02.2020 | Abbott Medical 5050 Nathan Lane North Playmouth, Minnesota 55442, USA | Amplatzer Septal Occluder, Amplatzer Multi-Fenestrated Septal Occluder - "Cribriform", Amplatzer PFO Occluder (sipas listes bashkengjitur) | lll | Pajisje per mbylljen e vrimes ne zemer | Pajisje te implantueshme jo aktive
6682 | AMPLATZER Guidewires: 9-GW-001, 9-GW-002, 9-GW-003, 9-GW-004 | Biometric Albania sh.p.k. | 18.02.2020 | Abbott Medical 5050 Nathan Lane North Playmouth, Minnesota 55442, USA | AMPLATZER Guidewires: 9-GW-001, 9-GW-002, 9-GW-003, 9-GW-004 | lll | Tel udhezues per sistemet e shperndarjes AMPLATZER® per mbylljen e vrimave ne zemer. | Pajisje te implantueshme jo aktive
6683 | Phoenix Blu Led 24 lt. | Fedos shpk | 18.02.2020 | Medical Trading S.r.l , Via Vivaldi, 8-22071 CADORAGO (CO)- ITALIA | Phoenix Blu Led 24 lt. | IIb | Autoklave per sterilizimin e istrumentave mjekesor. | Pajisje elektromekanike
6684 | Alere NT-proBNP for Alinity Reagents | Labopharma shpk | 19.02.2020 | Axis-Shield Diagnostics Limited, Luna Place, The Technology Park, Dundee, DD2 1XA, United Kingdom | Alere NT-proBNP for Alinity Reagents (200test & 1000 test) Controls & Calibrators : FQBNP100/ FQBNP500, FQBNP200 & FQBNP300 | In Vitro | Eshte nje imunoanalize fluoreshente qe perdoret per percaktimin sasioor te peptidit N-terminal pro-Brain Natriuretik | Pajisjet te diagnostikimit In Vitro
6685 | Alinity c Pancreatic Amylase Reagent Kit | Labopharma shpk | 19.02.2020 | Sentinel CH. SpA,Milan,Italy - Via Robert Koch, 2 Milano, 20152 Italy | Alinity c Pancreatic Amylase Reagent Kit 01R0422 | In Vitro | Analiza e amilazes sasiore te Alinity perdoret per percaktimin enzimatik kolorimetrik te amilazes prankreatike | Pajisjet te diagnostikimit In Vitro
6686 | Alinity c ASO Reagent | Labopharma shpk | 19.02.2020 | BIOKIT, S.A Av. Can Montcau, 7 08186 Lliçá d'Amunt, Barcelona, Spain | Alinity c ASO Reagent (300 tests) 01R0620; Alinity c ASO Reagent (780 tests) 01R0630; Alinity c ASO Standard (300 tests) 01R0601; | In Vitro | Reagent per analizen sasiore te antitrupave te streptolizines O ne gjak | Pajisjet te diagnostikimit In Vitro
6687 | Alinity i-series Probe Conditioning Solution | Labopharma shpk | 19.02.2020 | Abbott Ireland Dianostics Division, Finisklin Business Park, Sligo, Ireland | Alinity i-series Probe Conditioning Solution 01R5840 | In Vitro | Perdoret si pjese e procedurave te mirembajtjes te aparateve qe analizojne mostrat e gjakut | Pajisjet te diagnostikimit In Vitro
6688 | Alinity h-series Autoclean Solution | Labopharma shpk | 19.02.2020 | Abbott GmbH & Co. KG, Max-Planck-Ring 2, 65205 Wiesbaden, Germany | Alinity h-series Autoclean Solution 01R5104 | In Vitro | Solucione qe perdoren per pastrimin e pajisjeve dhe aparateve qe analizojne mostrat e gjakut permeser reagenteve te ndryshem | Pajisjet te diagnostikimit In Vitro
6689 | Alinity BRAHMS PCT Reagent Kit | Labopharma shpk | 19.02.2020 | Abbott Ireland Dianostics Division, Finisklin Business Park, Sligo, Ireland | Alinity BRAHMS PCT Reagent Kit 01R1822, 01R1832; Alinity BRAHMS PCT Calibrators 01R1801; Alinity BRAHMS PCT Controls 01R1811 | In Vitro | Imunianalize mikrogrimcash kemilumineshente e cila perdoret per percaktimin sasior te prokalcitonines | Pajisjet te diagnostikimit In Vitro
6690 | Alinity c RF reagent Kit | Labopharma shpk | 19.02.2020 | BIOKIT, S.A Av. Can Montcau, 7 08186 Lliçá d'Amunt, Barcelona, Spain | Alinity c RF Reagent Kit (400 tests) 01R1622; Alinity c RF Reagent Kit (920 tests) 01R1632; Alinity c RF Standard 01R1601. | In Vitro | Perdoret per percaktimin sasior te faktoreve reumatoide RF ne serumin njerezos | Pajisjet te diagnostikimit In Vitro
6691 | Elite H580 Dil (HEM00019); Elite H580 Lyse1 (HEM00020); Elite H580 Lyse2 (HEM00021); Elite H580 Lyse3 (HEM00022); Elite H Clean (HEM00023); Erba Actime (EHL00003); Erba Calcium Chloride (EHL00020); Erba Control N (EHL00014); Erba Control P (EHL00015); Erba Ownrens Veronal Buffer (EHL00021); Erba Protime LS 50 (EHL00046); Erba Standard Plasma (EHL00012); Erba Thrombin Reagent (EHL00005); Erba Thrombin Time (EHL00007) | Labopharma shpk | 19.02.2020 | Erba Lachema s.r.o., Brno Karasek 2219/1d, Czech Republic | Elite H580 Dil (HEM00019); Elite H580 Lyse1 (HEM00020); Elite H580 Lyse2 (HEM00021); Elite H580 Lyse3 (HEM00022); Elite H Clean (HEM00023); Erba Actime (EHL00003); Erba Calcium Chloride (EHL00020); Erba Control N (EHL00014); Erba Control P (EHL00015); Erba Ownrens Veronal Buffer (EHL00021); Erba Protime LS 50 (EHL00046); Erba Standard Plasma (EHL00012); Erba Thrombin Reagent (EHL00005); Erba Thrombin Time (EHL00007) | In vitro | Sistem reagentesh per shkrirjen substanciale te qelizave te kuqe te gjakut. | Pajisje te diagnostikimit in vitro
6692 | Alinity i STAT CK-MB Reagent Kit: 04V3820; Alinity i STAT CK-MB Reagent Kit: 04V3830; Alinity i STAT CK-MB Calibrators: 04V3801; Alinity i STAT CK-MB Controls: 04V3810 | Labopharma shpk | 19.02.2020 | Abbott Ireland Diagnostics Division Finisklin Buisness Park, Sligo, Ireland | Alinity i STAT CK-MB Reagent Kit: 04V3820; Alinity i STAT CK-MB Reagent Kit: 04V3830; Alinity i STAT CK-MB Calibrators: 04V3801; Alinity i STAT CK-MB Controls: 04V3810 | In vitro | Imunoanaliza mikrogrimcash kemilumineshente | Pajisje te diagnostikimit in vitro
6693 | Alinity i HAV Ab-IgM Reagent Kit: 02R2822; Alinity i HAV Ab-IgM Reagent Kit: 02R2832; Alinity i HAV Ab-IgM Calibrator: 02R2801; Alinity i HAV Ab-IgM Controls: 02R2810; | Labopharma shpk | 19.02.2020 | Abbott GmbH & Co. KG, Max-Planck-Ring 2, 65205 Wiesbaden, Germany | Alinity i HAV Ab-IgM Reagent Kit: 02R2822; Alinity i HAV Ab-IgM Reagent Kit: 02R2832; Alinity i HAV Ab-IgM Calibrator: 02R2801; Alinity i HAV Ab-IgM Controls: 02R2810; | In vitro | Analize mikrogrimcash e perdorur per detektimin cilesor te antitrupit IgM te virusit te hepatitit. | Pajisje te diagnostikimit in vitro
6694 | Lipase NG OC Reagent Kit: 04Y8520 | Labopharma shpk | 19.02.2020 | Sentinel CH.SpA, Milan, Italy-Via Robert Koch 2 | Lipase NG OC Reagent Kit: 04Y8520 | In vitro | Reagent qe perdoretper analizen e percaktimit sasior te enzimes lipaze ne gjak. | Pajisje te diagnostikimit in vitro
6695 | Lipase NG OC Cal: 04Y8501 | Labopharma shpk | 19.02.2020 | Sentinel CH.SpA, Milan, Italy-Via Robert Koch 3 | Lipase NG OC Cal: 04Y8501 | In vitro | Perdoret per kalibrimin e analizes se percaktimit sasior te enzimes lipaze ne gjak. | Pajisje te diagnostikimit in vitro
6696 | Lipase NG OC CTRL2: 04Y8511 | Labopharma shpk | 19.02.2020 | Sentinel CH.SpA, Milan, Italy-Via Robert Koch 4 | Lipase NG OC CTRL2: 04Y8511 | In vitro | Perdoret per kontrollin e analizes se percaktimit sasior te enzimes lipaze ne gjak. | Pajisje te diagnostikimit in vitro
6697 | Lipase NG OC CTRL1: 04Y8510 | Labopharma shpk | 19.02.2020 | Sentinel CH.SpA, Milan, Italy-Via Robert Koch 5 | Lipase NG OC CTRL1: 04Y8510 | In vitro | Perdoret per kontrollin e analizes se percaktimit sasior te enzimes lipaze ne gjak. | Pajisje te diagnostikimit in vitro
6698 | Alinity c Total Bilirubin Reagent Kit: 04V5121; Alinity c Total Bilirubin Reagent Kit: 04V5131 | Labopharma shpk | 19.02.2020 | Abbott GmbH & Co. KG, Max-Planck-Ring 2, 65205 Wiesbaden, Germany | Alinity c Total Bilirubin Reagent Kit: 04V5121; Alinity c Total Bilirubin Reagent Kit: 04V5131 | In vitro | Perdoret per pecaktimin sasior te bilirubines ne serumin human dhe plazmen e neonateve me analizuesin Alinity. | Pajisje te diagnostikimit in vitro
6699 | Alinity Trigger Solution: 06P1160; Alinity Pre-Trigger Solution: 06P1265 | Labopharma shpk | 19.02.2020 | Abbott Ireland Diagnostics Division Finisklin Buisness Park, Sligo, Ireland | Alinity Trigger Solution: 06P1160; Alinity Pre-Trigger Solution: 06P1265 | In vitro | Reagent qe perdoret si katalizator per pershpejtimin e analizes cilesore dhe sasiore te analiteve ne gjak. | Pajisje te diagnostikimit in vitro
6700 | Multichem WBT: 04S16-10 | Labopharma shpk | 19.02.2020 | Techno-path Manufacturing Ltd. Fort Henry Business Park, Ballina, Co. Tipperay, Ireland | Multichem WBT: 04S16-10 | In vitro | Reagent kontrolli me nje leng te qendrueshem me tre nivele qe monitoron precizionin e procedurave analizuese laboratorike. | Pajisje te diagnostikimit in vitro
6701 | Alinity h-series Diluent 04R2601 | Labopharma shpk | 19.02.2020 | Abbott GmbH & Co.KG Max-Planck-Ring 2, 65205 Wiesbaden, Germany | Alinity h-series Diluent 04R2601 | In Vitro | Diluent i përdorur në analizën e mostrave të gjakut dhe serumit me analizuesin Alinity. | Pajisje të diagnostikimit in vitro
6702 | Alinity c-series ICT Reference solution 08P7640; Alinity c-series Acid Probe Wash 01R6070; Alinity c-series Acid Wash 08P7740; Alinity c-series Alkaline Wash 08P7840 | Labopharma shpk | 19.02.2020 | Abbott GmbH & Co.KG Max-Planck-Ring 2, 65205 Wiesbaden, Germany | Alinity c-series ICT Reference solution 08P7640; Alinity c-series Acid Probe Wash 01R6070; Alinity c-series Acid Wash 08P7740; Alinity c-series Alkaline Wash 08P7840 | In Vitro | Eshte nje reagent ne trajte solucioni i cili perdoret per mirembajtjen e aparatit Alinity qe ben analizen cilesore dhe sasiore te mostrave te gjakut dhe plasmes humane | Pajisje të diagnostikimit in vitro
6703 | Transplant Pretreatment Tubes 1P06-01 ;Transplant Pretreatment Tubes 1P06-02; Transplant Pretreatment Tubes 1P06-03 | Labopharma shpk | 19.02.2020 | Abbott Laboratories Diagnostics Division, Abbott Park, IL 60064 USA | Transplant Pretreatment Tubes 1P06-01 ;Transplant Pretreatment Tubes 1P06-02; Transplant Pretreatment Tubes 1P06-03 | In Vitro | Jane tuba te analizes se transplantit qe ndihmojne mjeket per te shmangur efektet anesore dhe nxitur nefrotoksicitetin, per te parandaluar refuzimin e organeve dhe monitoruar jokompliancen ose paperputhshmerine. | Pajisje të diagnostikimit in vitro
6704 | Alinity c ASO-RF Control I 04S0910 ; Alinity c ASO-RF Control II 04S0911 | Labopharma shpk | 19.02.2020 | BIOKIT S.A. Av. Can Montcau 7 08186 Llica d'Amunt Barcelona Spain | Alinity c ASO-RF Control I 04S0910 ; Alinity c ASO-RF Control II 04S0911 | In Vitro | Perdoret ne monitorimin e kontrollit te cilesise se rezultateve te perftuara me analizen e ASO dhe RF me tubidimetri. | Pajisje të diagnostikimit in vitro
6705 | Alinity c CRP Vario HS Control Kit | Labopharma shpk | 19.02.2020 | Sentinel CH. SpA,Milan,Italy - Via Robert Koch, 2 Milano, 20152 Italy | Alinity c CRP Vario HS Control Kit 07P5610 | In Vitro | Perdoret per te verifikuar performancen e analizes se Alinity c me metoden me sensitivitet te larte analizues | Pajisjet te diagnostikimit In Vitro
6706 | Alinity c CRP Vario Reagent Kit | Labopharma shpk | 19.02.2020 | Sentinel CH. SpA,Milan,Italy - Via Robert Koch, 2 Milano, 20152 Italy | Alinity c CRP Vario Reagent Kit 07P5620 | In Vitro | Perdoret per percaktimin sasior imunoturbodimetrik te proteines C reaktive ne serumin human | Pajisjet te diagnostikimit In Vitro
6707 | Alinity c CRP Vario Wide range Calibrator Kit | Labopharma shpk | 19.02.2020 | Sentinel CH. SpA,Milan,Italy - Via Robert Koch, 2 Milano, 20152 Italy | Alinity c CRP Vario Wide range Calibrator Kit 07P5601 | In Vitro | Perdoret per kalibrimin e analizes se Alinity c CRP me metoden me nej spekter te gjere | Pajisjet te diagnostikimit In Vitro
6708 | Alinity c CRP Vario High Sensitivity Calibrator Kit | Labopharma shpk | 19.02.2020 | Sentinel CH. SpA,Milan,Italy - Via Robert Koch, 2 Milano, 20152 Italy | Alinity c CRP Vario High Sensitivity Calibrator Kit 07P5602 | In Vitro | perdoret ne kalibrimin e analizes se CRP Vario, me metoden me sensitivitet te larte | Pajisjet te diagnostikimit In Vitro
6709 | Alinity i CMV IgG Reagent Kit | Labopharma shpk | 19.02.2020 | Abbott Ireland Diagnostics Division, Finisklin Business Park, Sligo, Ireland | Alinity i CMV IgG Reagent Kit 07P4222; Alinity i CMV IgG Reagent Kit 07P4232; Alinity i CMV IgG Calibrators 07P4201; Alinity i CMV IgG Controls 07P4210 | In Vitro | Perdoret per analizen sasiore dhe gjysem sasiore te antitrupave IgG te Citomegalovirusit ne serumin njerezor dhe ne plazem | Pajisjet te diagnostikimit In Vitro
6710 | Alinity i CMV IgG Reagent Kit | Labopharma shpk | 19.02.2020 | Abbott Ireland Diagnostics Division, Finisklin Business Park, Sligo, Ireland | Alinity i CMV IgGM Reagent Kit 07P4422; Alinity i CMV IgM Reagent Kit 07P4432; Alinity i CMV IgM Calibrators 07P4401; Alinity i CMV IgM Controls 07P4410 | In Vitro | Reagent Kit qe perdoret per analiza sasiore dhe gjysem-sasiore te antittrupave IgM te citomegalovirusit ne serumin njerezor dhe ne plazem | Pajisjet te diagnostikimit In Vitro
6711 | Alinity i FSH Reagent Kit | Labopharma shpk | 19.02.2020 | Abbott Ireland Diagnostics Division, Finisklin Business Park, Sligo, Ireland | Alinity i FSH Reagent Kit 07P4920/07P4930; Alinity i FSH Calibrators 07P4901; Alinity i FSH Controls 07P4910 | In Vitro | Eshte nje imunoanalize mikrogrimcash kemilumineshente e perdorur per percaktimin sasior te hormonit folikostimulues ne serumin human dhe ne plazmen e analizuesin Alinity | Pajisjet te diagnostikimit In Vitro
6712 | Alinity i Estradiol Reagent Kit | Labopharma shpk | 19.02.2020 | Abbott Ireland Diagnostics Division, Finisklin Business Park, Sligo, Ireland | Alinity i Estradiol Reagent Kit 07P5020, 07P5030; Alinity i Estradiol Calibrators 07P5001; Alinity i Estradiol Controls 07P5010; Alinity i Estradiol Manual Diluent 07P5040 | In Vitro | Perdoret per percaktimin sasior te estradiolit ne serumin human dhe ne plazmen me analizuesin Alinity | Pajisjet te diagnostikimit In Vitro
6713 | Alinity i Insulin Reagent Kit (2x100 tests) 04T7520 ; Alinity i Insulin Calibrators 04T7501; Alinity i Insulin Controls 04T7510 | Labopharma shpk | 19.02.2020 | Abbott GmbH & Co.KG Max-Planck-Ring 2 65205 Wiesbaden Germany | Alinity i Insulin Reagent Kit (2x100 tests) 04T7520 ; Alinity i Insulin Calibrators 04T7501; Alinity i Insulin Controls 04T7510 | In Vitro | Perdoren ne analizuesin Alinity per percaktimin sasior te insulines humane ne serumin njerezor dhe ne plazem. | Pajisje të diagnostikimit in vitro
6714 | Alinity h-series Control 29P 04U7206; Alinity h-series Control 29P 04U7212 | Labopharma shpk | 19.02.2020 | Abbott GmbH & Co.KG Max-Planck-Ring 2 65205 Wiesbaden Germany | Alinity h-series Control 29P 04U7206; Alinity h-series Control 29P 04U7212 | In Vitro | Eshte nje procedure laboratorike e vendosur per te perdorur materialin e kontrollit te cilesise se qendrueshme per te monitoruar performancen e testeve diagnotike. | Pajisje të diagnostikimit in vitro
6715 | Alinity c Iron Calibrator Kit 04U7501 | Labopharma shpk | 19.02.2020 | Abbott GmbH & Co.KG Max-Planck-Ring 2 65205 Wiesbaden Germany | Alinity c Iron Calibrator Kit 04U7501 | In Vitro | Reagenti qe perdoret per kalibrimin e analizes Alinity te hekurit ne gjak me analizuesin c Alinity. | Pajisje të diagnostikimit in vitro
6716 | Alinity h-series HemCal 04U7302 | Labopharma shpk | 19.02.2020 | Abbott GmbH & Co.KG Max-Planck-Ring 2 65205 Wiesbaden Germany | Alinity h-series HemCal 04U7302 | In Vitro | Ështe nje kalibrator i gjithe gjakut i perdorur per kalibrimin e sistemeve Alinity h-series. Vlerat e kalibrimit perftohen per WBC,RBC, HGB, MCV, PLT, and MPV parameters | Pajisje të diagnostikimit in vitro
6717 | Alinity c Total Protein Reagent Kit | Labopharma shpk | 19.02.2020 | Abbott GmbH & Co. KG, Max-Planck-Ring 2, 65205 Wiesbaden, Germany | Alinity c Total Protein Reagent Kit 07P5220 | In Vitro | Analiza e alinity c Total prrotein perdoret per percaktimin sasior te total proteines ne serumin dhe ne plazmen njerezore | Pajisjet te diagnostikimit In Vitro
6718 | Alinity c Glucose Reagent Kit 07P5520; Alinity c Glucose Reagent Kit 07P5530 | Labopharma shpk | 19.02.2020 | Abbott GmbH & Co.KG Max-Planck-Ring 2 65205 Wiesbaden Germany | Alinity c Glucose Reagent Kit 07P5520; Alinity c Glucose Reagent Kit 07P5530 | In Vitro | Analiza e c Glukozes perdoret per percaktimin sasior te glukozes ne serum, urine ose lengun cerebrospinal (CSF) ne analizuesin Alinity. | Pajisje të diagnostikimit in vitro
6719 | Alinity i-series Concentrated Wash Buffer: 06P1368 | Labopharma shpk | 20.02.2020 | Abbott Ireland Diagnostics Division Finisklin Buisness Park, Sligo, Ireland | Alinity i-series Concentrated Wash Buffer: 06P1368 | In vitro | Solucion tri-buferik me sufraktante qe perdoret per pastrimin e provezave qe bejne analizen me reagente te mostrave te gjakut. | Pajisje te diagnostikimit in vitro
6720 | Alinity Reaction Vessels: 06P1401 | Labopharma shpk | 20.02.2020 | Abbott GmbH & Co. KG, Max-Planck-Ring 2, 65205 Wiesbaden, Germany | Alinity Reaction Vessels: 06P1401 | In vitro | Proveza transparente qe perdoren per zhvillimin e reaksioneve kimike te mostrave te gjakut dhe serumit qe analizohen me reagentet specifike ne aparatin analizues. | Pajisje te diagnostikimit in vitro
6721 | Alinity i TSH Reagent Kit: 07P4820; Alinity i TSH Reagent Kit: 07P4830; Alinity i TSH Calibrators: 07P4801; Alinity i TSH Controls: 07P4810 | Labopharma shpk | 20.02.2020 | Abbott Ireland Diagnostics Division Lisnamuck, Longford, Co. Longford, Ireland | Alinity i TSH Reagent Kit: 07P4820; Alinity i TSH Reagent Kit: 07P4830; Alinity i TSH Calibrators: 07P4801; Alinity i TSH Controls: 07P4810 | In vitro | Reagente qe perdoren per percaktimin sasior te hormonit tireostimulues ne serumin hunman. | Pajisje te diagnostikimit in vitro
6722 | Alinity c ICT Sample Diluent: 07P5320 | Labopharma shpk | 20.02.2020 | Abbott GmbH & Co. KG, Max-Planck-Ring 2, 65205 Wiesbaden, Germany | Alinity c ICT Sample Diluent: 07P5320 | In vitro | Reagent qe perdoret per percaktimin sasior te elektroliteve te natriumit, kaliumit, klorit ne serumin human. | Pajisje te diagnostikimit in vitro
6723 | Alinity c Aspartate Aminotranferase Reagent Kit: 08P1720 | Labopharma shpk | 20.02.2020 | Abbott GmbH & Co. KG, Max-Planck-Ring 2, 65205 Wiesbaden, Germany | Alinity c Aspartate Aminotranferase Reagent Kit: 08P1720 | In vitro | Reagent qe perdoret per percaktimin sasior te enzimes aspartate aminotransferase ne serumin human. | Pajisje te diagnostikimit in vitro
6724 | Alinity c Alakaline Phosphatase Reagent Kit: 08P2020; Alinity c Alkaline Phosphatase Reagent Kit: 08P2030 | Labopharma shpk | 20.02.2020 | Abbott GmbH & Co. KG, Max-Planck-Ring 2, 65205 Wiesbaden, Germany | Alinity c Alakaline Phosphatase Reagent Kit: 08P2020; Alinity c Alkaline Phosphatase Reagent Kit: 08P2030 | In vitro | Reagent qe perdoret per percaktimin sasior te Alkaline Fosfatazes ne serumin human. | Pajisje te diagnostikimit in vitro
6725 | Alinity c-series Detergent A: 08P9670; Alinity c-series Detergent B: 08P9770; Alinity c-series Detergent B: 08P9780; Alinity c-series Maintance Solutions: 08P9870 | Labopharma shpk | 20.02.2020 | Abbott GmbH & Co. KG, Max-Planck-Ring 2, 65205 Wiesbaden, Germany | Alinity c-series Detergent A: 08P9670; Alinity c-series Detergent B: 08P9770; Alinity c-series Detergent B: 08P9780; Alinity c-series Maintance Solutions: 08P9870 | In vitro | Reagente qe perdoren per mirmbajtejen e perditshme ne procedurat diagnostike te caktuara. | Pajisje te diagnostikimit in vitro
6726 | Alinity i Total ß-hCG Reagent Kit: 07P5120; Alinity i Total ß-hCG Reagent Kit: 07P5130; Alinity i Total ß-hCG Calibrators: 07P5101; Alinity i Total ß-hCG Controls: 07P5110 | Labopharma shpk | 20.02.2020 | Abbott Ireland Diagnostics Division Lisnamuck, Longford, Co. Longford, Ireland | Alinity i Total ß-hCG Reagent Kit: 07P5120; Alinity i Total ß-hCG Reagent Kit: 07P5130; Alinity i Total ß-hCG Calibrators: 07P5101; Alinity i Total ß-hCG Controls: 07P5110 | In vitro | Regaent qe perdoret ne nje imunoanalize microgrimcash kemilumineshente per percaktimin cilesor dhe sasior te gonadotropines beta humane korionike. | Pajisje te diagnostikimit in vitro
6727 | Alinity i Toxo IgG Reagent Kit (2x100 Tests) 07P4522; Alinity i Toxo IgG Reagent Kit (2x500 Tests) 07P4532 ; Alinity i Toxo IgG Calibrators 07P4501; Alinity i Toxo IgG Controls 07P4510 | Labopharma shpk | 20.02.2020 | Abbott GmbH & Co.KG Max-Planck-Ring 2 65205 Wiesbaden Germany | Alinity i Toxo IgG Reagent Kit (2x100 Tests) 07P4522; Alinity i Toxo IgG Reagent Kit (2x500 Tests) 07P4532 ; Alinity i Toxo IgG Calibrators 07P4501; Alinity i Toxo IgG Controls 07P4510 | In Vitro | Analiza e Toxo IgG eshte nje imunoanalize mikrogrimcash kemilumineshente (CMIA) e perdorur per percaktimin sasior te antitrupave IgG te Toxoplasma gondii ne serumin human dhe plazem ne analizuesin Alinity. Kontrollet e Toxo IgG perdoren per kontrollin e precizionit te saktesise se testit per analizen sasiore te antitrupave IgG te Toxoplasma gondii ne serumin human dhe plazem ne analizuesin Alinity. | Pajisje të diagnostikimit in vitro
6728 | Alinity c Calcium Reagent Kit 07P5720; Alinity c Calcium Reagent Kit 07P5730 | Labopharma shpk | 20.02.2020 | Abbott GmbH & Co.KG Max-Planck-Ring 2 65205 Wiesbaden Germany | Alinity c Calcium Reagent Kit 07P5720; Alinity c Calcium Reagent Kit 07P5730 | In Vitro | Analiza e Alinity c Calcium perdoret per percaktimin sasior te kalciumit ne serum, gjak ose urine nepermjet analizuesit Alinity. | Pajisje të diagnostikimit in vitro
6729 | Alinity c Amylase Reagent Kit 07P5820 | Labopharma shpk | 20.02.2020 | Abbott GmbH & Co.KG Max-Planck-Ring 2 65205 Wiesbaden Germany | Alinity c Amylase Reagent Kit 07P5820 | In Vitro | Analiza e Alinity c Amylase perdoret per percaktimin sasior te amilazes ne serumin njerezor, gjak ose urine nepermjet analizuesit Alinity. | Pajisje të diagnostikimit in vitro
6730 | Alinity c Urine CSF Protein/Reagent Kit 07P5920; Alinity c Urine CSF Protein/Reagent Kit 07P5930 | Labopharma shpk | 20.02.2020 | Abbott GmbH & Co.KG Max-Planck-Ring 2 65205 Wiesbaden Germany | Alinity c Urine CSF Protein/Reagent Kit 07P5920; Alinity c Urine CSF Protein/Reagent Kit 07P5930 | In Vitro | Kjo analize perdoret per percaktimin sasior te proteines ne urinen njerezore ose lengun cerebrospinal (CSF) me analizuesin c Alinity. Matjet e proteines CSF perdoren ne diagnozen dhe trajtimin e kushteve si meningiti, tumoret e trurit dhe infeksionet ne sistemin nervor qendror. | Pajisje të diagnostikimit in vitro
6731 | Alinity i Syphilis TP Reagent Kit (2 x 100 tests) 07P6022; Alinity i Syphilis TP Reagent Kit (2 x 600 tests) 07P6032; Alinity i Syphilis TP Calibrator 07P6001; Alinity i Syphilis TP Controls 07P6010 | Labopharma shpk | 20.02.2020 | Abbott GmbH & Co.KG Max-Planck-Ring 2 65205 Wiesbaden Germany | Alinity i Syphilis TP Reagent Kit (2 x 100 tests) 07P6022; Alinity i Syphilis TP Reagent Kit (2 x 600 tests) 07P6032; Alinity i Syphilis TP Calibrator 07P6001; Alinity i Syphilis TP Controls 07P6010 | In Vitro | Kjo analize perdoret per percaktimin sasior, kalibrimin dhe matjen e precizionit te antitrupave te Treponema Pallidum ne serum dhe ne plazme me analizuesin c Alinity. Perdoren si ndihme ne trajtimin e Sifilizit. | Pajisje të diagnostikimit in vitro
6732 | Alinity i Anti-HBe Reagent Kit (2 x 100 tests) 07P6322; Alinity i Anti-HBe Calibrator 07P6301; Alinity i Anti-Hbe Controls 07P6310 | Labopharma shpk | 20.02.2020 | Abbott GmbH & Co.KG Max-Planck-Ring 2 65205 Wiesbaden Germany | Alinity i Anti-HBe Reagent Kit (2 x 100 tests) 07P6322; Alinity i Anti-HBe Calibrator 07P6301; Alinity i Anti-Hbe Controls 07P6310 | In Vitro | Kjo analize perdoret per kalibrimin, kontrollin e precizionit dhe percaktimin sasior te antitrupave te hepatitit B dhe antigjenit anti-Hbe ne serum dhe ne plazme me analizuesin c Alinity. Perdoren si ndihme ne diagnozen dhe monitorimin e hepatiti B. | Pajisje të diagnostikimit in vitro
6733 | Alinity i CEA Reagent Kit 07P6220; Alinity i CEA Reagent Kit 07P6230; Alinity i CEA Controls 07P6210; Alinity i CEA Calibrators 07P6201 | Labopharma shpk | 20.02.2020 | Abbott GmbH & Co.KG Max-Planck-Ring 2 65205 Wiesbaden Germany | Alinity i CEA Reagent Kit 07P6220; Alinity i CEA Reagent Kit 07P6230; Alinity i CEA Controls 07P6210; Alinity i CEA Calibrators 07P6201 | In Vitro | Kjo analize perdoret per kontrollin, kalibrimin dhe percaktimin sasior te anti-gjenit karcinoembrionik CEA ne serumin human dhe ne plazme me analizuesin c Alinity. | Pajisje të diagnostikimit in vitro
6734 | Stomocur Colostomy Pouch Protect | Mega Store shpk | 20.02.2020 | For Life Produktions-und Vertriebsgesellschaft für, Heil-und Hilfsmittel mbH, Wendenschloβstraβe 142, 12557, Berlin | Ostomy Systems- one piece drainable pouch | I | Qese kolostomie pa shkarkim perdoren tek pacientet qe kane kryer nderhyrje kirurgjikale | Pajisje nje perdorimeshe
6735 | Electroencephalographs and Evoked Potential systems- BE PLUS LTM Systems | Euromed sh.p.k | 20.02.2020 | EB Neuro S.p.A Via P. Fanfani, 97/A 50127-Firenze- Italia | Electroencephalographs and Evoked Potential systems- BE PLUS LTM Systems | IIb | Pajisje për EEG të kokës që zbulojnë dëmtimin e sistemit nervor qëndor në pacientë. | Tjetër
6736 | DRYVIEW 5700 Laser Imaging System; DRYVIEW 5950 Laser Imaging System; DRYVIEW 6850 Laser Imaging System; DRYVIEW 6950 Laser Imaging System | MSE shpk | 20.02.2020 | Carestream Health, Inc. 150 Verona Street Rochester, New York, 14608 USA | DRYVIEW 5700 Laser Imaging System; DRYVIEW 5950 Laser Imaging System; DRYVIEW 6850 Laser Imaging System; DRYVIEW 6950 Laser Imaging System | I | Printer për përpunimin dhe printimin e imazheve të grafisë. | Tjetër
6737 | MiniCap with Povidone-Iodine: BEPC4466; Locking Titanium PD Catheter Adapter: BEPC4129; MiniCap Extended Life PD Tranfer Set with Twist Clamp: R5C4482E | Biometric Albania sh.p.k. | 03.03.2020 | Baxter Healthcare SA 8010 Zürich SWITZERLAND | MiniCap with Povidone-Iodine: BEPC4466; Locking Titanium PD Catheter Adapter: BEPC4129; MiniCap Extended Life PD Tranfer Set with Twist Clamp: R5C4482E | lla | Aksesore per pajisje te Dializes Peritonale. | Pajisje terapie komplementare
6738 | Disposable Syringe Needle | Express Pharma shpk | 20.02.2020 | Feel Tech Co., Ltd. 3,4 Floor, Standard Factory 2- Dong, 15, Jayumuyeok 2-gil, Gunsan-si, Jeollabuk-do, Rep of Korea | DISPOSABLE SYRINGE WITH NEEDLE FEELject, Accusure kim; JBP Nanoneedle; JBP Nanoneedle Premier; Johns Screws Needle; T-LAB Fine Needle; Ultra Fine Aesthetic Nano Needles; Feel soft Micro Meso Needles;(sipas listes bashkengjitur) | IIa | Shiringa për përdorime të ndryshme | Tjeter
6739 | Ophtalmic Surgical Drapes and accessories | Gen-Alb Farma shpk | 20.02.2020 | Beaver- Visitec International Ltd , Waterloo Industrial Estate, Bidford-on-Avon, Warwickshire,B50 4HJ,UK | Ophtalmic Surgical Drapes and accessories (sipas listës bashkëngjitur) | I | Mbulesa sterile qe perdoren ne kirurgjine oftalmike sebashku me aksesoret. | Pajisje oftalmike dhe optike; Pajisje një përdorimëshe.
6740 | Eye Tonometer | Gen-Alb Farma shpk | 20.02.2020 | Rudolf Riester GmbH Bruckstrasse 31, D-72417 Jungingen, Germany | Eye Tonometer | l | Aparat per matjen e tensionit te syrit. | Pajisje oftalmike dhe optike
6741 | plusoptiX 12: A12C, A12R, S12C, S12R | Gen-Alb Farma shpk | 20.02.2020 | Plusoptix GmbH Neumeyerstrasse 48, 90411 Nuremberg, Germany | plusoptiX 12: A12C, A12R, S12C, S12R | l | Aparature per matjen e refraksionit te syrit. | Pajisje oftalmike dhe optike
6742 | Mouthpieces for spirometery: TSnnnn, TSnnnn/n, TSnnnn/x, TSnnnn/nx, TSnnnn/nnx, 910300 | Gen-Alb Farma shpk | 20.02.2020 | Lumed srl Via Staffora 18/9-20090 Opera (MI) Italia | Mouthpieces for spirometery: TSnnnn, TSnnnn/n, TSnnnn/x, TSnnnn/nx, TSnnnn/nnx, 910300 | lla | Tub aksesor per spirometrine. | Pajisje nje perdorimeshe
6743 | SMTube / Vita Test: SMT11 / VTE50 | Gen-Alb Farma shpk | 20.02.2020 | Echo Electricity Co., Ltd. 1-2 Shinnatsunashi, Shirakawa-shi, Fukushima 961-0024 Japan | SMTube / Vita Test: SMT11 / VTE50 | l | Instrument nje perdorimesh per matjen e sasise se lotit. | Pajisje oftalmike dhe optike
6744 | Ophtalmic Strips (Schirmer Strips, Fluorescein Sodium, Lissamine Green Strips); Oculare Lubricating and Conform Solutions (Carmellose Sodium 0.5%, Carmellose Sodium 1.0%, Sodium Hyaluronate 0.18%, Hypromellose 0.7%) | Gen-Alb Farma shpk | 20.02.2020 | Entod Research Cell UK Ltd. 15 Tottenham Lane London N8, 9DJ, (UK) | Ophtalmic Strips (Schirmer Strips, Fluorescein Sodium, Lissamine Green Strips); Oculare Lubricating and Conform Solutions (Carmellose Sodium 0.5%, Carmellose Sodium 1.0%, Sodium Hyaluronate 0.18%, Hypromellose 0.7%) | l | Pajisje oftalmike dhe optike | Pajisje oftalmike dhe optike
6745 | Bipolar Forceps Reusable, Monopolar Foreps/Diathermy Inst Reusable, Bipolar Forceps Sterile Single UseW/WO Cable, monopolar Forceps Sterile Single UseW/WO Cable, Finger Switch pencil Reusable, Finger Switch Pencil Sterile Single Use, Electrosurgical Electrodes Reusable, Electrosurgical Electrodes Sterile Single Use, Non Strick Bipolar Forceps Reusable, Bipolar Artery Sealer Reusable, Bipolar Scissor Reusable | Gen-Alb Farma shpk | 20.02.2020 | Tecno Instruments PVT.Ltd.316-C Small Industrial Estate Sialkot-51340-Pakistan | Bipolar Forceps Reusable, Monopolar Foreps/Diathermy Inst Reusable, Bipolar Forceps Sterile Single UseW/WO Cable, monopolar Forceps Sterile Single UseW/WO Cable, Finger Switch pencil Reusable, Finger Switch Pencil Sterile Single Use, Electrosurgical Electrodes Reusable, Electrosurgical Electrodes Sterile Single Use, Non Strick Bipolar Forceps Reusable, Bipolar Artery Sealer Reusable, Bipolar Scissor Reusable | llb | Bisturi elektrike per kirurgji. | Instrumenta shumeperdorimesh
6746 | Ultrasound Diagnostic Systems: i6 | Fedos shpk | 21.02.2020 | CHISON Medical Technologies Co., Ltd. No.228, Changjiang East Road, Block 51 and 53, Phase 5, Shuofang Industrial Park, Xinwu District, 214142 Wuxi Jiangsu, China | Ultrasound Diagnostic Systems: i6 | IIa | Sistem diagnostifikues me ultratinguj,egzaminues,nepermjet te cilit marrim informacion per organet dhe strukturat e brendeshme. | Pajisje elektromekanike
6747 | Bone Wax, sterile BW1 | Biometric Albania sh.p.k. | 21.02.2020 | Assut Europe S.p.a Via Giuseppe Gregoraci,12-00173 Roma (RM)Italia | Bone Wax, sterile BW1 | lll | Dyll i aplikueshem per kirurgji | Produkte per institucione te kujdesit shendetesor
6748 | Genscreen™ Ultra HIV Ag-Ab: 72386, 72388 | Biometric Albania sh.p.k. | 21.02.2020 | Bio-Rad 3, boulevard Raymond Poincarè 92430 Marnes-la-Coquette France | Genscreen™ Ultra HIV Ag-Ab: 72386, 72388 | In Vitro | Pajisje IVD per detektimin e shenjuesve te infeksionit HIV. | Pajisje te diagnostikimit in vitro
6749 | Cardial Surgical Glue: 52000 | Biometric Albania sh.p.k. | 21.02.2020 | Cardial SAS Subsidiary of C.R. Bard Inc. 28 Rue de la Telematique BP 746, Saint-Etienne Cedex 9, 42950 France | Cardial Surgical Glue: 52000 | lll | Ngjites per kardiokirurgji. | Produkte per institucione te kujdesit shendetesor
6750 | MONOLISA™ HCV Ag-Ab Ultra V2: 72561, 72562 | Biometric Albania sh.p.k. | 21.02.2020 | Bio-Rad 3, boulevard Raymond Poincarè 92430 Marnes-la-Coquette France | MONOLISA™ HCV Ag-Ab Ultra V2: 72561, 72562 | In Vitro | Pajisje IVD per detektimin e shenjuesve te hepatitit C. | Pajisje te diagnostikimit in vitro
6751 | New Lav Blot I: 72251 | Biometric Albania sh.p.k. | 21.02.2020 | Bio-Rad 3, boulevard Raymond Poincarè 92430 Marnes-la-Coquette France | New Lav Blot I: 72251 | In Vitro | Pajisje IVD per detektimin e shenjuesve te infeksionit HIV. | Pajisje te diagnostikimit in vitro
6752 | MONOLISA™ Anti-HBs Plus: 72566 | Biometric Albania sh.p.k. | 21.02.2020 | Bio-Rad 3, boulevard Raymond Poincarè 92430 Marnes-la-Coquette France | MONOLISA™ Anti-HBs Plus: 72566 | In Vitro | Pajisje IVD per detektimin e shenjuesve te hepatitit B. | Pajisje te diagnostikimit in vitro
6753 | MONOLISA™ Anti-HBc Plus: 72315, 72316 | Biometric Albania sh.p.k. | 21.02.2020 | Bio-Rad 3, boulevard Raymond Poincarè 92430 Marnes-la-Coquette France | MONOLISA™ Anti-HBc Plus: 72315, 72316 | In Vitro | Pajisje IVD per detektimin e shenjuesve te hepatitit B. | Pajisje te diagnostikimit in vitro
6754 | Pastorex™ Strep: 61721; Pastorex™ Strep A: 61726; Pastorex™ Strep B: 61727; Pastorex™ Strep C: 61732; Pastorex™ Strep D: 61728; Pastorex™ Strep extraction enzyme: 61729; Pastorex™ Strep F: 61733; Pastorex™ Strep G: 61734 | Biometric Albania sh.p.k. | 21.02.2020 | Bio-Rad 3, boulevard Raymond Poincarè 92430 Marnes-la-Coquette France | Pastorex™ Strep: 61721; Pastorex™ Strep A: 61726; Pastorex™ Strep B: 61727; Pastorex™ Strep C: 61732; Pastorex™ Strep D: 61728; Pastorex™ Strep extraction enzyme: 61729; Pastorex™ Strep F: 61733; Pastorex™ Strep G: 61734 | In Vitro | Kite per zbulimin e streptokokut Beta-Hemolitik. | Pajisje te diagnostikimit in vitro
6755 | Pastorex™ Meningitis: 61607; Pastorex™ Meningitis N. meningitidis A: 61608; Pastorex™ Meningitis N. meningitidis C: 61610; Pastorex™ Meningitis N. meningitidis B/E. coli K1: 61611; Pastorex™ Meningitis Streptococcus B: 61613; Pastorex™ Meningitis S. pneumoniae: 61614; Pastorex™ Meningitis H. influenzae b: 61616; Pastorex™ Meningitis Control: 61618; | Biometric Albania sh.p.k. | 21.02.2020 | Bio-Rad 3, boulevard Raymond Poincarè 92430 Marnes-la-Coquette France | Pastorex™ Meningitis: 61607; Pastorex™ Meningitis N. meningitidis A: 61608; Pastorex™ Meningitis N. meningitidis C: 61610; Pastorex™ Meningitis N. meningitidis B/E. coli K1: 61611; Pastorex™ Meningitis Streptococcus B: 61613; Pastorex™ Meningitis S. pneumoniae: 61614; Pastorex™ Meningitis H. influenzae b: 61616; Pastorex™ Meningitis Control: 61618; | In Vitro | Antigjen Bakterie te lidhura me disa lloje meningiti. | Pajisje te diagnostikimit in vitro
6756 | Crosstella | Biometric Albania sh.p.k. | 21.02.2020 | KANEKA Coporation 3-18, 2-Chome, Nakanoshima, Kita-ku, Osaka-city, Osaka 530-8288, Japan | Crosstella OTW-PTA Balloon Dilatation Catheter (sipas listes bashkengjitur) | IIa | Kateter me balon zgjerues | Pajisje nje perdorimeshe; Produkete per institucione te kujdesit shendetesor
6757 | Tercross PTA Dilatation Balloon (OTW) | Biometric Albania sh.p.k. | 21.02.2020 | Terumo Corporation 44-1,2 -chome,Hatagaya Shibuya-KU,Tokyo 151-0072 Japan | Tercross PTA Dilatation Balloon (OTW) (sipas listes bashkengjitur) | IIa | Kateter me balon zgjerues | Pajisje nje perdorimeshe; Produkete per institucione te kujdesit shendetesor
6758 | RQ Radiofocus | Biometric Albania sh.p.k. | 21.02.2020 | Terumo Corporation 44-1,2 -chome,Hatagaya Shibuya-KU,Tokyo 151-0072 Japan | Outlook Angiographic Catheter (sipas listes bashkengjitur) | III | Kateter angiografik | Pajisje nje perdorimeshe; Produkete per institucione te kujdesit shendetesor
6759 | Advanta Vascular Grafts | Fedos shpk | 24.02.2020 | Atrium Medical Corporation 40 Continental Blvd. Merrimack, New Hampshire 03054 USA | Advanta Vascular Grafts (sipas listës bashkëngjitur) | IIb | Grafte vaskulare të implantueshme joaktiv. | Pajisje të implantueshme joaktive
6760 | Flixene Vascular Grafts | Fedos shpk | 24.02.2020 | Atrium Medical Corporation 40 Continental Blvd. Merrimack, New Hampshire 03054 USA | Flixene Vascular Grafts (sipas listës bashkëngjitur) | IIb | Grafte vaskulare të implantueshme joaktiv. | Pajisje të implantueshme joaktive
6761 | Electrocardiograph SE-1201 | Euromed sh.p.k | 24.02.2020 | Edan Instruments, Inc. #15 Jinhui Road, Jinsha Community, Kengzi Sub-District, pingshan District, 518122 Shenzhen, P.R.China | Electrocardiograph SE-1201 | IIa | Aparat elekrografie që sherben për matjen e rimit të zemrës | Tjetër
6762 | Mediphot X-ray | Euromed sh.p.k | 24.02.2020 | Colenta Labortechnik GmbH & Co. KG Neunkirchner Strasse 117 2700 Wiener Neustadt Austria | Mediphot X-Ray Cassettes | I | Kaseta per diagnostikimin e rrezeve mjekësore radiografike | Tjetër
6763 | Mediphot Intensifying Screens | Euromed sh.p.k | 24.02.2020 | Colenta Labortechnik GmbH & Co. KG Neunkirchner Strasse 117 2700 Wiener Neustadt Austria | Mediphot Intensifying Screens :Rare Earth-Blue Screens : K800; Rare Earth-Green Screens : KO400 | I | Kaseta filmash x-ray | Tjetër
6764 | SX Ella Stend Esophageal Degradable BD | Euromed sh.p.k | 24.02.2020 | ELLA-CS, s.r.o. Milady Horákové 504/45, Třebeš, 500 06 Hradec Králové, Czech Republic | SX Ella Stend Esophageal Degradable BD (BD Stent) : 019-10A-23/18/23-060; 019-10A-23/18/23-100; 019-10A-25/20/25-060; 019-10A-25/20/25-080;019-10A-25/20/25-100; 019-10A-28/23/28-060; 019-10A-28/23/28-080;019-10A-28/23/28-100;019-10A-31/25/31-060; 019-10A-31/25/31-080; 019-10A-31/25/31-100; 019-10A-31/25/31-135 | III | Stenda ezofageale, te absorbueshme, te implantueshme, perdoreper te mbrojtur stomakun ndaj ulcerave ose polipeve te formuara | Pajisje te implantueshme jo aktive
6765 | SX ELLA Stent Esophageal HV(HV Stent Plus) | Euromed sh.p.k | 24.02.2020 | ELLA-CS, s.r.o. Milady Horákové 504/45, Třebeš, 500 06 Hradec Králové, Czech Republic | SX ELLA Stent Esophageal HV(HV Stent Plus) : 019-09S-20-085; 019-09S-20-110; 019-09S-20-135; 019-09S-20-150; 019-09S-20-085-O; 019-09S-20-110-O; 019-09S-20-135-O; 019-09S-20-150-O; | IIb | Stenda esofageale, jo te absorbueshme te implantueshme ne ezofag nga stomaku dhe ne gjatesine e tij per te mbrojtur ndaj ulcerave ose polipeve te formuara | Pajisje te implantueshme jo aktive
6766 | SX ELLA Stent Pyloroduodenal | Euromed sh.p.k | 24.02.2020 | ELLA-CS, s.r.o. Milady Horákové 504/45, Třebeš, 500 06 Hradec Králové, Czech Republic | SX ELLA Stent Pyloroduodenal (Enterella) : 019-04-20-082; 019-04-20-090; 019-04-20-113;019-04-20-135; 019-04-22-082; 019-04-22-090; 019-04-22-113; 019-04-22-135; 019-04-25-082; 019-04-25-090; 019-04-25-113; 019-04-25-135 | IIb | Stenda esofageale, jo te absorbueshme te implantueshme ne ezofag nga stomaku dhe ne gjatesine e tij per te mbrojtur ndaj ulcerave ose polipeve te formuara | Pajisje te implantueshme jo aktive
6767 | SX-Ella Stent Esophageal | Euromed sh.p.k | 24.02.2020 | ELLA-CS, s.r.o. Milady Horákové 504/45, Třebeš, 500 06 Hradec Králové, Czech Republic | SX-Ella Stent Esophageal (Flexella Plus) : 019-07S-18-085; 019-07S-18-110; 019-07S-18-135; 019-07S-18-150; 019-07S-18-085-O; 019-07S-18-110-O; 019-07S-18-135-O; 019-07S-18-150-O; | IIb | Stenda esofageale, jo te absorbueshme te implantueshme ne ezofag nga stomaku dhe ne gjatesine e tij per te mbrojtur ndaj ulcerave ose polipeve te formuara | Pajisje te implantueshme jo aktive
6768 | Blood Transfusion Filter | Euromed sh.p.k | 24.02.2020 | Terumo Corporation 44-1,2 -chome,Hatagaya Shibuya-KU,Tokyo 151-0072 Japan | Blood Transfusion Filter: IMUGARD III-PL | IIb | Filter per tranfuzionin e gjakut | Pajisje nje perdorimeshe
6769 | Ultrasound Series Vascular Doppler Detectors-BV-620V | Euromed sh.p.k | 24.02.2020 | Shenzhen Bestman Instrument Co., Ltd. 4/F, Block 210, 2nd Industrial Area of Nanyou, Xiangnan Rd., Nanshan Dist., Shenzhen, P.R.China | Ultrasound Series Vascular Doppler Detectors-BV-620V | IIa | Test diagnostik mjekesor që përdoret për të rishikuar sistemin e qarkullimit të gjakut të trupit për të identifikuar parregullsi dhe shqetësime për rrjedhjen e gjakut në arteriet e mëdha dhe venat. | Tjetër
6770 | Enteral feeding pump BFP-10 | Euromed sh.p.k | 24.02.2020 | Shenzhen Bestman Instrument Co., Ltd. 4/F, Block 210, 2nd Industrial Area of Nanyou, Xiangnan Rd., Nanshan Dist., Shenzhen, P.R.China | Enteral feeding pump BFP-10 | IIa | Shërben për marrjen e ushqimit përmes gojës p♪7rmes 1 tubi që shkon direkt në stomak ose zorrë të vogël. | Tjetër
6771 | X- Ray Film Viewers-02.080.10 | Euromed sh.p.k | 24.02.2020 | Fazzini SRL, S.S Padanasuperiore 317-20090 Vimodrone Itali | X- Ray Film Viewers-02.080.10 | I | Ekran për leximin e filmave të radiografis. | Tjetër
6772 | Otoscope with rechargeable battery 680000.01 | Euromed sh.p.k | 24.02.2020 | Fazzini SRL, S.S Padanasuperiore 317-20090 Vimodrone Itali | Otoscope with rechargeable battery 680000.01 | I | Pajisje që shërben për të parë brendësinë e veshit | Tjetër
6773 | Laryngoscopes handle for adult-100017; Laryngoscopes handle for child-100007; Mc Intosh S.S Blade size 0-100012; Mc Intosh S.S Blade size 1-100013; Mc Intosh S.S Blade size 4-100016; Mc Intosh S.S Blade size 2-100014; | Euromed sh.p.k | 24.02.2020 | Fazzini SRL, S.S Padanasuperiore 317-20090 Vimodrone Itali | Laryngoscopes handle for adult-100017; Laryngoscopes handle for child-100007; Mc Intosh S.S Blade size 0-100012; Mc Intosh S.S Blade size 1-100013; Mc Intosh S.S Blade size 4-100016; Mc Intosh S.S Blade size 2-100014; | I | Pajisje për pamjen e laringut dhe fytit. | Tjetër
6774 | Newport™ e360 Ventilators | O.E.S Distrimed sh.p.k | 24.02.2020 | Covidien IIc, 15 Hampshire Street, Mansfield MA 02048, USA | Newport™ e360 Ventilators (sipas listes bashkengjitur) | IIb | Pajisje respiratore per oksigjenimin e ventilimit e pacienteve qe perdoret nekirurgji | Pajisje anestezie dhe respiratore
6775 | Surgical Table Accessory | O.E.S Distrimed sh.p.k | 24.02.2020 | Allen Medical Systems®, 100 Discovery Way Acton, Massachusetts 01720, USA | Surgical Table Accessory D-900051 Prone Torso Supports (sipas listes bashkengjitur) | I | Instrumenta dhe aksesore per tavoline kirurgjikale. | Instrumenta shumeperdorimesh; Instrumenta nje eprdorimesh
6776 | Iris retractor and Spatula Range | Gen-Alb Farma shpk | 24.02.2020 | Beaver-Visitec International Ltd. Waterloo Industrial Estate, Bidford-on-Avon, Warwickshire, B50 4JH, UK | BVI IOL Hook, Iris retractor & Spatula Range(sipas listes bashkengjitur) | IIa | Retraktor irisi per kirurgjine e syrit dhe spatula | Pajisje oftalmike dhe otpike; Pajisje nje perdorimeshe
6777 | BVI Knife range | Gen-Alb Farma shpk | 24.02.2020 | Beaver-Visitec International Ltd. Waterloo Industrial Estate, Bidford-on-Avon, Warwickshire, B50 4JH, UK | BVI Knife range (sipas listes bashkengjitur) | IIa | Materiale te ndryshme kirurgjikale per syrin | Pajisje oftalmike dhe otpike; Pajisje nje perdorimeshe
6778 | Disposable Colonoscopy Pants: EA-SCP-L, EA-SCP-XL | Konex shpk | 04.03.2020 | Endoaccess GmbH Feldriethe 1, 30826 Garbsen GERMANY | Disposable Colonoscopy Pants: EA-SCP-L, EA-SCP-XL | l | Pantallona nje perdorimeshe per pacientin per kryerjen e kolonoskopise. | Tjeter
6779 | Otoscopes general medicine | O.E.S Distrimed sh.p.k | 25.02.2020 | HEINE Optotechnik GmbH & Co. KG Kientalstrasse 7 D-82211 Hersching, Germany | Otoscopes general medicine (sipas listës bashkëngjitur) | I | Pajisje mjekësore diagnosikuse Otoskopë dhe aksesorët e tyre | Instrumenta shumëpërdorimëshe
6780 | Babyrapid hCG urine Cassette | Partners Pharma sh.p.k | 25.02.2020 | ulti med Products (Deutschland) GmbH, Reeshoop 1, 22926 Ahrensburg, Germany | Babyrapid hCG urine Cassette 001H5L225 | In Vitro | Test shtatëzanie. | Pajisje të diagnostikimit in vitro
6781 | Grafte vaskulare HEMASHIELD | Fedos shpk | 25.02.2020 | Intervascular SAS, Z.I Athelia 1, 13705 La Ciotat Cedex, France | Vascular Grafts HEMASHIELD (sipas listës bashkëngjitur) | III | Grafte vaskulare të implantueshme joaktiv. | Pajisje të implantueshme joaktive
6782 | Babyrapid hCG dipstick | Partners Pharma sh.p.k | 25.02.2020 | ulti med Products (Deutschland) GmbH, Reeshoop 1, 22926 Ahrensburg, Germany | Babyrapid hCG Urine Dipstick 001H5L325 | In Vitro | Test shtatëzanie. | Pajisje të diagnostikimit in vitro
6783 | Sternal Crista Illiac Aspiration Needle | O.E.S Distrimed sh.p.k | 25.02.2020 | TMT Tibbi Medikal Malzemeleri Sanayi ve Ticaret A.Ş. Fatih Mah. 1188 Sok. No:14 Satniç-Gaziemir-Izmir (35414) | Sternal Crista Illiac Aspiration Needle : Egemen International (sipas listes bashkengjitur) | Iia | Age aspirimi per perdorim spitalor dhe kirurgjikal | Pajisje nje perdorimeshe
6784 | Oraflogo Spray | Farma Net Albania shpk | 26.02.2020 | Medicinalis, proizvodnja farmacevtskih preparatov, d.o.o. Savska cesta 10, 1000 Ljubljana, Slovenija | Oraflogo Spray | I | Spray që përdoret për shërimin natyral të gingivave dhe mukozës orale. | Tjetër
6785 | Oraflogo Mouthwash | Farma Net Albania shpk | 26.02.2020 | Medicinalis, proizvodnja farmacevtskih preparatov, d.o.o. Savska cesta 10, 1000 Ljubljana, Slovenija | Oraflogo Mouthwash | I | Shplarës që përdoret për shërimin natyral të gingivave dhe mukozës orale. | Tjetër
6786 | Electrocardiograph/ SE1200 & SE600 | Fedos shpk | 27.02.2020 | Sino-Hero (Shenzen) Bio-Medical Electronics Co., LTD Unit 608, 6/F , First Building, ZhongXing Industrial Park, Chuangye Road, Nanshan District,Shenzen 518054 P.R China | Electrocardiograph/ SE1200 & SE600 | llb | Pajisje elektromekanike e cila konsiston me regjistrimin elektrik te aktivitetit te zemres. | Pajisje elektromekanike
6787 | Disposable Blood Pressure Transducers & Accessories: FT-A001, FT-V001 | Fedos shpk | 27.02.2020 | Guangdong Baihe Medical Technology Co., Ltd. No.89, Taoyuan East Road Nanhai, Foshan 528225 Guangdong Province China | Disposable Blood Pressure Transducers & Accessories: FT-A001, FT-V001 | llb | Transduse se bashku me aksesore per presionin e gjakut. | Pajisje nje perdorimeshe
6788 | Catheter, Vascular, Blood pressure: 302 042 Microseld PTFE 2F-4cm, 302 062 Microseld PTFE 2F-6cm | Fedos shpk | 27.02.2020 | intra special catheters GmbH Ostrasse 2, 66780 Rehling-Siersburg, Deutschland | Catheter, Vascular, Blood pressure: 302 042 Microseld PTFE 2F-4cm, 302 062 Microseld PTFE 2F-6cm | lla | Katetere arterial njeperdorimesh per mbajtjen nen kontroll te presionit te gjakut. | Pajisje nje perdorimeshe
6789 | Photometer Minitecno | Biometric Albania sh.p.k. | 28.02.2020 | I.S.E. S.r.l., Via delle Driadi 45, 00133, Roma-Italia | Photometer Minitecno | In Vitro | Fotometer biokimik për matjen e analizave bio-kimike. | Pajisje të diagnostikimit in vitro, Tjetër.
6790 | Knee Instruments-attached to an Active Device | Trimed sh.p.k | 02.03.2020 | Zimmer, Inc. 1800W, Center Street Warsaw, Indiana 46580, USA | Knee Instruments-attached to an Active Device (sipas listës bashkëngjitur) | IIa | Instrumenta njëpërdorimësh që përdoren së bashku me një pajisje të implantueshme aktive në endoprotezat e gjurit, për zëvendësim të komponentëve të gjurit në rast frakture ose thyerje. | Pajisje një përdorimëshe
6791 | Brest Pump Systems | Express Pharma shpk | 02.03.2020 | Medela AG, Lättichstrasse 4b, 6341 Baar,6340 Baar, Switzerland | Symphony Pump Sets Reusable/Breastpumpsystems (sipas listes bashkengjitur) | IIa | Pompe per gjirin per te ndihmuar ne ushqyerjen e femijes | Tjeter
6792 | Knee Instruments, EU | Trimed sh.p.k | 02.03.2020 | Zimmer, Inc. 1800W, Center Street Warsaw, Indiana 46580, USA | Knee Instruments, EU (sipas listës bashkëngjitur) | I | Instrumenta shumëpërdorimësh që përdoren në endoprotezat e gjurit për zëvendësim të komponentëve të gjurit në rast frakture ose thyerje. | Instrumenta shumëpërdorimëshe
6793 | EcoStar Auto: M-115902 | Medical Product Albania shpk | 02.03.2020 | SEFAM 144 avenue Charles De Gaulle, 92200 Neuilly Sur Seine France | EcoStar Auto: M-115902 | lla | Aparat ndihmes per pacientin me probleme te apnese gjate gjumit. | Pajisje terapie komplementare
6794 | Dreamstar Auto Evolve: M-115522 | Medical Product Albania shpk | 02.03.2020 | SEFAM 144 avenue Charles De Gaulle, 92200 Neuilly Sur Seine France | Dreamstar Auto Evolve with reservoir: M-115522 | lla | Aparat ndihmes per pacientin me probleme te apnese gjate gjumit. | Pajisje terapie komplementare
6795 | SEFAM S.BOX M-116412 | Medical Product Albania shpk | 02.03.2020 | SEFAM 144 avenue Charles De Gaulle, 92200 Neuilly Sur Seine France | SEFAM S.BOX: M-116412 | lla | Aparat ndihmes per pacientin me probleme te apnese gjate gjumit. | Pajisje terapie komplementare
6796 | ARCAD STRAIGHT STEM | LAYO sh.p.k | 03.03.2020 | Symbios Orthopedie SA, Avenue des Sciences 1, CH-1400 YVERDON-LES-BAINS, Switzerland | ARCAD straight stem (sipas listës bashkëngjitur) | III | Komponent protezimi koksofemoral qe perdoret ne kirurgji te ortopedise per zevendesimin te kockave. | Pajisje te implantueshme aktive
6797 | Bladderles cuff; Clinical Thermometer; High elastic bandage; P.b.t bandage; Leucoplast;Urine container;Pregnancy test; Ovulacion test; Swab container | HTT Medical shpk | 03.03.2020 | Ningbo Chinmed Technology Co., Ltd. No.20 Xingzhong rd, Qijashan Street, beilun Area, Ningbo, Zhejiand Province, 315803, P.R. China | Bladderles cuff; Clinical Thermometer; High elastic bandage; P.b.t bandage; Leucoplast;Urine container;Pregnancy test; Ovulacion testr; Swab container | I; IIb; In vitro | Termometer klinik, test shtatzanie | Tjeter
6798 | Cobas u 601 urine analyzer | Evita shpk | 03.03.2020 | Roche Diagnostics GmbH, Sandhofer Strasse 116, 68305 Mannheim, Germany | Cobas u 601 urine analyzer - 06390498001 | In Vitro | Autoanalizator urine për përcaktimin in vitro të parametrave biokimik dhe vizual të urinës. | Pajisje të diagnostikimit in vitro
6799 | Cobas ®6500 (installation kit cobas 6500/u 601/u 701)-06390510001 (installation kit) | Evita shpk | 03.03.2020 | Roche Diagnostics GmbH, Sandhofer Strasse 116, 68305 Mannheim, Germany | Cobas ®6500 (installation kit cobas 6500/u 601/u 701)-06390510001 (installation kit) | In Vitro | Kit instalimi për Cobas 6500/u 601/u 701 | Pajisje të diagnostikimit in vitro
6800 | Medical scanner with dedicated software solutions | Dorina Mele Co shpk | 03.03.2020 | 3Shape TRIOS A/S Holmens Kanal 7, Copenhagen, 1060, Denmark | Medical scanner with dedicated software solutions and- related products (sipas listes bashkengjitur) | I; IIa | Sistem software i cili programon nepermjet programeve kompjuterike protezen dhe implantet dentare | Pajisje dentare
6801 | Cobas u pack | Evita shpk | 03.03.2020 | Roche Diagnostics GmbH, Sandhofer Strasse 116, 68305 Mannheim, Germany | Cobas u pack-06334601 | In Vitro | Stripe për matjen biokimik dhe vizual me urine në aparatin Cobas u 601. | Pajisje të diagnostikimit in vitro
6802 | Cobas u cuvette | Evita shpk | 03.03.2020 | Roche Diagnostics GmbH, Sandhofer Strasse 116, 68305 Mannheim, Germany | Cobas u cuvette-06390552 | In Vitro | Kuveta për detektimin sasior dhe gjysëm-sasior të eritrociteve, leukociteve etj. në urine me Cobas u 701. | Pajisje të diagnostikimit in vitro
6803 | Cobas u calibration strip | Evita shpk | 03.03.2020 | Roche Diagnostics GmbH, Sandhofer Strasse 116, 68305 Mannheim, Germany | Cobas u calibration strip-06390579 | In Vitro | Stripe kalibrimi për autoanalizatorin te urinës Cobas u 601 | Pajisje të diagnostikimit in vitro
6804 | Cobas u 701 microscopy analyzer | Evita shpk | 03.03.2020 | Roche Diagnostics GmbH, Sandhofer Strasse 116, 68305 Mannheim, Germany | Cobas u 701 microscopy analyzer-06390501001 | In Vitro | Autoanalizator per ekzaminimin in vitro sasior mikroskopike te elementeve fizik te urines. | Pajisje të diagnostikimit in vitro
6805 | Reservoir Bags (sipas listes bashkengjitur) | Montal sh.p.k | 04.03.2020 | Intersurgical Crane house,Molly Millars Lane , Wokingham,Berkshire,RG41 2RZ,UK | Reservoir Bags (sipas listes bashkengjitur) | lla | Borsa e rezervuarit perdoret per te ndihmuar ne ventilimin e pacientit ne rast urgjence te frymemarrjes. | Pajisje anestezie dhe respiratore
6806 | Disposable Bite Blocks: EA-SBBW | Konex shpk | 04.03.2020 | Endoaccess GmbH Feldriethe 1, 30826 Garbsen GERMANY | Disposable Bite Blocks: EA-SBBW | l | Gojeza njeperdorimeshe te cilat i vendosen pacientit per kryerjen e gastroskopise. | Pajisje nje perdorimeshe
6807 | Amplatzer Vascular Plug; Amplatzer Vascular Plug II; Amplatzer Vascular Plug III; Amplatzer Vascular Plug 4; (sipas listes bashkengjitur) | Biometric Albania sh.p.k. | 18.02.2020 | Abbott Medical 5050 Nathan Lane North Playmouth, Minnesota 55442, USA | Embolization Implant, Vascular (sipas listes bashkengjitur) | llb | Tampone vaskulare per mbylljen e vrimave ne zemer. | Pajisje te implantueshme jo aktive
6808 | Cardiac Occluder Delivery Kit (sipas listes bashkengjitur) | Biometric Albania sh.p.k. | 18.02.2020 | Abbott Medical 5050 Nathan Lane North Playmouth, Minnesota 55442, USA | Cardiac Occluder Delivery Kit (sipas listes bashkengjitur) | lll | Sisteme te shperndarjes per mbylljen e vrimave ne zemer. | Pajisje te implantueshme jo aktive
6809 | EASY TCA STARTER; EASY TCA CLASSIC 12; EASY TCA CLASSIC 24; EASY TCA PAIN CONTROL 4; EASY TCA PAIN CONTROL 24; UNIDEEP; ONLY TOUCH; EASY PHEN VERY LIGHT; EASY PHEN LIGHT; LIP AND EYELID; HAPPY INTIM PEEL | PHARMA WEST shpk | 05.03.2020 | Skin Tech Pharma Group, S.I. C/ Pia de J'Estany 26, 17486 Castello d'Empuries, Spain | EASY TCA STARTER; EASY TCA CLASSIC 12; EASY TCA CLASSIC 24; EASY TCA PAIN CONTROL 4; EASY TCA PAIN CONTROL 24; UNIDEEP; ONLY TOUCH; EASY PHEN VERY LIGHT; EASY PHEN LIGHT; LIP AND EYELID; HAPPY INTIM PEEL | lla | Pajisje mjekesore me efekt peeling. | Pajisje te implantueshme jo aktive
6810 | Semi-Automatic Guillotine Biopsy Needle: 14Gx100mm, 14Gx150mm, 14Gx200mm, 16Gx100mm, 16Gx150mm, 16Gx200mm, 18Gx100mm, 18Gx150mm, 18Gx200mm | O.E.S Distrimed sh.p.k | 06.03.2020 | TMT Tibbi Medikal Malzemeleri Sanayi ve Ticaret A.Ş. Fatih Mah. 1188 Sok. No: 14 Sarniç Gaziemir IZMIR / TURKEY | Semi-Automatic Guillotine Biopsy Needle: 14Gx100mm, 14Gx150mm, 14Gx200mm, 16Gx100mm, 16Gx150mm, 16Gx200mm, 18Gx100mm, 18Gx150mm, 18Gx200mm | lla | Age per biopsi. | Pajisje nje perdorimeshe
6811 | Celsite® PICC-Cel: Peripherally inserted central catheters and accessories (sipas listes bashkengjitur) | O.E.S Distrimed sh.p.k | 06.03.2020 | B. Braun Medical 26 rue Armengaud, 92210 Saint-Cloud France | Celsite® PICC-Cel: Peripherally inserted central catheters and accessories (sipas listes bashkengjitur) | lll | Katetere qendrore periferiale dhe aksesoret. | Pajisje nje perdorimeshe
6812 | Non Absorbable surgical Mesh - Polypropylene - Prolus® Mesh | O.E.S Distrimed sh.p.k | 06.03.2020 | Lotus Surgical Pvt. Ltd. Khasara No. 1051/1&2, Twin Industrial Estate, Selaqui, Dehradun - 248197, Uttarakhand, INDIA | Non Absorbable surgical Mesh - Polypropylene - Prolus® Mesh | llb | Mesha kirurgjikale te pa absorbueshme. | Pajisje nje perdorimeshe
6813 | Surgical Meshes (sipas listes bashkengjitur) | O.E.S Distrimed sh.p.k | 06.03.2020 | DLR Medikal San. Ve Diş Tic. Ltd. Şti. Bulgurlu Mah. Zümrüt Sk. No: 45/3 Üsküdar Instanbul/Turkey | Surgical Meshes (sipas listes bashkengjitur) | llb | Mesha kirurgjikale. | Pajisje nje perdorimeshe
6814 | GIMA GREEN F.O. LED ADULTS SET 4 BLADES MC-INTOSH 1-2-3-4 - 3.5 V: 34330 | Gen-Alb Farma shpk | 06.03.2020 | GIMA S.P.A., Via Macroni 1, 20060 Gessate (MI) - Italy | GIMA GREEN F.O. LED ADULTS SET 4 BLADES MC-INTOSH 1-2-3-4 - 3.5 V: 34330 | l | Set laringoskop per intubimin e tubave tek pacientet | Pajisje elektromekanike
6815 | DECONTAMINATING MAT 60x90 CM - 30 layers - blue: 36686; DECONTAMINATING MAT 45x115 cm - 30 layers - white: 36696 | Gen-Alb Farma shpk | 06.03.2020 | GIMA S.P.A., Via Macroni 1, 20060 Gessate (MI) - Italy | DECONTAMINATING MAT 60x90 CM - 30 layers - blue: 36686; DECONTAMINATING MAT 45x115 cm - 30 layers - white: 36696 | l | Tapet nje perdorimesh | Pajisje nje perdorimeshe
6816 | DITTEL bougie urethra 16Fr. Cur. 34.5 cm | Montal sh.p.k | 09.03.2020 | Dimeda Instrumente GmbH, Gansacker 54+58 D-78532, Tuttlingen, GERMANY | DITTEL bougie urethra 16Fr. Cur. 34.5 cm-66.227.16 | I | Pajisje që shërben për zgjerimin e kanaleve urinare. | Instrumenta shumëpërdorimëshe
6817 | PANOPTIC OPHTHALMOSCOPE | Gen-Alb Farma shpk | 09.03.2020 | WELCH ALLYN, INC. 4341 STATE STREET ROAD, SKANEATELES FALLS, NY 13153, USA | OPHTHALMOSCOPE, WIDEVIEW - 11800DEM, 11801, 11810, 11810-CE, 11810DEM, 11811, 11812-V, 11812-VSM, 11816-V, 11816-VC, 11816-VSM, 11820, 11820-CE, 11820-CEL, 11820DEM, 11820-L, 11821, 11821-L, 11822-V, 11822-VSM, 11824-V, 11824-VC, 11824-VSM, 11826-V, 11826-VC, 11826-VSM, 11870, 11875 | I | Pajisje per diagnostikimin e fundusit te syrit 5here me te madhe se oftalmoskopet e tjere. | Pajisje oftalmike dhe optike
6818 | OPHTHALMOSCOPE | Gen-Alb Farma shpk | 09.03.2020 | WELCH ALLYN, INC. 4341 STATE STREET ROAD, SKANEATELES FALLS, NY 13153, USA | OPHTHALMOSCOPE STANDARD ; OPHTHALMOSCOPE POCKET 11470F, 11710, 11710F, 11720, 11720F, 11720-L, 11720-LF, 11720R, 11721, 11721F, 11722, 11723, 11724, 11730, 11730F, 11730-R, 11731, 11732, 11735, 11735F, 11736, 11736F, 11750, 11750-BVI, 11770, 11770-BI, 11772-BI,11772-VCI, 11772-VCL, 11790, 11792-SC, 11796-SC, 11796-SC, 12800, 12811, 12812, 12820, 12821, 12831, 12850, 12851, 12860, 12861, 12870-BKL, 12870-BLU, 12870-PUR, 12870-WHT, 12880-BLK, 12880-BLU, 12880-PUR, 12880-WHT, 13000, 13010, 19090, 19091, 19092, 19093, 19190 | I | Pajisje per diagnostikimin e fundusit te syrit. | Pajisje oftalmike dhe optike
6819 | Standard Biopsy Forceps Autoclavable: EA-R24S17, EA-R24S23; Oval Cups with Spike Biopsy Forceps: EA-R24OW17, EA-R24OW23; Pelican Type Grasping Forceps Autoclavable: EA-R24PG23; Alligator Grasping Forceps: EA-R24AG23; Rat Tooth Typem Grasping Forceps: EA-R24RG23; Rubber Tips Grasping Forceps: EA-R24RT23; Injection Needle: EA-R2422NJ2305S, EA-R2416NJ2305S; Disposable Biopsy Valve caps+set: EA-SVC-S | Konex shpk | 09.03.2020 | Endoaccess GmbH Feldriethe 1, 30826 Garbsen GERMANY | Standard Biopsy Forceps Autoclavable: EA-R24S17, EA-R24S23; Oval Cups with Spike Biopsy Forceps: EA-R24OW17, EA-R24OW23; Pelican Type Grasping Forceps Autoclavable: EA-R24PG23; Alligator Grasping Forceps: EA-R24AG23; Rat Tooth Typem Grasping Forceps: EA-R24RG23; Rubber Tips Grasping Forceps: EA-R24RT23; Injection Needle: EA-R2422NJ2305S, EA-R2416NJ2305S; Disposable Biopsy Valve caps+set: EA-SVC-S | l | Pinca biopsie, age injeksioni, tapa per valvula endoskopi. | Tjeter
6820 | Euromex / Oxion / Ox.3030 | Konex shpk | 09.03.2020 | Euromex Microscopen B.V. Papenkamp 20, 6886 BD Arnhem, The Netherlands | Euromex / Oxion / Ox.3030 | l | Mikroskop per kryerjen e vezhgimit te detajuar. | Pajisje laboratori
6821 | RETINOSCOPE | Gen-Alb Farma shpk | 09.03.2020 | WELCH ALLYN, INC. 4341 STATE STREET ROAD, SKANEATELES FALLS, NY 13153, USA | RETINOSCOPE - 18240, 18245, 18300, 18210-BI, 18342-VC | I | Pajisje per diagnostikimin e RETINES se syrit. | Pajisje oftalmike dhe optike
6822 | BATERY HANDLES AND CHARGERS | Gen-Alb Farma shpk | 09.03.2020 | WELCH ALLYN, INC. 4341 STATE STREET ROAD, SKANEATELES FALLS, NY 13153, USA | BATERY HANDLES AND CHARGERS - 60762, 60764, 70000, 70500, 70500F, 70700, 70710, 70715, 70720, 70720F, 70762, 70764, 71000, 71001-B, 71001-C, 71010, 71010F, 71020, 71021-C, 71021-VCA, 710.32, 71036, 71062, 71064, 71066, 71114, 71116, 71118, 71119, 71140, 71142, 71144, 71146, 71500, 71616, 71670, 71670F, 71712, 71714, 71716, 71732, 71734, 71736, 71900, 71902, 71904, 71906, 71907, 71910, 71911, 71930, 71942, 71943, 72800, 72801, 72820, 72830, 72831, 70720, 71000-A, 71000-B, 71000-C, 71020-A, 71020-B, 71020-C, 71062-C, 71064-C, 72960-POD | I | Doreze me bateri dhe karikim, per montimin e oftalmoskopit ose otoskopit. | Pajisje elektromekanike
6823 | SX-ELLA Stent Danis | Euromed sh.p.k | 09.03.2020 | ELLA-CS, s.r.o. Milady Horakove 504/45, Trebes 500 06 Hradec Kralove, Czech Republic | SX-ELLA Stent Danis (Danis Stent) | IIb | Stenta ezofageale jo të absorbueshme të implantueshme ne ezofag nga stomaku dhe ne gjatesine e tij per te mbrojtur ndaj ulcerave ose polipeve te formuara. | Pajisje të implantueshme jo aktive
6824 | ORAFLOGO gel | Farma Net Albania shpk | 03.03.2020 | MEDICINALIS, Production of pharmaceuticals products d.o.o. Savska cesta 10, 1000 Ljubljana | ORAFLOGO gel | l | Xhel qe perdoret per sherimin natyral te gingivave dhe te mukozes orale. | Tjeter
6825 | ORAFLOGO junior gel | Farma Net Albania shpk | 03.03.2020 | MEDICINALIS, Production of pharmaceuticals products d.o.o. Savska cesta 10, 1000 Ljubljana | ORAFLOGO junior gel | l | Xhel qe perdoret per sherimin natyral te gingivave dhe te mukozes orale. | Tjeter
6826 | ORAFLOGO oral solution | Farma Net Albania shpk | 03.03.2020 | MEDICINALIS, Production of pharmaceuticals products d.o.o. Savska cesta 10, 1000 Ljubljana | ORAFLOGO oral solution | l | Solucion per sherimin natyral te gingivave dhe te mukozes orale. | Tjeter
6827 | Alinity c Direct Bilirubin Reagent Kit | Labopharma shpk | 09.03.2020 | Abbott GmbH & Co.KG Max-Planck-Ring 2, 65205 Wiesbaden, Germany | Alinity c Direct Bilirubin Reagent Kit 07P9720 | In Vitro | Kite reagentesh qe perdoren per percaktimin sasior te bilirubines direkt ne plazmen dhe serumin human . | Pajisje të diagnostikimit in vitro
6828 | Alinity i LH Reagent Kit 07P9120 ,Alinity i LH Reagent Kit 07P9130, Alinity i LH Cabrilators 07P9101 | Labopharma shpk | 09.03.2020 | Abbott Ireland Diagnostic Division, Lisnamuck, Longford, Co.Longford , Ireland | Alinity i LH Reagent Kit 07P9120 ,Alinity i LH Reagent Kit 07P9130, Alinity i LH Cabrilators 07P9101 | In Vitro | Kite reagentesh qe perdoren per percaktimin sasior te hormonit luteinizues human ne serum dhe ne plazme dhe kite kalibruese per pajisjen qe perdoret per percaktimin sasior te hormonit luteinizues human ne serum dhe ne plazme . | Pajisje të diagnostikimit in vitro
6829 | PALACOS®R+G, PALACOS®LV+G, PALACOS®MV+G, PALAMED®G, PALACOS®fast R+G (sipas listes bashkengjitur) | LAYO sh.p.k | 04.03.2020 | Heraeus Medical GmbH Philipp-Reis-Strasse 8/13 61273 Wehrheim GERMANY | PALACOS®R+G, PALACOS®LV+G, PALACOS®MV+G, PALAMED®G, PALACOS®fast R+G (sipas listes bashkengjitur) | lll | Cimento kockore qe perdoret ne sherbim te ortopedise. | Pajisje te implantueshme aktive
6830 | Alinity c Microalbumin Reagent Kit 08P0420; Alinity c Microalbumin Calibrators 08P0401; Alinity c Microalbumin Controls 08P0410 | Labopharma shpk | 09.03.2020 | Abbott GmbH & Co.KG Max-Planck-Ring 2, 65205 Wiesbaden, Germany | Alinity c Microalbumin Reagent Kit 08P0420; Alinity c Microalbumin Calibrators 08P0401; Alinity c Microalbumin Controls 08P0410 | In Vitro | Kite reagentesh qe perdoren per percaktimin sasior te albumines ne urinen humane, kite kalibruese per aparaturen qe perdoret per percaktimin sasior te albumines ne urinen humane dhe kite kontrolli per aparaturen qe perdoret per percaktimin sasior te albumines ne urinen humane. | Pajisje të diagnostikimit in vitro
6831 | Alinity I HBsAg Confirmatory V.1 Reagent Kit 08P0922; Alinity I HBsAg Confirmatory V.1 Calibrators 08P0901; Alinity I HBsAg Confirmatory V.1 Controls 08P0910 | Labopharma shpk | 09.03.2020 | Abbott Ireland Diagnostic Division, Finisklin Business Park, Sligo , Ireland | Alinity i HBsAg Confirmatory V.1 Reagent Kit 08P0922; Alinity i HBsAg Confirmatory V.1 Calibrators 08P0901; Alinity i HBsAg Confirmatory V.1 Controls 08P0910 | In Vitro | Kite reagentesh qe perdoren per kalibrimi, per kontrollin dhe per percaktimin cilesor dhe sasior te antigenit HBsAg ne serumin human dhe plazme per te percaktuar prezencen e Hepatitit B me ane te neutralizimit specifik te antitrupave . | Pajisje të diagnostikimit in vitro
6832 | Alinity i HIV Ag/Ab Combo Reagent Kit (2 x 100 Tests) 08P0722; Alinity i HIV Ag/Ab Combo Reagent Kit (2 x 600 Tests) 08P0732; Alinity i HIV Ag/Ab Combo Calibrators 08P0701; Alinity i HIV Ag/Ab Combo Controls 08P0710 | Labopharma shpk | 09.03.2020 | Abbott GmbH & Co.KG Max-Planck-Ring 2, 65205 Wiesbaden, Germany | Alinity i HIV Ag/Ab Combo Reagent Kit (2 x 100 Tests) 08P0722; Alinity i HIV Ag/Ab Combo Reagent Kit (2 x 600 Tests) 08P0732; Alinity i HIV Ag/Ab Combo Calibrators 08P0701; Alinity i HIV Ag/Ab Combo Controls 08P0710 | In Vitro | Kite reagentesh, kalibruese dhe kontrolli per aparaturen qe perdoren per percaktimin cilesor te antigenit HIV p24 dhe antitrupave te virusit te imunodeficences humane te tipit 1 dhe/ose tipit 2 ne serumin human dhe plazme perfshire dhe mostrat e mbledhura pas vdekjes. | Pajisje të diagnostikimit in vitro
6833 | Alinity i Free PSA Reagent Kit 07P9320; Alinity i Free PSA Reagent Kit 07P9330; Alinity i Free PSA Calibrators 07P9301; Alinity i Free PSA Controls 07P9310 | Labopharma shpk | 09.03.2020 | Abbott Ireland Diagnostic Division, Finisklin Business Park, Sligo , Ireland | Alinity i Free PSA Reagent Kit 07P9320; Alinity i Free PSA Reagent Kit 07P9330; Alinity i Free PSA Calibrators 07P9301; Alinity i Free PSA Controls 07P9310 | In Vitro | Kite reagentesh, kalibruese dhe kontrolluese te aparatures qe perdoren per percaktimin sasior te antigenit prostatik specifik te lire (PSA) ne serumin human. | Pajisje të diagnostikimit in vitro
6834 | Alinity I STAT High Sensitive Troponin-I Reagent Kit 08P1322; Alinity I STAT High Sensitive Troponin-I Reagent Kit 08P1324; Alinity I STAT High Sensitive Troponin-I Reagent Kit 08P1332; Alinity I STAT High Sensitive Troponin-I Reagent Kit 08P1334; Alinity I STAT High Sensitive Troponin-I Cabrilators 08P1301; Alinity I STAT High Sensitive Troponin-I Reagent Kit 08P1310 | Labopharma shpk | 09.03.2020 | Abbott Ireland Diagnostic Division, Lisnamuck, Longford, Co.Longford , Ireland | Alinity I STAT High Sensitive Troponin-I Reagent Kit 08P1322; Alinity I STAT High Sensitive Troponin-I Reagent Kit 08P1324; Alinity I STAT High Sensitive Troponin-I Reagent Kit 08P1332; Alinity I STAT High Sensitive Troponin-I Reagent Kit 08P1334; Alinity I STAT High Sensitive Troponin-I Cabrilators 08P1301; Alinity I STAT High Sensitive Troponin-I Reagent Kit 08P1310 | In Vitro | Kite reagentesh, kalibruese dhe kontrolli per pajisjen qe perdoren per percaktimin cilesor dhe sasior te troponines kardiake ne serumin human dhe plazme qe ndihmon ne dianostikimin e infarktit te miokardit si dhe vleresimin 30-90 ditor te prognozes se eventeve kardiake madhore . | Pajisje të diagnostikimit in vitro
6835 | Medical Pressure Monitor: EPI-Detection | Biometric Albania sh.p.k. | 03.03.2020 | SAEUM MEDITEC CO., LTD. #102-1406, 36, Bucheon-ro 198Baon-gil, Wonmi-gu, Bucheon-Si, Gyeonggi-Do, 14557, Republic of Korea | Medical Pressure Monitor: EPI-Detection | lla | Pajisje per matjen e parametrave jetesore fiziologjike. | Produkte per institucione te kujdesit shendetesor
6836 | AV4100 - 2 - section electric bariatric examination bed | Konex shpk | 09.03.2020 | Givas s.r.l. Viale Veneto, 2 Z.A. 35020 Villatora di Saonara (PD) | AV4100 - 2 - section electric bariatric examination bed | l | Krevat mjekesor. | Pajisje elektromekanike
6837 | Pulse Oximeter Oxy-100 | Euromed sh.p.k | 10.03.2020 | Gima S.p.a., Via Marconi, 1, 20060 Gessate (MI), Italy | Pulse Oximeter Oxy-100 34342 | IIa | Përdoret per e moniorua SpO, shkallen e pulsit dhe indeksin e perfuzionit. | Tjetër
6838 | Respirogram | Euromed sh.p.k | 10.03.2020 | Gima S.p.a., Via Marconi, 1, 20060 Gessate (MI), Italy | Respirogram 33442 | I | Pajisje qe ndihmon pacientin te rikuperoje frymarrjen normale pas nje operacioni ne gjoks ose bark. | Tjetër
6839 | Digital Thermometer | Euromed sh.p.k | 10.03.2020 | Gima S.p.a., Via Marconi, 1, 20060 Gessate (MI), Italy | Digital Thermometer 25560 | IIa | Termometer gixhital | Tjetër
6840 | Men's urinal | Euromed sh.p.k | 10.03.2020 | Gima S.p.a., Via Marconi, 1, 20060 Gessate (MI), Italy | Men's urinal 25978 | I | Per mbledhjen e uines tek meshkujt. | Tjetër
6841 | Plastic bed pan | Euromed sh.p.k | 10.03.2020 | Gima S.p.a., Via Marconi, 1, 20060 Gessate (MI), Italy | Plastic bed pan 25979 | I | Per mbledhjen e uines tek femrat. | Tjetër
6842 | Automatic Arm | Euromed sh.p.k | 10.03.2020 | Gima S.p.a., Via Marconi, 1, 20060 Gessate (MI), Italy | Automatic Arm 32787 | IIa | Aparat dixhital per matjen e presionit te gjakut. | Tjetër
6843 | Aneroid Yton | Euromed sh.p.k | 10.03.2020 | Gima S.p.a., Via Marconi, 1, 20060 Gessate (MI), Italy | Aneroid Yton 32703 | I | Pajisje per matjen e presionit te gjakut manual. | Tjetër
6844 | Stethoscopes | Euromed sh.p.k | 10.03.2020 | Gima S.p.a., Via Marconi, 1, 20060 Gessate (MI), Italy | Stethoscopes 32580 | I | Instrument per te degjuar tingujt qe prodhohen ne trup. | Tjetër
6845 | Infusion pump- PG807i | Euromed sh.p.k | 10.03.2020 | PROGETI S.r.l, Strada del Rondello, 5 - 10028 Trofarello (TO)- Itali | Infusion pump- PG807i | IIb | Pajisje qe jep lengje si lende ushqyese dhe medikamente ne trupin e nje pacienti ne sasi te kontrolluar. | Pajisje laboratori
6846 | Reveos automated Bllod Processing System | Euromed sh.p.k | 10.03.2020 | Terumo BCT Inc, 10811 West Collins Avenue, Lakewood, Colorado, 80215, USA | Reveos automated Blood Processing System-23000 | IIa | Pajisje per procesimin automatik te gjakut. | Pajisje laboratori
6847 | Blood bags - Transfer bags | Euromed sh.p.k | 10.03.2020 | Terumo Corporation, 44-1, 2-chome, Hatagata, Shibuya-ku, Tokyo 151-0072, Japan | Blood bags - Transfer bags | IIb | Qese qe perdoren per perpunimin, ruajtjen dhe mbledhjen e gjakut. | Pajisje njeperdorimeshe, Pajisje laboratori.
6848 | Cobas HCV GT, Cobas HCV GT Control Kitfor use on the cobas | Swissmed sh.p.k | 10.03.2020 | Roche Diagnostics GmbH, Sandhofer Strasse 116, 68305 Mannheim, Germany | cobas ® HCV GT for use on the cobas ® 4800 System-06984274190 ; cobas ® HCV GT Control Kit for use on the cobas ® 4800 System-06984339190 | In Vitro | Percaktim sasior te genotipit HCV dhe kontrolli i ketij kiti. | Pajisje laboratori, Pajisje të diagnostikimit in vitro
6849 | AD-plate 0.3ml | Swissmed sh.p.k | 10.03.2020 | Roche Diagnostics GmbH, Sandhofer Strasse 116, 68305 Mannheim, Germany | AD-plate 0.3ml-05232724001 | In Vitro | Pajisje me qellim perdorimi si aksesore IVD ne sistemin Cobas 4800. | Pajisje laboratori, Pajisje të diagnostikimit in vitro
6850 | RA 000144-CLOTTY | Swissmed sh.p.k | 10.03.2020 | RAL, TECNICA PARA EL LABORATORIO S.A., Avda. Mare de Deu de Montserrat, 51-08970-Sant Joan Despi-Barvelona, Spain | RA 000144-CLOTTY | In Vitro | Perdoret per percaktimin e faktoreve te koagulimit te gjakut. | Pajisje laboratori, Pajisje të diagnostikimit in vitro
6851 | Knee Instruments | Trimed sh.p.k | 10.03.2020 | Zimmer, Inc 1800 West Center Warsaw, Indiana 46580 USA | Knee Instruments-Single use (sipas listes bashkengjitur) | IIa | Instrumenta nje perdorimeshe qe perdoren ne endoprotezat e gjurit per te zevendesuar komponente te gjurit ne rastin e frakturave ose thyerjeve | Pajisje nje perdorimeshe
6852 | Staining Reagents, Instruments and accessories | Swissmed sh.p.k | 11.03.2020 | RAL DIAGNOSTICS, Site Montesquieu 33650 MARTILLAC FRANCE | Staining Reagents, Instruments and accessories (sipas listës bashkëngjitur) | In Vitro | Reagent ngjyrues, instrumenta dhe aksesore qe perdoren ne fushen e histologjise, hematologjise dhe citologjise. | Pajisje laboratori, Pajisje të diagnostikimit in vitro
6853 | Bilirubin Reagent Kit | Labopharma shpk | 11.03.2020 | Abbott GmbH & Co. KG, Max-Planck-Ring 2, 65205 Wiesbaden, Germany | Alinity c Total Bilirubin Reagent Kit:07P9620; 07P9623 | In Vitro | Jane kire reagent qe perdoren epr percaktimin sasior te bilirubines totale ne adult dhe neonate ne plazem dhe serumin human | Pajisje te diagnsotikimit in vitro
6854 | Creatinine Reagent Kit | Labopharma shpk | 11.03.2020 | Abbott GmbH & Co. KG, Max-Planck-Ring 2, 65205 Wiesbaden, Germany | Alinity c Creatinine Reagent Kit 07P9920; 07P9930 | In Vitro | Jane kite reagent per percaktimin sasior te kreatinines ne urine, plazem dhe serumin human | Pajisje te diagnsotikimit in vitro
6855 | Anti-HCV Reagent Kit | Labopharma shpk | 11.03.2020 | Abbott GmbH & Co. KG, Max-Planck-Ring 2, 65205 Wiesbaden, Germany | Alinity i Anti-HCV Reagent Kit (2 x 100 test) 08P0622; Alinity i Anti-HCV Reagent Kit (2 x 500 test) 08P0632; Alinity i Anti-HCV Calibrator 08P0601; Alinity i Anti-HCV Controls 08P0610 | In Vitro | Jane kite reagent per percaktimin cilesor te antitrupave te virusit te Hepatiti C plazem dhe serumin human. Kalibrues dhe kontrolle per aparaturen. | Pajisje te diagnsotikimit in vitro
6856 | Albumin BCG Reagent Kit | Labopharma shpk | 11.03.2020 | Abbott GmbH & Co. KG, Max-Planck-Ring 2, 65205 Wiesbaden, Germany | Alinity c Albumin BCG Reagent Kit 08P0220; 08P0223 | In Vitro | Jane kite reagent qe perdoren per percaktimin cilesor te albumines ne plazmen dhe serumin human | Pajisje te diagnsotikimit in vitro
6857 | AFP Reagent Kit | Labopharma shpk | 11.03.2020 | Abbott Ireland Diagnostic Division, Finisklin Business Park, Sligo, ireland | Alinity i AFP Reagent Kit 07P9020; 07P9030; Alinity i AFP Controls 07P9010; Alinity i AFP Calibrators 07P9001 | In Vitro | Jane kite reagent qe perdoren per percaktimin sasior te alpha ferroproteines ne plazmen dhe serumin human | Pajisje te diagnsotikimit in vitro
6858 | SOL Portable Diode Laser Unit: LR1001WINT; SOL/Saphire LSR 400μm Tips 25pc: 033980028-0; SOL/Saphire LSR 300μm Tips 25pc: LR1010; SOL Handpiece Replacment Kit: LR10006; NV Microlaser INTL: ZLRE1001; NV PRO3 Microlaser INTL: ZLR3003INT | Eurodenta shpk | 11.03.2020 | Den-Mat Holdings, LLC. 1017 W. Central Avenue Lompoc, CA 93436 USA | SOL Portable Diode Laser Unit: LR1001WINT; SOL/Saphire LSR 400μm Tips 25pc: 033980028-0; SOL/Saphire LSR 300μm Tips 25pc: LR1010; SOL Handpiece Replacment Kit: LR10006; NV Microlaser INTL: ZLRE1001; NV PRO3 Microlaser INTL: ZLR3003INT | llb | Aparate lazeri dhe pjeset perberese te tyre. | Pajisje dentare
6859 | Alinity c Alanine | Labopharma shpk | 11.03.2020 | Abbott GmbH & Co. KG, Max-Planck-Ring 2, 65205 Wiesbaden, Germany | Alinity c Alanine Aminotransferase Reagent Kit 07P9820 | In Vitro | Jane kite reagent qe perdoren per percaktimin sasior te alpha ferroproteines ne plazmen dhe serumin human | Pajisje te diagnsotikimit in vitro
6860 | Quatron - Needle subcutaneous injecion/infusion port | Express Pharma shpk | 11.03.2020 | Asti Corporation, 2804 Yonezu-cho Minami-ku, Hamamatsu Shizuoka, 438-8056, Japan | QUATRON - Needle, Subcutaneous injection/infusion port MD(0102): NQ-1 31G (0.26mm), length adjustable up to 4mm; NQ-2 34G (0.18mm), length adjustable up to 4mm | IIa | Shiringa per injeksione subkutane | Pajisje nje perdorimshe
6861 | Sigma Plus F.O. Xenon Otoscope - 3.5V: 31535 | Fedos shpk | 11.03.2020 | GIMA S.P.A., Via Macroni 1, 20060 Gessate (MI) - Italy | Sigma Plus F.O. Xenon Otoscope - 3.5V: 31535 | l | Pajisje mjekesore qe sherben per ekzaminimin e veshit. | Pajisje elektromekanike
6862 | Implant+Abutments | Marlen/E sh.p.k | 11.03.2020 | JDental Care s.r.l. via delvTirassegno 41/N-41122 Modena (MO)- Italy | Implant+Abutments (sipas listës bashkëngjitur) | I,IIa,IIb | Implante dhe aksesoret per zevendesimin e dhembit. | Pajisje dentare
6863 | PTCA Guide Wires | O.E.S Distrimed sh.p.k | 11.03.2020 | Medtronic Inc. 710 Medtronic Parkway N.E. Minneapolis, MN 55432 USA | PTCA Guide Wires (sipas listes bashkengjitur) | III | Tela drejtues PTCA dhe Angiografike per perdorim ne hemodinamike/kardiologji | Pajisje nje perdorimeshe
6864 | Multiple Band Ligator Set | O.E.S Distrimed sh.p.k | 11.03.2020 | Micro-Tech (Nanjing) Co., Ltd. NO.10 Gaoke Third Road, Nanjing National Hi-tech, Industrial Developments Zone, Nanjing 210032, Jiangsu Province, PR of China | Multiple Band Ligator Set (sipas listes bashkengjitur) | IIa | Set ligature shume bandesh, materila dhe instrumenta per perdorim nekirurgji | Pajisje nje perdorimeshe
6865 | Flow check | Montal sh.p.k | 11.03.2020 | Beckman Coulter, Inc. 250 S. Kraeme Blvd. Brea, CA 92821 USA | Flow-Check Flurospheres, 6605359 | In Vitro | Reagent per diagnostikim bio-kimik in vitro | Pajisje te diagnsotikimit in vitro
6866 | Pajisje Mamografie | Saer Medical sh.p.k | 11.03.2020 | FUJIFILM Corporation 26-30, Nishiazabu 2-Chome, Minato-Ku, Tokyo 106-8620, JAPAN | FUJIFILM Digital mammography System AMULET Innovalty - FDR MS-3500 | IIb | Pajisje mamografie per diagnostikime mamografike | Pajisje diagnostikuese dhe terapeutike me rrezatim
6867 | MobileDiagnost | Health & Light shpk | 11.03.2020 | Philips Medical Systems DMC GmbH, Röntgenstrasse 24, 22335 Hamburg, Deutschland | MobileDiagnost wDR; CombiDiagnost R90 | IIb | Aparat dixhital stacionar dhe portativ me rreze X per diagnostikim imazherik | Pajisje diagnostikuese dhe terapeutike me rrezatim
6868 | Magnetic Resonance | Health & Light shpk | 11.03.2020 | Philips Medical Systems Nederland B.V. Veenplus 4-6 5684 PC Best Netherlands | Magnetic ResonNCE Systems : INGENIA Ambition X 781356 | IIa | Rezonance magnetike per ekzaminim e indeve te buta | Pajisje diagnostikuese dhe terapeutike me rrezatim
6869 | Pressure Steam Sterilizer | Montal sh.p.k | 12.03.2020 | Ningbo Haishu Life Medical Technology Co., Ltd. No.1 Jinghui Road, Hengjie Town 315181 Haishu, Ningbo, Zhejiang, China | Pressure Steam Sterilizer (Sipas listës bashkangjitur) | IIb | Autoklave per sterilizimin e pajisjeve mjekesore | Instrumenta shumeperdorimeshe
6870 | Electronic Delivery Table | Montal sh.p.k | 12.03.2020 | Proma medikal LTD. ȘT¡. Sirasöğüt Mah. Gaziantep Cad. No:3 Ș. Bey/Gaziantep/Türkiye | Electronic Delivery Table 3 Motors - DT 21 | I | Shtrat pacienti gjinekologjik me rregullim elektronik te shpines, te lartesise dhe te funksionit trendelenburg. | Pajisje elektromekanike
6871 | Cotton Swabs | Montal sh.p.k | 12.03.2020 | Heinz Herenz, Medizinalbedarf GmbH, Rudorffweg 10, 21031 Hamburg / Germany | Cotton Swabs non sterile (Sipas listës bashkangjitur) | I | Pambuk qe sherben per pastrimin e siperfaqeve te vogla te lekures | Pajisje nje perdorimeshe
6872 | Face Mask | Montal sh.p.k | 12.03.2020 | Heinz Herenz, Medizinalbedarf GmbH, Rudorffweg 10, 21031 Hamburg / Germany | Face masks, 3-ply, with 4 ties - 1131974; Face masks, 3-ply, with rubber tie- 1131975; Face masks, 2-ply, with 4 ties - 1131980; Face masks, 1-ply, with rubber tie - 1131816. | I | Jane materiale mjekimi qe peroren ne repartin e trajtimit intensiv te pacientit dhe sigurojne furnizimin e tij meoksigjen | Pajisje nje perdorimeshe
6873 | Difussion Cell Apparatus | Biometric Albania sh.p.k. | 12.03.2020 | Orchid Scientific & Innovation India Pvt Ltd. B-59, MIDC Ambad, Nashik, Maharashtra - 422010, India | Difussion Cell Apparatus - EMFDC -06 | I | Aparat me qeliza difuzioni | Pajisje elektromekanike
6874 | Alinity c Carbon Dioxide Reagent Kit 07P7220; Alinity c Carbon Dioxide Reagent Kit 07P7230 | Labopharma shpk | 24.03.2020 | Abbott GmbH & Co.KG Max-Planck-Ring 2, 65205 Wiesbaden, Germany | Alinity c Carbon Dioxide Reagent Kit 07P7220; Alinity c Carbon Dioxide Reagent Kit 07P7230 | In Vitro | Analize e perdorur per percaktimin sasior te dioksidid te karbonit ne serumin njerezor dhe ne plasem nepermjet analizatorit Alinity. | Pajisje të diagnostikimit in vitro
6875 | Alinity i 2nd Generation Testosterone Calibrators 07P6801; Alinity i 2nd Generation Testosterone Controls 07P6810; Alinity i 2nd Generation Testosterone Reagent Kit (2 x 100 Tests) 07P6822; Alinity i 2nd Generation Testosterone Reagent Kit (2 x 400 Tests) 07P6832. | Labopharma shpk | 24.03.2020 | Abbott GmbH & Co.KG Max-Planck-Ring 2, 65205 Wiesbaden, Germany | Alinity i 2nd Generation Testosterone Calibrators 07P6801; Alinity i 2nd Generation Testosterone Controls 07P6810; Alinity i 2nd Generation Testosterone Reagent Kit (2 x 100 Tests) 07P6822; Alinity i 2nd Generation Testosterone Reagent Kit (2 x 400 Tests) 07P6832 | In Vitro | Sherbejne per te kalibruar dhe kontrolluar precizionin e analizuesit Alinity gjate analizes se percaktimit sasior te testosteronit ne serumin njerezor dhe plasem. Eshte nje imunoanalize mikrogrimcash kemilumineshente (CMIA) e perdorur per percaktimin sasior te testosteronit ne serumin njerezor dhe ne plasem. | Pajisje të diagnostikimit in vitro
6876 | Alinity c Lactate Dehydrogenase Reagent Kit 07P7420; Alinity c Lactate Dehydrogenase Reagent Kit 07P7430 | Labopharma shpk | 24.03.2020 | Abbott GmbH & Co.KG Max-Planck-Ring 2, 65205 Wiesbaden, Germany | Alinity c Lactate Dehydrogenase Reagent Kit 07P7420; Alinity c Lactate Dehydrogenase Reagent Kit 07P7430 | In Vitro | Analize per percaktimin sasior te enzimes laktat dehidrogjenazi ( LDH ) nepermjet analizatorit C Alinity. | Pajisje të diagnostikimit in vitro
6877 | Alinity i CA 125 II Calibrators 08P4901; Alinity i CA 125 II Controls 08P4910; Alinity i CA 125 II Reagent Kit (2 x 100 Tests) 08P4920; Alinity i CA 125 II Rreagent Kit (2 x 500 Tests) 08P4930 | Labopharma shpk | 24.03.2020 | Abbott GmbH & Co.KG Max-Planck-Ring 2, 65205 Wiesbaden, Germany | Alinity i CA 125 II Calibrators 08P4901; Alinity i CA 125 II Controls 08P4910; Alinity i CA 125 II Reagent Kit (2 x 100 Tests) 08P4920; Alinity i CA 125 II Rreagent Kit (2 x 500 Tests) 08P4930 | In Vitro | Kontrolli per te verifikuar precizionin e analizatorit Alinity dhe kalibrimin gjate percatimit sasior te antigjenit te quajtur OC 125 ne serumin njerezor dhe ne plasem. Imunoanalize mikrogrimcash kemilumineshente (CMIA) qe sherben per percaktimin sasior te antigjenit te quajtur OC 125 ne serumin njerezor dhe ne plasem me analizatorin Alinity. | Pajisje të diagnostikimit in vitro
6878 | Alinity i Free T4 Calibrators 07P7001; Alinity i Free T4 Controls 07P7010; Alinity i Free T4 Reagent Kit 07P7020; Alinity i Free T4 Reagent kit 07P7030 | Labopharma shpk | 24.03.2020 | Abbott Ireland Diagnostic Division, Lisnamuck, Longford, Co.Longford , Ireland | Alinity i Free T4 Calibrators 07P7001; Alinity i Free T4 Controls 07P7010; Alinity i Free T4 Reagent Kit 07P7020; Alinity i Free T4 Reagent kit 07P7030 | In Vitro | Eshte nje imunoanalize mikrogrimcash kemilumineshte (CMIA) e perdorur per percaktimin sasior te tiroksines (T4) ne gjendje te lire ne serumin njerezor dhe plasem me analizatorin Alinity. | Pajisje të diagnostikimit in vitro
6879 | Alinity i Ferritin Calibrators 07P6501; Alinity i Ferritin Controls 07P6510; Alinity i Ferritin Reagent Kit 07P6520; Alinity i Ferritin Reagent Kit 07P6530 | Labopharma shpk | 24.03.2020 | Abbott Ireland Diagnostic Division, Lisnamuck, Longford, Co.Longford , Ireland | Alinity i Ferritin Calibrators 07P6501; Alinity i Ferritin Controls 07P6510; Alinity i Ferritin Reagent Kit 07P6520; Alinity i Ferritin Reagent Kit 07P6530 | In Vitro | Eshte nje imunoanalize mikrogrimcash kemiluminishente (CMIA) qe perdoret per percaktimin sasior te ferritines ne serumin dhe plasmen njerezore me analizatorin Alinity. | Pajisje të diagnostikimit in vitro
6880 | Alinity i Prolactin Calibratos 07P6601; Alinity i Prolactin Controls 07P6610; Alinity i Prolactin Reagent Kit 07P6620; Alinity i Prolactin Reagent Kit 07P6630 | Labopharma shpk | 24.03.2020 | Abbott Ireland Diagnostic Division, Lisnamuck, Longford, Co.Longford , Ireland | Alinity i Prolactin Calibratos 07P6601; Alinity i Prolactin Controls 07P6610; Alinity i Prolactin Reagent Kit 07P6620; Alinity i Prolactin Reagent Kit 07P6630 | In Vitro | Eshte nje imunoanalize kemilumineshente (MCIA) e perdorur per percaktimin sasior te prolaktines ne serumin njerezor dhe ne plasem me analizuesin Alinity. | Pajisje të diagnostikimit in vitro
6881 | Alinity i B12 Calibrators 07P6701; Alinity i B12 Controls 07P6710; Alinity i B12 Reagent Kit 07P6722; Alinity i B12 Reagent Kit 07P6732 | Labopharma shpk | 24.03.2020 | Abbott Ireland Diagnostic Division, Lisnamuck, Longford, Co.Longford , Ireland | Alinity i B12 Calibrators 07P6701; Alinity i B12 Controls 07P6710; Alinity i B12 Reagent Kit 07P6722; Alinity i B12 Reagent Kit 07P6732 | In Vitro | Eshte nje analize kemilumineshente mikrogrimcash e faktoreve te brendshem per percaktimin sasior te vitamines B12 ne serumin njerezor dhe ne plasem. | Pajisje të diagnostikimit in vitro
6882 | Alinity i Free T3 Calibrators 07P6901; Alinity i Free T3 Controls 07P6910; Alinity i Free T3 Reagent Kit 07P6920; Alinity i Free T3 Reagent Kit 07P6930 | Labopharma shpk | 24.03.2020 | Abbott Ireland Diagnostic Division, Lisnamuck, Longford, Co.Longford , Ireland | Alinity i Free T3 Calibrators 07P6901; Alinity i Free T3 Controls 07P6910; Alinity i Free T3 Reagent Kit 07P6920; Alinity i Free T3 Reagent Kit 07P6930 | In Vitro | Eshte nje imunoanalize mikrogrimcash kemilumineshte (CMIA) e perdorur per percaktimin sasior te trijodotironines (T3) ne gjendje te lire ne serumin njerezor dhe plasem me analizatorin Alinity. | Pajisje të diagnostikimit in vitro
6883 | Alinity c Aspartate Aminotransferase Reagent Kit 08P1720 | Labopharma shpk | 24.03.2020 | Abbott GmbH & Co.KG Max-Planck-Ring 2, 65205 Wiesbaden, Germany | Alinity c Aspartate Aminotransferase Reagent Kit 08P1720 | In Vitro | Jane kite reagentesh qe perdoren per percaktimin sasior te aspartat aminotransferases ne serumin human dhe ne plazme. | Pajisje të diagnostikimit in vitro
6884 | Alinity c Magnesium Reagent Kit 08P1920; Alinity c Magnesium Reagent Kit 08P1930 | Labopharma shpk | 24.03.2020 | Abbott GmbH & Co.KG Max-Planck-Ring 2, 65205 Wiesbaden, Germany | Alinity c Magnesium Reagent Kit 08P1920; Alinity c Magnesium Reagent Kit 08P1930 | In Vitro | Jane kite reagentesh qe perdoren per percaktimin sasior te magneziumit ne serumin human dhe ne plazme. | Pajisje të diagnostikimit in vitro
6885 | Alinity c Urea Nitrogen Reagent Kit 08P1620; Alinity c Urea Nitrogen Reagent Kit 08P1630 | Labopharma shpk | 24.03.2020 | Abbott GmbH & Co.KG Max-Planck-Ring 2, 65205 Wiesbaden, Germany | Alinity c Urea Nitrogen Reagent Kit 08P1620; Alinity c Urea Nitrogen Reagent Kit 08P1630 | In Vitro | Jane kite reagentesh qe perdoren per percaktimin sasior te urea nitrogen ne serum ,plazme dhe urine . | Pajisje të diagnostikimit in vitro
6886 | Alinity c Alkaline Phosphatase Reagent Kit 08P2020; Alinity c Alkaline Phosphatase Reagent Kit 08P2030 | Labopharma shpk | 24.03.2020 | Abbott GmbH & Co.KG Max-Planck-Ring 2, 65205 Wiesbaden, Germany | Alinity c Alkaline Phosphatase Reagent Kit 08P2020; Alinity c Alkaline Phosphatase Reagent Kit 08P2030 | In Vitro | Jane kite reagentesh qe perdoren per percaktimin sasior te phosphatazes alkanine ne serumin human dhe ne plazme. | Pajisje të diagnostikimit in vitro
6887 | Alinity I BNP Reagent Kit (2 x 100 Tests) 08P2420; Alinity I BNP Reagent Kit (2 x 500 Tests) 08P2430; Alinity I BNP Calibrators 08P2401; Alinity I BNP Controls 08P2410 | Labopharma shpk | 24.03.2020 | Abbott GmbH & Co.KG Max-Planck-Ring 2, 65205 Wiesbaden, Germany | Alinity I BNP Reagent Kit (2 x 100 Tests) 08P2420; Alinity I BNP Reagent Kit (2 x 500 Tests) 08P2430; Alinity I BNP Calibrators 08P2401; Alinity I BNP Controls 08P2410 | In Vitro | Jane kite reagentesh qe perdoren per percaktimin sasior te peptidit natriuretik tip -B ne EDTA plazma . | Pajisje të diagnostikimit in vitro
6888 | Alinity I HAVAb-IgG Reagent Kit (2 x 100 Tests) 08P2622; Alinity I HAVAb-IgG Reagent Kit (2 x 500 Tests) 08P2632; Alinity I HAVAb-IgG Calibrators 08P2601; Alinity I HAVAb-IgG Controls 08P2610 | Labopharma shpk | 24.03.2020 | Abbott GmbH & Co.KG Max-Planck-Ring 2, 65205 Wiesbaden, Germany | Alinity I HAVAb-IgG Reagent Kit (2 x 100 Tests) 08P2622; Alinity I HAVAb-IgG Reagent Kit (2 x 500 Tests) 08P2632; Alinity I HAVAb-IgG Calibrators 08P2601; Alinity I HAVAb-IgG Controls 08P2610 | In Vitro | Jane kite reagentesh qe perdoren per kontrollin e pajisjes qe ben percaktimin cilesor te antitrupave IgG per virusin e hepatitit A ne serum dhe plazme. | Pajisje të diagnostikimit in vitro
6889 | Alinity I CA 19-9XR Reagent Kit (2 x 100 Tests) 08P3220; Alinity I CA 19-9XR Reagent Kit (2 x 500 Tests) 08P3230; Alinity I CA 19-9XR Calibrators 08P3201; Alinity I CA 19-9XR Controls 08P3210 | Labopharma shpk | 24.03.2020 | Abbott GmbH & Co.KG Max-Planck-Ring 2, 65205 Wiesbaden, Germany | Alinity I CA 19-9XR Reagent Kit (2 x 100 Tests) 08P3220; Alinity I CA 19-9XR Reagent Kit (2 x 500 Tests) 08P3230; Alinity I CA 19-9XR Calibrators 08P3201; Alinity I CA 19-9XR Controls 08P3210 | In Vitro | Jane kite reagentesh qe perdoren per percaktimin sasior te 1116-NS-19-9 reaktiv ne plazmen ose serumin human . | Pajisje të diagnostikimit in vitro
6890 | Alinity c Transferrin Reagent Kit 08P3820 | Labopharma shpk | 24.03.2020 | Abbott GmbH & Co.KG Max-Planck-Ring 2, 65205 Wiesbaden, Germany | Alinity c Transferrin Reagent Kit 08P3820 | In Vitro | Jane kite reagentesh qe perdoren per percaktimin sasior te transferrines ne plazmen ose serumin human . | Pajisje të diagnostikimit in vitro
6891 | Alinity c ICT Serum Calibrator Kit 08P6901 | Labopharma shpk | 24.03.2020 | Abbott GmbH & Co.KG Max-Planck-Ring 2, 65205 Wiesbaden, Germany | Alinity c ICT Serum Calibrator Kit 08P6901 | In Vitro | Eshte kalibratori i perdorur ne analizatorin c Alinity gjate analizes se natriumit, kaliumit dhe klorurit ne serumin njerezor. | Pajisje të diagnostikimit in vitro
6892 | Alinity c Specific Proteins Multiconstituent Calibrator Kit 08P6201 | Labopharma shpk | 24.03.2020 | Abbott GmbH & Co.KG Max-Planck-Ring 2, 65205 Wiesbaden, Germany | Alinity c Specific Proteins Multiconstituent Calibrator Kit 08P6201 | In Vitro | Eshte kalibratori i perdorur ne analizatorin c Alinity gjate analizes se imunoglobulines M (IgM), imunoglobulines A (IgA), imunoglubulines G (IgG), complementit C3 (C3), complementit C4 (C4), haptoglobines dhe transferines (Tranfs) . | Pajisje të diagnostikimit in vitro
6893 | Alinity c Bilirubin Calibrator Kit 08P6101 | Labopharma shpk | 24.03.2020 | Abbott GmbH & Co.KG Max-Planck-Ring 2, 65205 Wiesbaden, Germany | Alinity c Bilirubin Calibrator Kit 08P6101 | In Vitro | Eshte kalibratori i perdorur ne analizatorin c Alinity gjate analizes se bilirubines. | Pajisje të diagnostikimit in vitro
6894 | Alinity c Multiconstituent Calibrator Kit 08P6001 | Labopharma shpk | 24.03.2020 | Abbott GmbH & Co.KG Max-Planck-Ring 2, 65205 Wiesbaden, Germany | Alinity c Multiconstituent Calibrator Kit 08P6001 | In Vitro | Eshte kalibratori i perdorur ne analizatorin c Alinity gjate analizes se albumines, kalciumit, kolesterolit, kreatinines, glukozes, acidit laktik, magnesiumit, fosforit, protein total, triglicerideve, urese se nitrogjenuar dhe acidit urik. | Pajisje të diagnostikimit in vitro
6895 | Alinity c Uric Acid Reagent Kit 08P5620; Alinity c Uric Acid Reagent Kit 08P5630 | Labopharma shpk | 24.03.2020 | Abbott GmbH & Co.KG Max-Planck-Ring 2, 65205 Wiesbaden, Germany | Alinity c Uric Acid Reagent Kit 08P5620; Alinity c Uric Acid Reagent Kit 08P5630 | In Vitro | Eshte nje analize qe sherben per percaktimin sasior te acidit urik ne serumin njerezor, ne plasem dhe ne urine me analizatorin Alinity. | Pajisje të diagnostikimit in vitro
6896 | Alinity c TDM Multiconstituent Calibrator Kit 08P7401; Alinity c TDM Multiconstituent Calibrator Kit 08P7403 | Labopharma shpk | 24.03.2020 | B.R.A.H.M.S GmbH Neuendorfstraβe 25, 16761 Hennigsdorf, Germany | Alinity c TDM Multiconstituent Calibrator Kit 08P7401; Alinity c TDM Multiconstituent Calibrator Kit 08P7403 | In Vitro | Eshte kalibrator i perdorur gjate analizes se percaktimit te prezences se amikacines, digoksines, gentamicines, fenobarbitalit, fenitoines, teofilines, acidit valproik dhe vankomicines ne serumin njerezor dhe ne plasem me analizatorin c Alinity. | Pajisje të diagnostikimit in vitro
6897 | Alinity c Carbon Dioxide Calibrator Kit 08P7201 | Labopharma shpk | 24.03.2020 | Abbott GmbH & Co.KG Max-Planck-Ring 2, 65205 Wiesbaden, Germany | Alinity c Carbon Dioxide Calibrator Kit 08P7201 | In Vitro | Eshte kalibratori i perdorur ne analizatorin c Alinity gjate analizes dioksidid te karbonit. | Pajisje të diagnostikimit in vitro
6898 | Alinity c Urine /CSF Protein Calibrator Kit 08P7101 | Labopharma shpk | 24.03.2020 | Abbott GmbH & Co.KG Max-Planck-Ring 2, 65205 Wiesbaden, Germany | Alinity c Urine /CSF Protein Calibrator Kit 08P7101 | In Vitro | Eshte kalibratori i perdorur ne analizatorin c Alinity gjate analizes urine/CSF. | Pajisje të diagnostikimit in vitro
6899 | Alinity c ICT Urine Calibrator Kit 08P7001 | Labopharma shpk | 24.03.2020 | Abbott GmbH & Co.KG Max-Planck-Ring 2, 65205 Wiesbaden, Germany | Alinity c ICT Urine Calibrator Kit 08P7001 | In Vitro | Eshte kalibratori i perdorur ne analizatorin c Alinity gjate analizes se natriumit, kaliumit dhe klorurit. | Pajisje të diagnostikimit in vitro
6900 | Multichem P 08P90-10 | Labopharma shpk | 24.03.2020 | Techno-path Manufacturing Ltd. Fort Henry Business Park, Ballina, Co. Tipperary, Ireland | Multichem P 08P90-10 | In Vitro | Eshte nje reagent qe sherben per te verifikuar precizionin e analizave kimike laboratorike te perckatimit te nivelit te proteinave ne serum me analizatorin Alinity. | Pajisje të diagnostikimit in vitro
6901 | Multichem S Plus Assayed 08P88-10/11/12; Multichem S Plus Unassayed 08P87-10/11/12 | Labopharma shpk | 24.03.2020 | Techno-path Manufacturing Ltd. Fort Henry Business Park, Ballina, Co. Tipperary, Ireland | Multichem S Plus Assayed 08P88-10/11/12; Multichem S Plus Unassayed 08P87-10/11/12 | In Vitro | Eshte nje reagent qe sherben per te verifikuar precizionin e analizave kimike laboratorike te serumit me analizatorin Alinity. | Pajisje të diagnostikimit in vitro
6902 | Alinity i HE4 Calibrators 08P5001; Alinity i HE4 Controls 08P5010; Alinity i HE4 Reagent Kit (2 x 100 Tests) 08P5022 | Labopharma shpk | 24.03.2020 | Abbott GmbH & Co.KG Max-Planck-Ring 2, 65205 Wiesbaden, Germany | Alinity i HE4 Calibrators 08P5001; Alinity i HE4 Controls 08P5010; Alinity i HE4 Reagent Kit (2 x 100 Tests) 08P5022 | In Vitro | Eshte nje imunoanalize mikrogrimcash kemilumineshente (CMIA) qe sherben per percaktimin sasior te antigjenit HE4 ne serumin njerezor me analizatorin Alinity. | Pajisje të diagnostikimit in vitro
6903 | Pro-AB® Partially Absorbable surgical Mesh - Poly (Gycolide Co-Caprolactone) and Polypropylene | O.E.S Distrimed sh.p.k | 24.03.2020 | Lotus Surgical Pvt. Ltd. Khasara No. 1051/1&2, Twin Industrial Estate, Selaqui, Dehradun - 248197, Uttarakhand, INDIA | Pro-AB® Partially Absorbable surgical Mesh - Poly (Gycolide Co-Caprolactone) and Polypropylene | lll | Mesha kirurgjikale pjeserisht te absorbueshme, perdorim ne kirurgji. | Pajisje nje perdorimeshe
6904 | Spirometer/Oximeter: spirolab | MSE shpk | 24.03.2020 | MIR S.r.l. - Medical International Research Via del Maggiolino, 125 00155 Roma, RM - Italia | Spirometer/Oximeter: spirolab | lla | Pajisje per matjen e ajrit te thithur dhe te dale jashte mushkerive. | Tjeter
6905 | Spirometer: Smart One | MSE shpk | 24.03.2020 | MIR S.r.l. - Medical International Research Via del Maggiolino, 125 00155 Roma, RM - Italia | Spirometer: Smart One | lla | Pajisje per monitorimin e semundjeve te frymemarrjes dhe vete-menaxhimin e astmes. | Tjeter
6906 | GentleMax Pro (Model no. 9914-00-9035); GentleMax Pro (755) (Model no. 9914-00-9030); (GentleLase Pro-U); GentleMax Pro (1064) (Model no. 9914-00-9020); (GentleYAG Pro-U) | MSE shpk | 24.03.2020 | Candela Corporation 530 Boston Post Road Wayland, MA 01778-1886 | GentleMax Pro (Model no. 9914-00-9035); GentleMax Pro (755) (Model no. 9914-00-9030); (GentleLase Pro-U); GentleMax Pro (1064) (Model no. 9914-00-9020); (GentleYAG Pro-U) | llb | Lazer per depilim. | Tjeter
6907 | Plastic mouthpiece | MSE shpk | 24.03.2020 | MIR S.r.l. - Medical International Research Via del Maggiolino, 125 00155 Roma, RM - Italia | Plastic mouthpiece | lla | Gojez plastike qe perdoret ne aparatin spirometer. | Tjeter
6908 | Spirometer/Oximeter: spirobank II | MSE shpk | 24.03.2020 | MIR S.r.l. - Medical International Research Via del Maggiolino, 125 00155 Roma, RM - Italia | Spirometer/Oximeter: spirobank II | lla | Pajisje per matjen e ajrit te thithur dhe te dale jashte mushkerive. | Tjeter
6909 | Spirometer: Spirobank Smart | MSE shpk | 24.03.2020 | MIR S.r.l. - Medical International Research Via del Maggiolino, 125 00155 Roma, RM - Italia | Spirometer: Spirobank Smart | lla | Pajisje per matjen e ajrit te thithur dhe te dale jashte mushkerive. | Tjeter
6910 | Spirometer: MiniSpir Light | MSE shpk | 24.03.2020 | MIR S.r.l. - Medical International Research Via del Maggiolino, 125 00155 Roma, RM - Italia | Spirometer: MiniSpir Light | lla | Pajisje per matjen e ajrit te thithur dhe te dale jashte mushkerive. | Tjeter
6911 | Spirometer: MiniSpir | MSE shpk | 24.03.2020 | MIR S.r.l. - Medical International Research Via del Maggiolino, 125 00155 Roma, RM - Italia | Spirometer: MiniSpir | lla | Pajisje per matjen e ajrit te thithur dhe te dale jashte mushkerive. | Tjeter
6912 | Arteriography Pack: SST-014-1; Artroscopy Knee Set: SBF-812-1; Neurosurgery Pack: SST-023-1; Set for Varices: SST-035; Camera Cover: SBF-905 | Evita shpk | 24.03.2020 | Su Biyomedikal Sistemler ve Saglik Hizmeteleri Snayi ve Ticaret Limited Sirketi Orhangazi Mah. 1673. Sok. No: 20/2-3 Esenyurt, Istanbul, Turkey | Arteriography Pack: SST-014-1; Artroscopy Knee Set: SBF-812-1; Neurosurgery Pack: SST-023-1; Set for Varices: SST-035; Camera Cover: SBF-905 | l | Sete sterile per perdorim ne kirurgji. | Pajisje nje perdorimeshe
6913 | Alcohol Swab 6x6cm: A001; Chlorhexidine Swab 6x6cm: CH001; Chlorhexidine Swab 13x18cm: CH002 | Evita shpk | 24.03.2020 | Su Biyomedikal Sistemler ve Saglik Hizmeteleri Snayi ve Ticaret Limited Sirketi Orhangazi Mah. 1673. Sok. No: 20/2-3 Esenyurt, Istanbul, Turkey | Alcohol Swab 6x6cm: A001; Chlorhexidine Swab 6x6cm: CH001; Chlorhexidine Swab 13x18cm: CH002 | l | Garza me alkol dhe klorexidine. | Tjeter
6914 | GentleMax Pro (Model no. 9914-00-9035); GentleMax Pro (755) (Model no. 9914-00-9030); (GentleLase Pro-U); GentleMax Pro (1064) (Model no. 9914-00-9020); (GentleYAG Pro-U) | Evita shpk | 24.03.2020 | Candela Corporation 530 Boston Post Road Wayland, MA 01778-1886 | GentleMax Pro (Model no. 9914-00-9035); GentleMax Pro (755) (Model no. 9914-00-9030); (GentleLase Pro-U); GentleMax Pro (1064) (Model no. 9914-00-9020); (GentleYAG Pro-U) | llb | Lazer per depilim. | Tjeter
6915 | TD Self-Bond, TED-202 (adeziv per materialet mbushes); TD Ultra Fill, TED-150; TD Ultra Fill Kit, TED-B50 (materiale mbushes per restaurimin e dhembeve) | Moto-Mania shpk | 24.03.2020 | First Scientific Dental GmbH Robert-Bosch-Strasse 26 - 25335 Elmshorn Germany | TD Self-Bond, TED-202 (adeziv per materialet mbushes); TD Ultra Fill, TED-150; TD Ultra Fill Kit, TED-B50 (materiale mbushes per restaurimin e dhembeve) | lla | Adeziv per materialet mbushese. Mateiale mbushese per restaurimin e dhembeve. | Pajisje dentare
6916 | Fireproof simulated leather mattres-182x64x4 cm: 44765 | Fedos shpk | 26.03.2020 | GIMA S.P.A., Via Macroni 1, 20060 Gessate (MI) - Italy | Fireproof simulated leather mattres-182x64x4 cm: 44765 | l | Dyshek lekure spitalor, rezistent ndaj zjarrit. | Pajisje per mobilim spitalor
6917 | Wheel Chair-Blue Comfort: T5000 | Fedos shpk | 26.03.2020 | Titanox S.r.l via Canove de Biazzi 26038 Torre de Picenardi(CR) Italy | Wheel Chair-Blue Comfort: T5000 | l | Karrige me rrota spitalore. | Pajisje per mobilim spitalor
6918 | cobas® 4800 HPV Amplification/Detection Kit, 960 tests: 05235910190; cobas® 4800 HPV Amplification/Detection Kit, 240 tests: 05235901190; cobas® 4800 HPV Controls Kit, 10 sets: 05235855190 | Swissmed sh.p.k | 25.03.2020 | Roche Molecular Systems, Inc. 1080 US Highway 202 South Branchburg, NJ 08876 USA | cobas® 4800 HPV Amplification/Detection Kit, 960 tests: 05235910190; cobas® 4800 HPV Amplification/Detection Kit, 240 tests: 05235901190; cobas® 4800 HPV Controls Kit, 10 sets: 05235855190 | In Vitro | Pajisje IVD per percaktimin e testit HPV dhe kontrolli perkates. Perdorimi ne sistemin Cobas 4800. | Pajisje laboratori
6919 | cobas® x 480 Instrument: 0500890001; cobas ® z 480 analyzer: 05200881001; cobas® 4800 Software Release 1.0; cobas® 4800 Software Release 1.1; cobas® 4800 Software Release 1.1.x; cobas® 4800 Software Release 2.0.x; cobas® 4800 Software Release 2.1.x; cobas® 4800 Software Release 2.2.x; | Swissmed sh.p.k | 25.03.2020 | Roche Molecular Systems, Inc. 1080 US Highway 202 South Branchburg, NJ 08876 USA | cobas® x 480 Instrument: 0500890001; cobas ® z 480 analyzer: 05200881001; cobas® 4800 Software Release 1.0; cobas® 4800 Software Release 1.1; cobas® 4800 Software Release 1.1.x; cobas® 4800 Software Release 2.0.x; cobas® 4800 Software Release 2.1.x; cobas® 4800 Software Release 2.2.x | In Vitro | Pajisje IVD per percaktimin sasior te HBV, HCV, HIV, HPV me metoden (PCR). | Pajisje laboratori
6920 | cobas® HBV for use on the cobas® 4800 System | Swissmed sh.p.k | 25.03.2020 | Roche Diagnostics GmbH Sandhofer Strasse 116 D-68305 Mannheim GERMANY | cobas® HBV for use on the cobas® 4800 System: 06979564190 | In Vitro | Pajisje IVD per percaktimin sasior te HBV. Perdorimi ne sistemin cobas 4800. | Pajisje laboratori
6921 | cobas® 4800 System generic reagents (sipas listes bashkengjitur) | Swissmed sh.p.k | 25.03.2020 | Roche Molecular Systems, Inc. 1080 US Highway 202 South Branchburg, NJ 08876 USA | cobas® 4800 System generic reagents (sipas listes bashkengjitur) | In Vitro | Pajisje IVD per realizimin e testeve HBV, HCV, HPV, HIV. (materiale plotesuese si solucione hollues, solucion parapergatites, pastrues etj. Perdorim ne sistemin cobas 4800. | Pajisje laboratori
6922 | cobas® 4800 System Sample Prep Kit 2 (240 tests): 06979513190; cobas® 4800 System Sample Prep Kit 2 (960 tests): 06979521190; cobas® 4800 System Lysis Kit 2 (240 tests): 06979530190; cobas® 4800 System Lysis Kit 2 (960 tests): 06979548190; cobas® System Specimen Diluent 2 (240 tests): 06979556190 | Swissmed sh.p.k | 25.03.2020 | Roche Diagnostics GmbH Sandhofer Strasse 116 D-68305 Mannheim GERMANY | cobas® 4800 System Sample Prep Kit 2 (240 tests): 06979513190; cobas® 4800 System Sample Prep Kit 2 (960 tests): 06979521190; cobas® 4800 System Lysis Kit 2 (240 tests): 06979530190; cobas® 4800 System Lysis Kit 2 (960 tests): 06979548190; cobas® System Specimen Diluent 2 (240 tests): 06979556190 | In Vitro | Pajisje IVD per pergatitjen preparake (hollimi, diluimi etj). Solucione qe perdoren per te pergatitur testimin. Perdorim ne sistemin cobas 4800. | Pajisje laboratori
6923 | cobas® HBV/HCV/HIV-1 Control Kit for use on the cobas® 4800 System: 06979572190 | Swissmed sh.p.k | 25.03.2020 | Roche Diagnostics GmbH Sandhofer Strasse 116 D-68305 Mannheim GERMANY | cobas® HBV/HCV/HIV-1 Control Kit for use on the cobas® 4800 System: 06979572190 | In Vitro | Pajisje IVD per percaktimin e kontrollit te testeve HBV/HCV/HIV-1. Perdorimi ne sistemin cobas 4800. | Pajisje laboratori
6924 | ReLight Universal light-curing restorative composite; Hemostop Liquid for gingival retraction and hemostatis; Hemostop Gel for gingival retraction and hemostatis; Hemostop Retraction cord. For gingivalretraction and hemostatis; Rootdent Root canal repair product (powder or quick-hardening powder) | Moto-Mania shpk | 25.03.2020 | Tehnodent GmbH Otto-Hahn Str. 36, 63303 Dreieich, Germany | ReLight Universal light-curing restorative composite; Hemostop Liquid for gingival retraction and hemostatis; Hemostop Gel for gingival retraction and hemostatis; Hemostop Retraction cord. For gingivalretraction and hemostatis; Rootdent Root canal repair product (powder or quick-hardening powder) | lla | Restaurues dhembi, likid per ndalimin e hemoragjise, xhel per ndalimin e hemoragjise, material ndihmes per evidentimin e koletave, mbushes i kanalit te dhembit. | Pajisje dentare
6925 | Flow-Cleans-PROFI powder; CALCETIN endodontic product | Moto-Mania shpk | 25.03.2020 | TehnoDent Co. Ltd. 1/6 Beryozovaya str., 308570, Belgorod region Russian Federation | Flow-Cleans-PROFI powder; CALCETIN endodontic product | l | Material per heqjen e pllakezave dentare, material per trajtimin periodontik te dhembit. | Pajisje dentare
6926 | i-CORE dual curing core build-up and post cementation material; i-LINER light curing compomer liner; i-PLAST CC self curing acrylic resin for dentures repairs | Moto-Mania shpk | 25.03.2020 | UAB "Medicinos linija" Karaliauciaus str. 29 Siauliai LT-78374 Lithuania | i-CORE dual curing core build-up and post cementation material; i-LINER light curing compomer liner; i-PLAST CC self curing acrylic resin for dentures repairs | lla | Material per rikonstruksion dhe cementim me llampe polimerizimi. Material mbushes poshte restaurimeve me kompozit, amalgam dhe porcelan. Material akrilik per riparimin e protezave te plota dhe te pjesshme. | Pajisje dentare
6927 | Master-Dent® Light Cure One Component Glass Ionomer Cement 5gm; Master-Dent® Dual Cure Resin Cement, 10g w/tips; Master-Dent® N-Methasone, Permanent Root Canal Filling Material, Radiopaque, 14gm Powder & 10ml Liquid | Moto-Mania shpk | 25.03.2020 | Dentonics, Inc. 2833 Tophill Road, Monroe, North Carolina 28110, USA | Master-Dent® Light Cure One Component Glass Ionomer Cement 5gm; Master-Dent® Dual Cure Resin Cement, 10g w/tips; Master-Dent® N-Methasone, Permanent Root Canal Filling Material, Radiopaque, 14gm Powder & 10ml Liquid | lla | Material cement me llampe polimerizimi per shtrese poshte restaurimeve. Material cement rezin per ngjitjen perfundimtare te kurorave, urave. Material per mbushjen perfundimtare tekanalit te dhembit. | Pajisje dentare
6928 | Urbical; Urbical LC; Provilat/auto-mix; Medicem | Moto-Mania shpk | 25.03.2020 | Promedica Dental Material GmbH Domagstraße 31, 24537 Neumünster Germany | Urbical; Urbical LC; Provilat/auto-mix; Medicem | lla | Material hidroksid kalciumi per shtrese izoluese per kavitete te thella. Material hidroksid kalciumi per shrese izoluese me llampe polimerizimi per kavitete te thella. Material cement per ngjitje provizore per kurorat fikse. Material glas jonomer per ngjitjen e kurorave fikse. | Pajisje dentare
6929 | DIA-ROOT BIO MTA; DIA-ROOT BIO Sealer | Moto-Mania shpk | 25.03.2020 | DiaDent Group International 16, Osongsaengmyeong 4-ro, Osong-eup, Heungdeok-gu, Cheongju-si, Chungcheongbuk-do, 28161 Repuplic of Korea | DIA-ROOT BIO MTA; DIA-ROOT BIO Sealer | lla | Material per riparimin e rrenjes dhe rikthimin e zonave te demtuarate kanalit. Material bio qeramik per mbushjen perfundimtare te dhembit. | Pajisje dentare
6930 | MEDIKA 100 | Euromed sh.p.k | 27.03.2020 | C.F. di Ciro Fiocchetti & C.s.n.c. Via Panagulis, 48-42045 Luzzara (RE) Italy | MEDIKA 100- MED0102 | I | Frigorifer per laboratore me temperature 2-8 grade. | Pajisje laboratori
6931 | FREEZER 140-FRE0142 | Euromed sh.p.k | 27.03.2020 | C.F. di Ciro Fiocchetti & C.s.n.c. Via Panagulis, 48-42045 Luzzara (RE) Italy | FREEZER 140-FRE0142 | I | Frigorifer per laboratore me ngrirje deri ne minus 20 grade. | Pajisje laboratori
6932 | Nerve and muscle stimulators-WINNERR | Euromed sh.p.k | 27.03.2020 | FISIOLINE SRL 12060 VERDUNO (CN)-BORGATA MOLINO 29- Italy | Nerve and muscle stimulators-WINNERR | IIa | Pajisje per fizioterapi per stimulimin e nervave. | Tjetër
6933 | Peak Flow Meters | Euromed sh.p.k | 27.03.2020 | nSpire Health Limited 8 Harforde Court, John Tate Road, Hertford, SG137NW, UK | Peak Flow Meters 208(EU)/F Pocket Peak ™ Standard Range | I | Pajisje qe perdoret per te menaxhuar astmen ne shtepi. | Tjetër
6934 | Sterile blood bags with and without anticoagulants | Euromed sh.p.k | 27.03.2020 | Terumo Penpol Private Limited, 1-2, Jawahar Nagar, Kowdiar P.O, Thiruvananthapuram, India-695003 | Sterile blood bags with and without anticoagulants | IIb | Qese sterile per mbledhjen e gjakut me dhe pa coagulant. | Pajisje laboratori
6935 | Paraffin dispenser DP&R | Euromed sh.p.k | 27.03.2020 | BIO-OPTICA MILANO S.p.a Via San Faustino 58, 20134 Milano, Italy | Paraffin dispenser DP&R | In Vitro | Dispenser parafine qe perdoret per te fiksusr mostrat histologjike me shpejt. | Pajisje laboratori
6936 | Patient Monitoring system | Euromed sh.p.k | 27.03.2020 | aXcent medical GmbH, Josef-Gorres-Platz 2, 56068 Koblenz/ Germany | Patient Monitoring system - CETUS x 15, 200-300 | IIb | Pajisje per monitorimin e parametrave jetik te pacientit. | Tjetër
6937 | King Aluminium Folding Chair: 27720 | Fedos shpk | 26.03.2020 | GIMA S.P.A., Via Macroni 1, 20060 Gessate (MI) - Italy | King Aluminium Folding Chair: 27720 | l | Karrige me rrota. | Pajisje asistive per persona me aftesi te kufizuar
6938 | Video Proccessor: EPK-i5500c; Video Upper GI Scope: EG29-i10c | Fedos shpk | 26.03.2020 | HOYA Corporation 6-10-1 Nishi-shinjuku, Shinjuku-ku, Tokyo 160-0023, Japan | Video Proccessor: EPK-i5500c; Video Upper GI Scope: EG29-i10c | lla | Pajisje e cila sheben per te ekzaminuar nepermjet video-imazhit sistemin gastro-intestinal tek pacienti. | Pajisje elektromekanike
6939 | Clinical Centrifuge: myLab CLC-01 Clinical Centrifuge 4.000 RPM/2.272g | Konex shpk | 30.03.2020 | AHN Biotechnologie GmbH Uthleber Weg 14, 99734 Nordhausen / Germany | Clinical Centrifuge: myLab CLC-01 Clinical Centrifuge 4.000 RPM/2.272g | In vitro | Centrifuge per laborator. Sherben per centrifugimin e gjakut e cila ka per qellim kryerjen e analizave laboratorike. | Pajisje laboratori
6940 | Powder Free Nitrile Glove, non-sterile "AACHENFEEL BLACK" | Konex shpk | 30.03.2020 | CELULOSAS VASCAS, S.L. Parque Empresarial Boroa, parcela 2A-1B, 48340, Amorebieta (Bizkaia) | Powder Free Nitrile Glove, non-sterile "AACHENFEEL BLACK" | l | Doreza nitrile per ekzaminim, jo sterile, pa puder. | Tjeter
6941 | Powder Free Blue-Violet Nitrile Glove, non-sterile "AACHEN" | Konex shpk | 30.03.2020 | CELULOSAS VASCAS, S.L. Parque Empresarial Boroa, parcela 2A-1B, 48340, Amorebieta (Bizkaia) | Powder Free Blue-Violet Nitrile Glove, non-sterile "AACHEN" | l | Doreza nitrile per ekzaminim, jo sterile, pa puder. | Tjeter
6942 | Powder Free Nitrile Glove, non-sterile, Blue, "AACHEN" | Konex shpk | 30.03.2020 | CELULOSAS VASCAS, S.L. Parque Empresarial Boroa, parcela 2A-1B, 48340, Amorebieta (Bizkaia) | Powder Free Nitrile Glove, non-sterile, Blue, "AACHEN" | l | Doreza nitrile per ekzaminim, jo sterile, pa puder. | Tjeter
6943 | On Call® Extra Blood Glucose Monitoring System; On Call® Extra Glucose Control Solution; On Call® Extra Blood Glucose Test Strips | Medical Distribution shpk | 30.03.2020 | ACON Laboratories, Inc. 5850 Oberlin Drive, #340 San Diego, CA 92121 USA | On Call® Extra Blood Glucose Monitoring System; On Call® Extra Glucose Control Solution; On Call® Extra Blood Glucose Test Strips | In vitro | Aparat dhe teste(shirita) per matjen e glukozes ne gjak. | Pajisje te diagnostikimit in vitro
6944 | On Call Lancets | Medical Distribution shpk | 30.03.2020 | ACON Laboratories, Inc. 5850 Oberlin Drive, #340 San Diego, CA 92121 USA | On Call Lancets | lla | Pajisje per matjen e glukozes ne gjak. | Pajisje nje perdorimeshe
6945 | On Call® Sure Blood Glucose Monitoring System (G115-10U); On Call® Sure Blood Glucose Meter (G115-11U, G115-12U, G115-13U); On Call® Sure Blood Glucose Test Strip (G135-10U, G135-11U); On Call® Sure Glucose Control Solution (G125-12U) | Medical Distribution shpk | 30.03.2020 | ACON Laboratories, Inc. 5850 Oberlin Drive, #340 San Diego, CA 92121 USA | On Call® Sure Blood Glucose Monitoring System (G115-10U); On Call® Sure Blood Glucose Meter (G115-11U, G115-12U, G115-13U); On Call® Sure Blood Glucose Test Strip (G135-10U, G135-11U); On Call® Sure Glucose Control Solution (G125-12U) | In vitro | Aparat dhe teste(shirita) per matjen e glukozes ne gjak. | Pajisje te diagnostikimit in vitro
6946 | On Call® Plus Blood Glucose Monitoring System; On Call® Plus Blood Glucose Strip; On Call® Plus Glucose Control Solution | Medical Distribution shpk | 30.03.2020 | ACON Laboratories, Inc. 5850 Oberlin Drive, #340 San Diego, CA 92121 USA | On Call® Plus Blood Glucose Monitoring System; On Call® Plus Blood Glucose Strip; On Call® Plus Glucose Control Solution | In vitro | Aparat dhe teste(shirita) per matjen e glukozes ne gjak. | Pajisje te diagnostikimit in vitro
6947 | On Call Lancing Device (G124-11A) | Medical Distribution shpk | 30.03.2020 | ACON Laboratories, Inc. 5850 Oberlin Drive, #340 San Diego, CA 92121 USA | On Call Lancing Device (G124-11A) | l | Pajisje per matjen e glukozes ne gjak. | Pajisje nje perdorimeshe
6948 | Blood Glucose Test Strip: Rightest GS550 | Megapharm shpk | 30.03.2020 | Bionime Corporation No. 100, Sec. 2, Daqing St., South Dist., Taichung City 40242, Taiwan | Blood Glucose Test Strip: Rightest GS550 | In vitro | Fisha per matjen e glukozes ne gjak. | Pajisje nje perdorimeshe
6949 | AnyScan SC / AnyScan DUO SPECT/CT: Dual modality SPECT/CT System | Saer Medical sh.p.k | 30.03.2020 | Mediso Ltd. Laborc utca 3. 1037 Budapest Hungary | AnyScan SC / AnyScan DUO SPECT/CT: Dual modality SPECT/CT System | llb | Pajisje per diagnostikime imazherike. | Pajisje diagnostikuese dhe terapeutike me rrezatim
6950 | Blood pressure monitor: BM 28;Blood pressure monitor: BM 40;Blood pressure monitor: BM 55;Blood presure monitor: BM 57;Blood pressure monitor: BM 26;Contact thermometer: FT 13;Nebulizer: IH 21/1 (Model: IH 21);Nebulizer: IH 60 | Farmatech sh.p.k | 30.03.2020 | Beurer GmbH Söflinger Straße 218, 89077 Ulm Germany | Blood pressure monitor: BM 28;Blood pressure monitor: BM 40;Blood pressure monitor: BM 55;Blood presure monitor: BM 57;Blood pressure monitor: BM 26;Contact thermometer: FT 13;Nebulizer: IH 21/1 (Model: IH 21);Nebulizer: IH 60 | lla | Aparate per matjen e presionit te gjakut. Termometer me kontakt. Aparat per aerosol. | Tjeter
6951 | Pulse oximeter: PO 30 | Farmatech sh.p.k | 30.03.2020 | Beurer GmbH Söflinger Straße 218, 89077 Ulm Germany | Pulse oximeter: PO 30 | llb | Oksimeter pulsi. | Tjeter
6952 | Blood pressure monitor: BC 32/1 (Model: BC 32);Blood pressure monitor: BC 50;Blood pressure monitor: BC 57;Blood pressure monitor: BC 45 (M1501);Blood pressure monitor: BM 95;Contact thermometer: FT 15/1 (Model: BY 11);Contact thermometer: FT 15/1;Nebulizer: IH 18/1 (Model: IH 18);Nebulizer: IH 25/2 (Model: IH 26);Nebulizer: IH 25/2 (Model: IH 26 kids); | Farmatech sh.p.k | 30.03.2020 | Beurer GmbH Söflinger Straße 218, 89077 Ulm Germany | Blood pressure monitor: BC 32/1 (Model: BC 32);Blood pressure monitor: BC 50;Blood pressure monitor: BC 57;Blood pressure monitor: BC 45 (M1501);Blood pressure monitor: BM 95;Contact thermometer: FT 15/1 (Model: BY 11);Contact thermometer: FT 15/1;Nebulizer: IH 18/1 (Model: IH 18);Nebulizer: IH 25/2 (Model: IH 26);Nebulizer: IH 25/2 (Model: IH 26 kids); | lla | Aparate per matjen e presionit te gjakut. Termometer me kontakt. Aparat per aerosol. | Tjeter
6953 | Contact thermometer: OT 20 | Farmatech sh.p.k | 30.03.2020 | Hans Dinslage GmbH Riedlinger Straße 28, 88524 Uttenweiler Germany | Contact thermometer: OT 20 | lla | Termometer me kontakt. | Tjeter
6954 | Lice comb: HT 15 | Farmatech sh.p.k | 30.03.2020 | Beurer GmbH Söflinger Straße 218, 89077 Ulm Germany | Lice comb: HT 15 | l | Kreher per morrat. | Tjeter
6955 | Blood pressure monitor: BC 54 | Farmatech sh.p.k | 30.03.2020 | Guangdong Transtek Medical Electronics Co., Ltd. Zone A, No. 105 Dongli Road, Torch Development District, 528437 Zhongshan, Guangdong P.R.CH. | Blood pressure monitor: BC 54 | lla | Aparat per matjen e presionit te gjakut. | Tjeter
6956 | Mirasol Pathogen Reduction Technology System: Mirasol Iluminator-58075 | Euromed sh.p.k | 30.03.2020 | Terumo BCT Inc. 10811 W.Collins Ave. Lakewood Colorado 80215 USA | Mirasol Pathogen Reduction Technology System: Mirasol Iluminator-58075 | lla | Pajisje me rreze ultraviolet per parandalimin e patogjeneve gjate transfuzionit te gjakut. | Pajisje laboratori
6957 | Terumo-Platelet Additive Solution+ (T-PAS+) 200ml-(40480, 40851);Terumo-Platelet Additive Solution+ (T-PAS+) 250ml-(40841, 40853);Terumo-Platelet Additive Solution+ (T-PAS+) 300ml-(40842, 40855);Terumo-Platelet Additive Solution+ (T-PAS+) 500ml-(40843, 40846, 40856);Terumo-Platelet Additive Solution+ (T-PAS+) 220ml-(40844, 40852);Terumo-Platelet Additive Solution+ (T-PAS+) 280ml-(40845, 40854) | Euromed sh.p.k | 30.03.2020 | Terumo BCT Inc. 10811 W.Collins Ave. Lakewood Colorado 80215 USA | Terumo-Platelet Additive Solution+ (T-PAS+) 200ml-(40480, 40851);Terumo-Platelet Additive Solution+ (T-PAS+) 250ml-(40841, 40853);Terumo-Platelet Additive Solution+ (T-PAS+) 300ml-(40842, 40855);Terumo-Platelet Additive Solution+ (T-PAS+) 500ml-(40843, 40846, 40856);Terumo-Platelet Additive Solution+ (T-PAS+) 220ml-(40844, 40852);Terumo-Platelet Additive Solution+ (T-PAS+) 280ml-(40845, 40854) | llb | Solucione per ruajtjen e trombociteve te gjakut. | Pajisje laboratori
6958 | Reveos Automated Blood Processing Devices: Reveos LR-4FG456CO | Euromed sh.p.k | 30.03.2020 | Terumo BCT Inc. 10811 W.Collins Ave. Lakewood Colorado 80215 USA | Reveos Automated Blood Processing Devices: Reveos LR-4FG456CO | llb | Pajisje per procesimin automatik te gjakut. | Pajisje laboratori
6959 | Blood donor set, single pack: (44033);Blood donor set, double pack: (44034);Blood donor set, triple pack: (44037);Blood donor set, quad pack: (46347) | Euromed sh.p.k | 30.03.2020 | Terumo BCT Inc. 10811 W.Collins Ave. Lakewood Colorado 80215 USA | Blood donor set, single pack: (44033);Blood donor set, double pack: (44034);Blood donor set, triple pack: (44037);Blood donor set, quad pack: (46347) | llb | Sete per dhurimin e gjakut. | Pajisje laboratori
6960 | Mirasol plasmaDisposable Kit: (10390);MirasolWhole Blood Disposable Kit: (10460);Mirasol DOUBLE Platelet Disposable Kit for Treatment in Platelet Additive Solution: (10563, 10590);Mirasol DOUBLE+ Platelet Disposable Kit for Treatment in Plasma: (10690);Mirasol Platelet Disposable Kit for Treatment in Platelet Additive Solution: (10763) | Euromed sh.p.k | 30.03.2020 | Terumo BCT Inc. 10811 W.Collins Ave. Lakewood Colorado 80215 USA | Mirasol plasmaDisposable Kit: (10390);MirasolWhole Blood Disposable Kit: (10460);Mirasol DOUBLE Platelet Disposable Kit for Treatment in Platelet Additive Solution: (10563, 10590);Mirasol DOUBLE+ Platelet Disposable Kit for Treatment in Plasma: (10690);Mirasol Platelet Disposable Kit for Treatment in Platelet Additive Solution: (10763) | llb | Sete per inaktivizimin viral te masave trombocitare, per trajtim ne plazme dhe trajtim ne solucion shtese trombocitar. | Pajisje laboratori
6961 | Trima Accel® Automated Blood Collection System: (81000);Trima Accel® LRS® Platelet, Plasma, RBC + Auto PAS Set: (80410) | Euromed sh.p.k | 30.03.2020 | Terumo BCT Inc. 10811 W.Collins Ave. Lakewood Colorado 80215 USA | Trima Accel® Automated Blood Collection System: (81000);Trima Accel® LRS® Platelet, Plasma, RBC + Auto PAS Set: (80410) | llb | Pajisje dhe sete me nje sistem qe perdor nje centrifuge per te ndare gjakun e tere ne perberesit e ti - trombocitet, plazmen dhe qelizat e kuqe te gjakut. | Pajisje laboratori
6962 | Multicare with scales (WS17), Multicare LE with scales (WS17) | MSE shpk | 30.03.2020 | LINET spol. S.r.o. Želevčice 5, 274 01 Slaný, Czech Rpublic | Multicare with scales (WS17), Multicare LE with scales (WS17) | l | Shtrat spitalor elektrik me peshore i destinuar per tu perdorur ne kujdesin intensiv dhe akut. | Tjeter
6963 | Multicare without scales, Multicare LE without scales | MSE shpk | 30.03.2020 | LINET spol. S.r.o. Želevčice 5, 274 01 Slaný, Czech Rpublic | Multicare without scales, Multicare LE without scales | l | Shtrat spitalor elektrik pa peshore i destinuar per tu perdorur ne kujdesin intensiv dhe akut. | Tjeter
6964 | Silan | Eurodenta shpk | 30.03.2020 | P-P-H CERKAMED Wojciech Pawlowski ul. Kwiatkowskiego 1, 37-450 Stalowa Wola, Poland | Silan : 2ml | I | Perdoret ne procedurate dentare, ne porcelan pas acidit per ngjitjen midis rezines dhe procelanit | Pajisje dentare
6965 | Alinity i Rubella IgM | Labopharma shpk | 30.03.2020 | Abbot Ireland Diagnostics Division, Finisklin Business Park, Sligo, Ireland | Alinity i Rubella IgM Reagnt Kit 08P4722(200tests); Alinity i Rubella IgM Reagnt Kit 08P4732(1000tests); Alinity i Rubella IgM Calibrator 08P4701; Alinity i Rubella IgM Controls 08P4710; | In Vitro | Eshte nje imuno analize mikrogrimcash kemiluminishente per percaktiin sasior te antitrupave te IgM kunder virusit Rubella ne serumin dhe plazmen humane. Kalibrator dhe Controls per verifikimin e precizionit te analizatoreve. | Pajisje te diagnostikimit in vitro
6966 | Alinity i 25-OH Vitamin D | Labopharma shpk | 30.03.2020 | Abbot Ireland Diagnostics Division, Lisnamuck, Longford, Co. Longford, Ireland | Alinity i 25-OH Vitamin D Reagent Kit 08P45222(200tests); Alinity i 25-OH Vitamin D Reagent Kit 08P4532(1000tests); Alinity i 25-OH Vitamin D Calibrators 08P4501; Alinity i 25-OH Vitamin D Controls 08P4510; | In Vitro | Eshte nje imuno analize mikrogrimcash kemiluminishente per percaktiin sasior te te 25-hidroksivitamine D ne serumin dhe plazmen humane. Kalibrator dhe Controls per verifikimin e precizionit te analizatoreve. | Pajisje te diagnostikimit in vitro
6967 | Alinity i Anti-HBs Specimedn Diluent | Labopharma shpk | 30.03.2020 | Abbot Ireland Diagnostics Division, Finisklin Business Park, Sligo, Ireland | Alinity i Anti-HBs Specimen Diluent 07P8942 | In Vitro | Eshte nje reagent qe sherben si hollues per monstrat e perdorura gjate percaktimit sasior te antigjenit siperfaqesor te virusit te hepatitit B ne serum dhe plazem | Pajisje te diagnostikimit in vitro
6968 | Alinity i Anti-HBs | Labopharma shpk | 30.03.2020 | Abbot Ireland Diagnostics Division, Finisklin Business Park, Sligo, Ireland | Alinity i Anti-HBs Reagent Kit 07P8922(200tests); Alinity i Anti-HBs Reagent Kit 07P8932(1200tests); Alinity i Anti-HBs Reagent Kit 07P8952; Alinity i Anti-HBs Reagent Kit 07P8957; Alinity i Anti-HBs Calibrators 07P8901; Alinity i Anti-HBs Controls 07P8910; | In Vitro | Eshte nje imuno analize mikrogrimcash kemiluminishente per percaktiin sasior te antigjenit siperfaqesor te virusit te Hepatitit B ne serumin dhe plazmen humane. Kalibrator dhe Controls per verifikimin e precizionit te analizatoreve. | Pajisje te diagnostikimit in vitro
6969 | Alinity i Anti-HBc | Labopharma shpk | 30.03.2020 | Abbott GmbH & Co.KG Max-Planck-Ring 2 65205 Wiesbaden Germany | Alinity i Anti-HBc II Reagent Kit 07P8722(200tests); Alinity i Anti-HBc II Reagent Kit 07P8732(1200tests); Alinity i Anti-HBc II Calibrators 07P8701; Alinity i Anti-HBc II Controls 07P8710; | In Vitro | Eshte nje imuno analize mikrogrimcash kemiluminishente per percaktiin sasior te antitrupave kore anti HBC ne serumin dhe plazmen humane. Kalibrator dhe Controls per verifikimin e precizionit te analizatoreve. | Pajisje te diagnostikimit in vitro
6970 | Alinity h-series Phosphate Buffer | Labopharma shpk | 30.03.2020 | Abbot Ireland Diagnostics Division, Finisklin Business Park, Sligo, Ireland | Alinity h-series Phosphate Buffer 07P8301 | In Vitro | Eshte nje solucion me pH 5,8-7,4 I cili perdoret ne analizatoret Alinity | Pajisje te diagnostikimit in vitro
6971 | Alinity h-series WBC | Labopharma shpk | 30.03.2020 | Abbot Ireland Diagnostics Division, Finisklin Business Park, Sligo, Ireland | Alinity h-series WBC Reagent 07P7904; Alinity h-series Retic Reagent 07P8004; Alinity h-series HGB Reagent 07P8104 | In Vitro | Jane reagente qe perdoren per percaktimin sasior te rruazave te kuqe te gjakut, retikulociteve, hemoglobines nepermjet analizatoreve Alinity | Pajisje te diagnostikimit in vitro
6972 | Alinity c Triglyceride Reagent Kit | Labopharma shpk | 30.03.2020 | Abbott GmbH & Co.KG Max-Planck-Ring 2 65205 Wiesbaden Germany | Alinity c Triglyceride Reagent Kit 07P7720(4000tests); Alinity c Triglyceride Reagent Kit 07P7723(4000tests); | In Vitro | Eshte nje reagent qe perdoret per percaktimin sasior te triglicerideve ne serumin dhe plazmen humane. | Pajisje te diagnostikimit in vitro
6973 | Alinity c Cholesterol Reagent Kit | Labopharma shpk | 30.03.2020 | Abbott GmbH & Co.KG Max-Planck-Ring 2 65205 Wiesbaden Germany | Alinity c Cholesterol Reagent Kit 07P7620(4000tests); Alinity c Cholesterol Reagent Kit 07P7623(4000tests); | In Vitro | Eshte nje reagent qe perdoret per percaktimin sasior te kolesterolit ne serumin dhe plazmen humane. | Pajisje te diagnostikimit in vitro
6974 | Alinity c Ultra HDL Reagent | Labopharma shpk | 30.03.2020 | Abbott GmbH & Co.KG Max-Planck-Ring 2 65205 Wiesbaden Germany | Alinity c Ultra HDL Reagent Kit 07P7520(4000tests); Alinity c Ultra HDL Reagent Kit 07P7530(4000tests); | In Vitro | Eshte nje reagent qe perdoret per percaktimin sasior te lipoproteines me densitet te larte nepermjet analizatoreve alinity | Pajisje te diagnostikimit in vitro
6975 | Alinity c Iron Reagent Kit | Labopharma shpk | 30.03.2020 | Sentinel CH. S.p.A. Via Robert Koch, 2, Milano 20152, Italy | Alinity c Iron Reagent Kit 08P3920 (2300tests) | In Vitro | Jane kite reagent qe perdoren per percaktimin sasior te hekurit ne gjak. | Pajisje te diagnostikimit in vitro
6976 | Alinity c Creatinine Kinase Reagent Kit | Labopharma shpk | 30.03.2020 | Abbott GmbH & Co.KG Max-Planck-Ring 2 65205 Wiesbaden Germany | Alinity c Creatinine Kinase Reagent Kit 08P4220 | In Vitro | Jane kite reagent qe perdoren per percaktimin sasior te kreatine kinazes ne plazem ose ne gjak. | Pajisje te diagnostikimit in vitro
6977 | Alinity c Phosphorus Reagent Kit | Labopharma shpk | 30.03.2020 | Abbott GmbH & Co.KG Max-Planck-Ring 2 65205 Wiesbaden Germany | Alinity c Phosphorus Reagent Kit 08P4020(4000tests), 08P4030 (8500tests) | In Vitro | Jane kite reagent qe perdoren per percaktimin cilesor sasior te fosforit ne serum,ne gjak ose ne urine. | Pajisje te diagnostikimit in vitro
6978 | Alinity i Intact PTH | Labopharma shpk | 30.03.2020 | Abbott GmbH & Co.KG Max-Planck-Ring 2 65205 Wiesbaden Germany | Alinity i Intact PTH Reagent Kit (200tests) 08P3124; Alinity i Intact PTH Reagent Kit (1000tests) 08P3134; Alinity i Intact PTH Calibrators 08P3102; Alinity i Intact PTH Controls 08P3111; | In Vitro | Eshte nje imuno analize mikrogrimcash kemiluminishente per percaktiin sasior te hormonit praratiroidal ne serumin dhe plazmen humane. Kalibrator dhe Controls per verifikimin e precizionit te analizatoreve. | Pajisje te diagnostikimit in vitro
6979 | Alinity i Intact PTH | Labopharma shpk | 30.03.2020 | Abbott GmbH & Co.KG Max-Planck-Ring 2 65205 Wiesbaden Germany | Alinity i Intact PTH Reagent Kit (200tests) 08P3122; Alinity i Intact PTH Reagent Kit (1000tests) 08P3132; Alinity i Intact PTH Calibrators 08P3101; Alinity i Intact PTH Controls 08P3110; | In Vitro | Eshte nje imuno analize mikrogrimcash kemiluminishente per percaktiin sasior te hormonit praratiroidal ne serumin dhe plazmen humane. Kalibrator dhe Controls per verifikimin e precizionit te analizatoreve. | Pajisje te diagnostikimit in vitro
6980 | Alinity c Ammonia Ultra Reagent Kit | Labopharma shpk | 30.03.2020 | Sentinel CH. S.p.A. Via Robert Koch, 2, Milano 20152, Italy | Alinity c Ammonia Ultra Reagent Kit 08P2220 (200tests) | In Vitro | Eshte nje reagent qe perdoret per percaktimin sasior enzimatik te amoniakut ne serumin dhe plazmen humane nepermjet analizatoreve alinity | Pajisje te diagnostikimit in vitro
6981 | Alinity c Hemoglobine A1 c | Labopharma shpk | 30.03.2020 | Abbott GmbH & Co.KG Max-Planck-Ring 2 65205 Wiesbaden Germany | Alinity c Hemoglobine A1 c Reagent Kit 08P4320; Alinity c Hemoglobine A1 c Calibrators 08P4301; Alinity c Hemoglobine A1 c Controls 08P4310; | In Vitro | Eshte nje reagent qe perdoret per percaktimin sasior te fraksionit Hb A1 c mmol/mol ne gjak ose hemodializatin e tij. Kalibratore dhe kontrolle per pajisjen. | Pajisje te diagnostikimit in vitro
6982 | Alinity c Digoxin Reagent Kit | Labopharma shpk | 30.03.2020 | B.R.A.H.M.S. GmbH Neuendorfstrasse 25, 16761 Henningsdorf, Germany | Alinity c Digoxin Reagent Kit 08P3720(800tests) | In Vitro | Eshte nje reagent qe perdoret per percaktimin sasior te digoksines ne serumin humaan dhe ne plazem. | Pajisje te diagnostikimit in vitro
6983 | Alinity i CA 15-3 | Labopharma shpk | 30.03.2020 | Abbott GmbH & Co.KG Max-Planck-Ring 2 65205 Wiesbaden Germany | Alinity i CA 15-3 Reagent Kit (200tests) 08P5020; Alinity i CA 15-3 Reagent Kit (1000tests) 08P5130; Alinity i CA 15-3 Calibrators 08P5101; Alinity i CA 15-3 Controls 08P5110; | In Vitro | Eshte nje imuno analize mikrogrimcash kemiluminishente per percaktiin sasior te antigjenit te quajtur DF3 ne serumin dhe plazmen humane. Kalibrator dhe Controls per verifikimin e precizionit te analizatoreve. | Pajisje te diagnostikimit in vitro
6984 | Alinity c Clinical Chemistry Control 1 Kit | Labopharma shpk | 30.03.2020 | Sentinel CH. S.p.A. Via Robert Koch, 2, Milano 20152, Italy | Alinity c Clinical Chemistry Control 1 Kit 08P6510 | In Vitro | Sherben per te verifikuar performancen e analizatorit c Alinity gjat analizes se kreatines enzimatike,hekurit dhe litiumit. | Pajisje te diagnostikimit in vitro
6985 | Alinity c Immuno Control 1 Kit | Labopharma shpk | 30.03.2020 | Sentinel CH. S.p.A. Via Robert Koch, 2, Milano 20152, Italy | Alinity c Immuno Control 1 Kit 08P7515 | In Vitro | Eshte kit kontrolli per te verifikuar performancen e analizatoreve Alinity. | Pajisje te diagnostikimit in vitro
6986 | Alinity c Clinical Chemistry Calibrator Kit | Labopharma shpk | 30.03.2020 | Sentinel CH. S.p.A. Via Robert Koch, 2, Milano 20152, Italy | Alinity c Clinical Chemistry Calibrator Kit 08P6503 | In Vitro | Eshte kalibrator I perdorur gjate analizes se percaktimit te kolinesterazes, kreatines enzimatike, dibukaines etj. | Pajisje te diagnostikimit in vitro
6987 | Alinity c Clinical Chemistry Control 2 | Labopharma shpk | 30.03.2020 | Sentinel CH. S.p.A. Via Robert Koch, 2, Milano 20152, Italy | Alinity c Clinical Chemistry Control 2 08P6511 | In Vitro | Sherben per te verifikuar performancen e analizatorit c Alinity gjate analizes se kreatines enzimatike, hekurit dhe litiumit | Pajisje te diagnostikimit in vitro
6988 | Alinity c Clinical Chemistry Calibrator Kit | Labopharma shpk | 30.03.2020 | Sentinel CH. S.p.A. Via Robert Koch, 2, Milano 20152, Italy | Alinity c Clinical Chemistry Calibrator Kit 08P6501 | In Vitro | Eshte kalibrator I perdorur gjate analizes se percaktimit te kolinesterazes, kreatines enzimatike, dibukaines etj. | Pajisje te diagnostikimit in vitro
6989 | Alinity c Clinical Chemistry Controls 1 Kit | Labopharma shpk | 30.03.2020 | Sentinel CH. S.p.A. Via Robert Koch, 2, Milano 20152, Italy | Alinity c Clinical Chemistry Controls 1 Kit 08P6515 | In Vitro | Sherben per te verifikuar performancen e analizatorit c Alinity gjate analizes se kolinesterazes, kreatines enzimatike,dibukaines etj. | Pajisje te diagnostikimit in vitro
6990 | Alinity c Clinical Chemistry Controls 2 Kit | Labopharma shpk | 30.03.2020 | Sentinel CH. S.p.A. Via Robert Koch, 2, Milano 20152, Italy | Alinity c Clinical Chemistry Controls 2 Kit 08P6516 | In Vitro | Sherben per te verifikuar performancen e analizatorit c Alinity gjate analizes se kolinesterazes, kreatines enzimatike,dibukaines etj. | Pajisje te diagnostikimit in vitro
6991 | Alinity c Immuno Control 1 Kit | Labopharma shpk | 30.03.2020 | Sentinel CH. S.p.A. Via Robert Koch, 2, Milano 20152, Italy | Alinity c Immuno Control 1 Kit 08P7510 | In Vitro | Sherben per te verifikuar performancen e analizatorit c Alinity Ceruloplasmin, Alinity c Kappa Light etj | Pajisje te diagnostikimit in vitro
6992 | Alinity c Immuno Control 2 Kit | Labopharma shpk | 30.03.2020 | Sentinel CH. S.p.A. Via Robert Koch, 2, Milano 20152, Italy | Alinity c Immuno Control 2 Kit o8P7511 | In Vitro | Sherben per te verifikuar performancen e analizatorit c Alinity Ceruloplasmin, Alinity c Kappa Light etj | Pajisje te diagnostikimit in vitro
6993 | Alinity c Immuno Control Set | Labopharma shpk | 30.03.2020 | Sentinel CH. S.p.A. Via Robert Koch, 2, Milano 20152, Italy | Alinity c Immuno Control Set 08P7517 | In Vitro | Sherben per te verifikuar performancen e analizatorit c Alinity Ceruloplasmin, Alinity c Kappa Light etj | Pajisje te diagnostikimit in vitro
6994 | Alinity c Immuno Control Set | Labopharma shpk | 30.03.2020 | Sentinel CH. S.p.A. Via Robert Koch, 2, Milano 20152, Italy | Alinity c Immuno Control Set 08P7512 | In Vitro | Sherben per te verifikuar performancen e analizatorit c Alinity Ceruloplasmin, Alinity c Kappa Light etj | Pajisje te diagnostikimit in vitro
6995 | MultiChem U | Labopharma shpk | 30.03.2020 | Techno-path Manufacturing Ltd. Fort Henry Business Park, Ballina, Co. Tipperay, Ireland | MultiChem U 08P89-10 | In Vitro | Eshte nje reagent qe sherben per te verifikuar precizionin e analizes kimike labpratorike te urines me analizatorin Alinity | Pajisje te diagnostikimit in vitro
6996 | Petri dishes, spreader and inoculation loops | O.E.S Distrimed sh.p.k | 30.03.2020 | FL Medical Srl, Torregli (PD) - Via E. Mattei, 20 | Petri dishes, spreader and inoculation loops | In Vitro | Pjata pertri, shperndares dhe ansa inokulimi, perdorim laboratorik | Pajisje te diagnostikimit in vitro
6997 | Merocel Wipes & Specialty Sponge Products | O.E.S Distrimed sh.p.k | 30.03.2020 | Medtronic Xomed, Inc. 6743 Southpoint Drive North Jacksonville FL 32216 USA | Merocel Wipes & Specialty Sponge Products (Sipas listës bashkangjitur) | I; IIa | Hemostat dhe produkte mjekesore specialiteti per ORL | Pajisje nje perdorimeshe
6998 | Silver Graft | O.E.S Distrimed sh.p.k | 30.03.2020 | Aesculap AG Am Aesculap-Platz 78532 Tuttlingen Germany | SIlverGraft (Sipas listës bashkangjitur) | III | Grafte vaskulare per kirurgjine vaskulare | Pajisje te implantueshme jo aktive
6999 | Pajisje per kirurgjine kranio-maksilofaciale | OrthoNet 360 sh.p.k | 30.03.2020 | Delphos Implants, Industria, Comercio, Importacao e Exportacao de Implantes Medicos, S.A. Estrada Manuel Correira Lopes Parque Empresarial Progresso, Armazem No.5 2785-126 Sao Domingos de Rana Portugal | Non-sterile plates and screws for cranio-maxillofacial (Sipas listës bashkangjitur) | IIb | Pajisje te impantueshme jo aktive per kirurgjine kranio maksilofaciale | Pajisje te implantueshme jo aktive
7000 | Istrumenta shumeperdorimeshe per kirurgjine kranio-maksilofaciale | OrthoNet 360 sh.p.k | 30.03.2020 | Delphos Implants, Industria, Comercio, Importacao e Exportacao de Implantes Medicos, S.A. Estrada Manuel Correira Lopes Parque Empresarial Progresso, Armazem No.5 2785-126 Sao Domingos de Rana Portugal | Non-sterile Reusable Instruments for Craniomaxillofacial Surgery (CMF)(Sipas listës bashkangjitur) | I | Instrumenta shumeperdorimeshe per kirurgjine kranio-maksilofaciale | Pajisje shumeperdorimeshe
7001 | Easy HD Catheter Conection /Disconnection Set | Evita shpk | 30.03.2020 | Su Biyomedikal Sistemler ve Saglik Hizmetleri Sanayi ve Ticaret Limited Sirketi, Orhangazi Mah. 1673. Sok. No:20/2-3 Esenyurt, Isanbul, Turkey | Easy HD Catheter Conection /Disconnection Set SSKT-134-3 | IIa | Set per venien heqje e kateterit te dializes
7002 | Easy SMS Plain Drape; Vaginal Drape | Evita shpk | 30.03.2020 | Su Biyomedikal Sistemler ve Saglik Hizmetleri Sanayi ve Ticaret Limited Sirketi, Orhangazi Mah. 1673. Sok. No:20/2-3 Esenyurt, Isanbul, Turkey | EASY SMS Plain Drape 100x100 SBF-010-S; EASY Vaginal Drape SBF-903-01 | I | Mbulesa sterile per perdorim ne kirurgji | Pajisje nje perdorimeshe
7003 | Cobas X 480 | Evita shpk | 30.03.2020 | Hamilton Bonaduz AG, Via Crusch 8, CH-7402 Bonaduz/Switzerland | Cobas X 480 - 185007 | In Vitro | Pajisje per leximin e ngarkesave virale, pjese e sitemit Cobas 4800 System | Pajisje te diagnostikimit in vitro
7004 | Cobas z 481 analyzer | Evita shpk | 30.03.2020 | Roche Molecular Systems, Inc. 1080 US Highway 202 South Branchburg, NJ 08876 USA | Cobas z 481 analyzere | In Vitro | Pajisje per amplifikimin dhe detektimin e ngarkesave virale, pjese e sistemit Cobas 4800 System | Pajisje te diagnostikimit in vitro
7005 | Kanjula trakeostomie argjendi | Biometric Albania sh.p.k. | 30.03.2020 | Primed Halberstadt Medizintechnik GmbH Strasse des . Juli D-38820 Halberstadt, Germany | SILVER Tracheostomy tubes, non-sterile (Sipas listës bashkangjitur) | IIb | Kanjula trakeostomie argjendi | Pajisje per persona me aftesi te kufizuar; Produkte per institucione te kujdesit shendetesor
7006 | Coagulometer MONO | Biometric Albania sh.p.k. | 30.03.2020 | Minivolt Instruments S.r.l. Via di Pietralata 204/A 00158 Roma, Italy | Coagulometer MONO | In Vitro | Aparat per matjen e parametrave te koagulimit te gjakut | Pajisje te diagnostikimit in vitro; Pajisje laboratori
7007 | Radifocus Guide Wire M | Biometric Albania sh.p.k. | 30.03.2020 | Terumo Corporation, 44-1, 2-chome, Hatagaya, Shibuya-ku, Tokyo 151-0072, Japan | Radifocus Guide Wire M (Sipas listës bashkangjitur) | III | Udhezues teli per perdorim ne angiografi | Pajisje nje perdorimeshe; Pajisje per institucione te kujdesist shendetesor
7008 | EPIQ, EPIQ 5, EPIQ 7, Diagnostic Ultrasound System (sipas listes bashkengjitur) | Health & Light shpk | 01.04.2020 | Philips Ultrasound, Inc. 22100 Bothell Everett Highway Bothell Washington 98021-8431 U.S.A | EPIQ, EPIQ 5, EPIQ 7, Diagnostic Ultrasound System (sipas listes bashkengjitur) | lla | Pajisje per diagnostikime imazherike me ultratinguj. | Pajisje elektromekanike.
7009 | Implantable Pacemaker Vitatron G-Series:Vitatron G70 DR, model G70 A1;Vitatron G20 SR, model G20 A1;Vitatron MRI™ SureScan™ G70 DR, model G70A2;Vitatron MRI™ SureScan™ G20 SR, model G20A2 | Spitali Europian sh.p.k | 01.04.2020 | Vitatron Holding B.V. Endepolsdomein 5 6229 GW Maastricht The Netherlands | Implantable Pacemaker Vitatron G-Series:Vitatron G70 DR, model G70 A1;Vitatron G20 SR, model G20 A1;Vitatron MRI™ SureScan™ G70 DR, model G70A2;Vitatron MRI™ SureScan™ G20 SR, model G20A2 | Te implantueshme aktive | Pajisje elektronike e cila implantohet nen lekure. Ai gjeneron dhe i dergon sinjale elektrike muskulit te zemres per te mbajtur frekuencen kardiake te pershtatshme dhe per te ndaluar bradikardine. | Pajisje te impalntueshme aktive
7010 | Alinity c Direct LDL Reagent Kit: 07P7120;Alinity c Direct LDL Reagent Kit: 07P7123 | Labopharma shpk | 01.04.2020 | Sekisui Diagnostics P. E. I. Inc. 70 Watts Avenue Charlottetown Prince Edward Island, C1E 2B9 Canada | Alinity c Direct LDL Reagent Kit: 07P7120;Alinity c Direct LDL Reagent Kit: 07P7123 | In Vitro | Analize qe perdoret per percaktimin sasior te lipoproteines me densitet te ulet (LDL) ne serumin njerezor dhe ne plazem. | Pajisje te diagnostikimit in vitro
7011 | Alinity c Immuno Control 2 Kit: 08P7516 | Labopharma shpk | 01.04.2020 | Sentinel CH. S.p.A. Via Robert Koch, 2 Milano (MI) 20152 Italy | Alinity c Immuno Control 2 Kit: 08P7516 | In Vitro | Kontroll per te verifikuar performancen e analizatoreve, duke perdorur metoda imunoturbdimetrike. | Pajisje te diagnostikimit in vitro
7012 | Alinity c UIBC Calibrator Kit: 08P4401 | Labopharma shpk | 01.04.2020 | Sentinel CH. S.p.A. Via Robert Koch, 2 Milano (MI) 20152 Italy | Alinity c UIBC Calibrator Kit: 08P4401 | In Vitro | Kalibrator i analizatorit gjate kryerjes se analizes per percaktimin sasior te kapacitetit lidhes te hekurit te pasaturuar (UIBC) ne serumin njerezor dhe ne plazem. | Pajisje te diagnostikimit in vitro
7013 | Alinity c UIBC Reagent Kit: 08P4420 | Labopharma shpk | 01.04.2020 | Sentinel CH. S.p.A. Via Robert Koch, 2 Milano (MI) 20152 Italy | Alinity c UIBC Reagent Kit: 08P4420 | In Vitro | Analize qe sherben per percaktimin sasior te kapacitetit lidhes te hekurit te pasaturuar (UIBC) ne serumin njerezor ose ne plazem. | Pajisje te diagnostikimit in vitro
7014 | Alinity i Rubella IgG Reagent Kit: 08P4622;Alinity i Rubella IgG Reagent Kit: 08P4632;Alinity i Rubella IgG Calibrators: 08P4601;Alinity i Rubella IgG Controls: 08P4610 | Labopharma shpk | 01.04.2020 | Abbott Ireland Diagnostics Division Finisklin Buisness Park, Sligo, Ireland | Alinity i Rubella IgG Reagent Kit: 08P4622;Alinity i Rubella IgG Reagent Kit: 08P4632;Alinity i Rubella IgG Calibrators: 08P4601;Alinity i Rubella IgG Controls: 08P4610 | In Vitro | Imunoanalize mikrogrimcash kemilumineshte (CMIA) qe sherben per percaktimin sasior te antitrupave IgG te prodhuar kunder virusit Rubella ne serumin njerezor dhe ne plazem. | Pajisje te diagnostikimit in vitro
7015 | Reagent fot clinical chemistry and immunochemistry | Distributor of Medical Devices Group shpk | 03.04.2020 | NeoMedica d.o.o Bul. Sv. Cara Konstantina 82-86, 18000 Nis Republic Serbia | Reagent fot clinical chemistry and immunochemistry (sipas listës bashkëngjitur) | In Vitro | Reagent per diadnostikim in vitro dhe reagent biokimik | Pajisje te diagnostikimit in vitro
7016 | Conta angle handpieces, dental micromotor etj. | Marlen/E sh.p.k | 03.04.2020 | Saeyang Microtech co., LTD, 348, Seongseo-ro, Dalseo-gu, Daegu, Korea, 704-900 | Dental product (sipas listës bashkëngjitur) | IIa | Motor per implante, endomotor, angel mikromotori | Pajisje dentare
7017 | Automatic loading stretcher | Euromed sh.p.k | 03.04.2020 | Gima S.p.a., Via Marconi, 1, 20060 Gessate (MI), Italy | Automatic loading stretcher-34055 | I | Barrele per pacienet. | Produkte per institucione te kujdesit shendetesor
7018 | Non-automatic electronic scales | Euromed sh.p.k | 03.04.2020 | Seca GMBH & co. kg, Hammer Steindamm 3-25, 22089 Hamburg, Germany | Non-automatic electronic column scales-285 | I | Peshore dixhitale me monitor LCD. | Tjetër
7019 | AHN pipet4U manual Pipettes, Production Lot 2016 | Konex shpk | 03.04.2020 | AHN Biotechnologie GmbH, Uthleber Weg 14, D-99734 Nordhausen, germany | AHN pipet4U manual Pipettes, Production Lot 2016 | In Vitro | Pipeta manuale qe perdoren ne laborator per kryrjen e analizave. | Pajisje laboratori
7020 | Disposable Medical Mask | Capo-AP shpk | 06.04.2020 | Hangzhou Singclean Medical Products Co., Ltd. No. 125 (E), 10th Street, Hangzhou Economic and Technological Development Zone, Zhejiang, China 310018 | Disposable Medical Mask | l | Maska jo-sterile, njeperdorimeshe, me kapese elastiketek veshet. | Pajisje nje perdorimeshe
7021 | Alinity c Ethanol Reagent Kit with accessories: 04P4120 (200 tests), 04P4130 (400 tests);Alinity c Ethanol Calibrator Kit: 04P4201;Alinity c Ethanol Control Kit: 04P4110 | Labopharma shpk | 06.04.2020 | B.R.A.H.M.S. GmbH Neuendorfstraße 25, 16761 Hennigsdorf, Germany | Alinity c Ethanol Reagent Kit with accessories: 04P4120 (200 tests), 04P4130 (400 tests);Alinity c Ethanol Calibrator Kit: 04P4201;Alinity c Ethanol Control Kit: 04P4110 | In Vitro | Kite reagentesh qe perdoren per percaktimin sasior te etanolit ne urine, serum dhe plazme. | Pajisje te diagnostikimit in vitro
7022 | Alinity c Ammonia Controls: 08P2210 | Labopharma shpk | 06.04.2020 | Sentinel CH. S.p.A. Via Robert Koch, 2 Milano (MI) 20152 Italy | Alinity c Ammonia Controls: 08P2210 | In Vitro | Kite reagentesh qe perdoren per kontrollin e performances se analizatorit. | Pajisje te diagnostikimit in vitro
7023 | Alinity i Cortisol Reagent Kit: 08P3320 (200 tests);Alinity i Cortisol Reagent Kit: 08P3330 (1000 tests);Alinity i Cortisol Calibrators: 08P3301 | Labopharma shpk | 06.04.2020 | Abbott Ireland Diagnostics Division Finisklin Buisness Park, Sligo, Ireland | Alinity i Cortisol Reagent Kit: 08P3320 (200 tests);Alinity i Cortisol Reagent Kit: 08P3330 (1000 tests);Alinity i Cortisol Calibrators: 08P3301 | In Vitro | Kite reagentesh qe perdoren per percaktimin sasior te cortizolit ne plazem, serum dhe gjak. | Pajisje te diagnostikimit in vitro
7024 | Alinity i HBsAg Qualitative II Confirmatory Manual Diluent: 08P1140 | Labopharma shpk | 06.04.2020 | Abbott Ireland Diagnostics Division Finisklin Buisness Park, Sligo, Ireland | Alinity i HBsAg Qualitative II Confirmatory Manual Diluent: 08P1140 | In Vitro | Kite ragentesh qe perdoren per hollimin manual te kampioneve qe perdoren per percaktimin cilesor te HBsAg ne plazem ose serumin human. | Pajisje te diagnostikimit in vitro
7025 | Alinity i Progresterone Reagent Kit: 08P3620, 08P3630 (200 tests);Alinity i Progresterone Calibrators: 08P3601;Alinity i Progresterone Controls: 08P3610;Alinity i Progresterone Manual Diluent: 08P3640 | Labopharma shpk | 06.04.2020 | Abbott Ireland Diagnostic Division,Lisnamuck,Longford,Co.Longford,Ireland | Alinity i Progresterone Reagent Kit: 08P3620, 08P3630 (200 tests);Alinity i Progresterone Calibrators: 08P3601;Alinity i Progresterone Controls: 08P3610;Alinity i Progresterone Manual Diluent: 08P3640 | In Vitro | Kite regentesh qe perdoren per percaktimin sasior te progresteronit ne plazem ose serumin human. | Pajisje te diagnostikimit in vitro
7026 | Alinity i HBsAg Qualitative II Confirmatory Reagent Kit: 08P1122 (200 tests) | Labopharma shpk | 06.04.2020 | Abbott Ireland Diagnostics Division Finisklin Buisness Park, Sligo, Ireland | Alinity i HBsAg Qualitative II Confirmatory Reagent Kit: 08P1122 (200 tests) | In Vitro | Kite reagentesh qe perdoren per percaktimin cilesor konfirmues te HBsAg ne plazmen ose serumin human. | Pajisje te diagnostikimit in vitro
7027 | Alinity i Folate Reagent Kit: 08P1322 (200 tests), 08P1432 (1000 tests); Alinity i Folate RBC Lysis Diluent: 08P1440;Alinity i Folate Manual Diluent: 08P1460;Alinity i Folate Folate Calibrators: 08P1401;Alinity i Folate Folate Controls: 08P1410, Alinity i Folate Lysis Reagent: 08P1542 | Labopharma shpk | 06.04.2020 | Abbott Ireland Diagnostic Division,Lisnamuck,Longford,Co.Longford,Ireland | Alinity i Folate Reagent Kit: 08P1322 (200 tests), 08P1432 (1000 tests); Alinity i Folate RBC Lysis Diluent: 08P1440;Alinity i Folate Manual Diluent: 08P1460;Alinity i Folate Folate Calibrators: 08P1401;Alinity i Folate Folate Controls: 08P1410; Alinity i Folate Lysis Reagent: 08P1542 | In Vitro | Kite reagentesh qe perdoren per percaktimin sasior te folateve ne plazem, serumin human dhe qelizat e kuqe te gjakut. | Pajisje te diagnostikimit in vitro
7028 | Alinity c Immunoglobulin A Reagent Kit: 09P6120 (360 teste) | Labopharma shpk | 06.04.2020 | Abbott GmbH & Co. KG, Max-Planck-Ring 2, 65205 Wiesbaden, Germany | Alinity c Immunoglobulin A Reagent Kit: 09P6120 (360 tests) | In Vitro | Reagente qe perdoren ne analizuesin Alinity per percaktimin sasior te imunoglobulines A ne serumin human dhe ne plazem. | Pajisje te diagnostikimit in vitro
7029 | Alinity c Prealbumin Reagent Kit: 09P8629 (200 tests) | Labopharma shpk | 06.04.2020 | Abbott GmbH & Co. KG, Max-Planck-Ring 2, 65205 Wiesbaden, Germany | Alinity c Prealbumin Reagent Kit: 09P8629 (200 tests) | In Vitro | Reagente per percaktimin sasior te prealbumines. | Pajisje te diagnostikimit in vitro
7030 | Alinity c Immunoglobulin M Reagent Kit: 09P6320 (360 tests) | Labopharma shpk | 06.04.2020 | Abbott GmbH & Co. KG, Max-Planck-Ring 2, 65205 Wiesbaden, Germany | Alinity c Immunoglobulin M Reagent Kit: 09P6320 (360 tests) | In Vitro | Reagente qe perdoren ne analizuesin Alinity per percaktimin sasior te imunoglobulines M ne serumin human dhe ne plazem. | Pajisje te diagnostikimit in vitro
7031 | Alinity c Immunoglobulin G Reagent Kit: 09P6220 (360 tests) | Labopharma shpk | 06.04.2020 | Abbott GmbH & Co. KG, Max-Planck-Ring 2, 65205 Wiesbaden, Germany | Alinity c Immunoglobulin G Reagent Kit: 09P6220 (360 tests) | In Vitro | Reagente qe perdoren ne analizuesin Alinity per percaktimin sasior te imunoglobulines G ne serumin human dhe ne plazem. | Pajisje te diagnostikimit in vitro
7032 | Alinity c Phenobarbital Reagent Kit: 09P8520 (200 tests) | Labopharma shpk | 06.04.2020 | B.R.A.H.M.S. GmbH Neuendorfstraße 25, 16761 Hennigsdorf, Germany | Alinity c Phenobarbital Reagent Kit: 09P8520 (200 tests) | In Vitro | Reagente qe perdoren ne analizuesin Alinity per percaktimin sasior te fenobarbitalit. | Pajisje te diagnostikimit in vitro
7033 | Alinity c Cholinesterase Reagent Kit: 09P9432 (400 tests) | Labopharma shpk | 06.04.2020 | Sentinel CH. S.p.A. Via Robert Koch, 2 Milano (MI) 20152 Italy | Alinity c Cholinesterase Reagent Kit: 09P9432 (400 tests) | In Vitro | Reagente qe perdoren per percaktimin kolorimetrik kinetik te kolinestrazes. | Pajisje te diagnostikimit in vitro
7034 | Alinity c Cholinesterase Reagent Kit: 09P9422 (200 tests) | Labopharma shpk | 06.04.2020 | Sentinel CH. S.p.A. Via Robert Koch, 2 Milano (MI) 20152 Italy | Alinity c Cholinesterase Reagent Kit: 09P9422 (200 tests) | In Vitro | Reagente qe perdoren per percaktimin kolorimetrik kinetik te kolinestrazes. | Pajisje te diagnostikimit in vitro
7035 | Alinity c CK-MB Control Kit: 09P9510 | Labopharma shpk | 06.04.2020 | Sentinel CH. S.p.A. Via Robert Koch, 2 Milano (MI) 20152 Italy | Alinity c CK-MB Control Kit: 09P9510 | In Vitro | Reagente qe perdoren ne kontrollin e precizionit per percaktimin kinetik te izoenzimes CK-MB dhe CK-BB te kreatine kinazes. | Pajisje te diagnostikimit in vitro
7036 | Alinity c CK-MB Calibrator Kit: 09P9501 | Labopharma shpk | 06.04.2020 | Sentinel CH. S.p.A. Via Robert Koch, 2 Milano (MI) 20152 Italy | Alinity c CK-MB Calibrator Kit: 09P9501 | In Vitro | Reagente qe perdoren si kalibratore per percaktimin kinetik te izoenzimes CK-MB dhe CK-BB te kreatine kinazes. | Pajisje te diagnostikimit in vitro
7037 | Alinity c CK-MB Reagent Kit: 09P9522 (200 tests) | Labopharma shpk | 06.04.2020 | Sentinel CH. S.p.A. Via Robert Koch, 2 Milano (MI) 20152 Italy | Alinity c CK-MB Reagent Kit: 09P9522 (200 tests) | In Vitro | Reagente qe perdoren per percaktimin kinetik te izoenzimes CK-MB dhe CK-BB te kreatine kinazes. | Pajisje te diagnostikimit in vitro
7038 | Alinity c CK-MB Reagent Kit: 09P9532 (640 tests) | Labopharma shpk | 06.04.2020 | Sentinel CH. S.p.A. Via Robert Koch, 2 Milano (MI) 20152 Italy | Alinity c CK-MB Reagent Kit: 09P9532 (640 tests) | In Vitro | Reagente qe perdoren per percaktimin kinetik te izoenzimes CK-MB dhe CK-BB te kreatine kinazes. | Pajisje te diagnostikimit in vitro
7039 | Alinity c Complement C4 Reagent Kit: 09P5720 (300 tests) | Labopharma shpk | 06.04.2020 | Abbott GmbH & Co. KG, Max-Planck-Ring 2, 65205 Wiesbaden, Germany | Alinity c Complement C4 Reagent Kit: 09P5720 (300 tests) | In Vitro | Reagente qe perdoren per percaktimin sasior te C4. | Pajisje te diagnostikimit in vitro
7040 | Alinity c Valporic Acid Reagent Kit: 09P9220 (200 tests) | Labopharma shpk | 06.04.2020 | B.R.A.H.M.S. GmbH Neuendorfstraße 25, 16761 Hennigsdorf, Germany | Alinity c Valporic Acid Reagent Kit: 09P9220 (200 tests) | In Vitro | Reagente qe perdoren per percaktimin sasior in vitro te acidit valporik. | Pajisje te diagnostikimit in vitro
7041 | Alinity c Complement C3 Reagent Kit: 09P5620 (300 tests) | Labopharma shpk | 06.04.2020 | Abbott GmbH & Co. KG, Max-Planck-Ring 2, 65205 Wiesbaden, Germany | Alinity c Complement C3 Reagent Kit: 09P5620 (300 tests) | In Vitro | Reagente qe perdoren per percaktimin sasior te C3. | Pajisje te diagnostikimit in vitro
7042 | Alinity i DHEA-S Reagent Kit: 09P3720 (200 tests);Alinity i DHEA-S Calibrators: 09P3701;Alinity i DHEA-S Controls: 09P3710 | Labopharma shpk | 06.04.2020 | Abbott GmbH & Co. KG, Max-Planck-Ring 2, 65205 Wiesbaden, Germany | Alinity i DHEA-S Reagent Kit: 09P3720 (200 tests);Alinity i DHEA-S Calibrators: 09P3701;Alinity i DHEA-S Controls: 09P3710 | In Vitro | Reagente, kalibratore, kontolle per percaktimin sasior te sulfatit te dihidreoepiandrosteronit. | Pajisje te diagnostikimit in vitro
7043 | Alinity i C-Peptide Reagent Kit: 09P3620 (200 tests);Alinity i C-Peptide Calibrators: 09P3601;Alinity i C-Peptide Controls: 09P3610 | Labopharma shpk | 06.04.2020 | Abbott GmbH & Co. KG, Max-Planck-Ring 2, 65205 Wiesbaden, Germany | Alinity i C-Peptide Reagent Kit: 09P3620 (200 tests);Alinity i C-Peptide Calibrators: 09P3601;Alinity i C-Peptide Controls: 09P3610 | In Vitro | Reagente, Kalibratore, kontrolle per percaktimin sasior te c-peptidit. | Pajisje te diagnostikimit in vitro
7044 | Alinity c Lipid Multiconstituent Calibrator Kit: 09P1401;Alinity c Lipid Multiconstituent Calibrator Kit: 09P1403 | Labopharma shpk | 06.04.2020 | Abbott GmbH & Co. KG, Max-Planck-Ring 2, 65205 Wiesbaden, Germany | Alinity c Lipid Multiconstituent Calibrator Kit: 09P1401;Alinity c Lipid Multiconstituent Calibrator Kit: 09P1403 | In Vitro | Kalibratore per kalibrimin e apoliproteines A1 APOA1, B APOB, Lipoproteines me densitet te ulet LDL dhe lipoproteines me densitet te larte UHDL. | Pajisje te diagnostikimit in vitro
7045 | Alinity i HBeAg Reagent Kit: 07P6422 (200 tests);Alinity i HBeAg Calibrators: 07P6401;Alinity i HBeAg Controls: 07P6410;Alinity i HBeAg Quantitative Calibrators: 07P1001;Alinity i HBeAg Quantitative Controls: 07P1010 | Labopharma shpk | 06.04.2020 | Abbott GmbH & Co. KG, Max-Planck-Ring 2, 65205 Wiesbaden, Germany | Alinity i HBeAg Reagent Kit: 07P6422 (200 tests);Alinity i HBeAg Calibrators: 07P6401;Alinity i HBeAg Controls: 07P6410;Alinity i HBeAg Quantitative Calibrators: 07P1001;Alinity i HBeAg Quantitative Controls: 07P1010 | In Vitro | Reagente, kalibratore, kontrolle qe perdoren per imunoanalizen kemilumineshente te mikrogrimcave te perdorur ne percaktimin cilesor dhe sasior te antigjenit te hepatit B si dhe perdoret si ndihme ne diagnozen dhe monitorimin e hepatit B. | Pajisje te diagnostikimit in vitro
7046 | Alinity e PROCESSING MODULE: 03R6701;ICT Module: 09D2804 | Labopharma shpk | 06.04.2020 | Abbott GmbH & Co. KG, Max-Planck-Ring 2, 65205 Wiesbaden, Germany | Alinity e PROCESSING MODULE: 03R6701;ICT Module: 09D2804 | In Vitro | Reagente qe perdoren per mirembajtjen e aparatit per kryerjen e procedureave te analizes te gjakut dhe serumit human. | Pajisje te diagnostikimit in vitro
7047 | Alinity i Anti-TPO Reagent Kit: 09P3522 (200 tests);Alinity i Anti-TPO Calibrators: 09P3501;Alinity i Anti-TPO Controls: 09P3510 | Labopharma shpk | 06.04.2020 | Abbott Ireland Diagnostics Division Finisklin Buisness Park, Sligo, Ireland | Alinity i Anti-TPO Reagent Kit: 09P3522 (200 tests);Alinity i Anti-TPO Calibrators: 09P3501;Alinity i Anti-TPO Controls: 09P3510 | In Vitro | Reagente, kalibratore, kontrolle per percaktimin sasior te antitrupave IgG te tiroid peroksidazes. | Pajisje te diagnostikimit in vitro
7048 | Alinity i Tacrolimus Reagent Kit: 09P4220 (200 tests);Alinity i Tacrolimus Calibrators: 09P4201;Alinity i Tacrolimus Whole Blood Precipitation Reagent: 09P4240 | Labopharma shpk | 06.04.2020 | Abbott Laboratories Diagnostic Division,Abbott Park,Illinois 60064,USA | Alinity i Tacrolimus Reagent Kit: 09P4220 (200 tests);Alinity i Tacrolimus Calibrators: 09P4201;Alinity i Tacrolimus Whole Blood Precipitation Reagent: 09P4240 | In Vitro | Reagente dhe kalibratore qe perdoren per percaktimin sasior te takrolimusit. | Pajisje te diagnostikimit in vitro
7049 | Alinity i Muti-Assay Manuak Diluent: 09P1540 | Labopharma shpk | 06.04.2020 | Abbott Ireland Diagnostics Division Finisklin Buisness Park, Sligo, Ireland | Alinity i Muti-Assay Manuak Diluent: 09P1540 | In Vitro | Reagente qe perdoren per tretjen manuale te qelizave ne mostrat e gjakut dhe te plazmes. | Pajisje te diagnostikimit in vitro
7050 | Alinity i Anti-Tg Reagent Kit: 09P3420 (200 tests);Alinity i Anti-Tg Calibrators: 09P3401;Alinity i Anti-Tg Controls: 09P3410 | Labopharma shpk | 06.04.2020 | Abbott Ireland Diagnostics Division Finisklin Buisness Park, Sligo, Ireland | Alinity i Anti-Tg Reagent Kit: 09P3420 (200 tests);Alinity i Anti-Tg Calibrators: 09P3401;Alinity i Anti-Tg Controls: 09P3410 | In Vitro | Reagente, kalibratore, kontrolle qe perdoren per percaktimin sasior te antitrupave te imunoglobulines G. | Pajisje te diagnostikimit in vitro
7051 | PDS™ Plus Antibacaterial polydioxaneSuture | Evita shpk | 01.04.2020 | Johnson & Johnson International c/o European Logistics Centre Leonardo Da Vincilaan 15 BE-1831 Diegem Belgium | PDS™ Plus Antibacaterial polydioxaneSuture (Sipas listës bashkangjitur) | III | Penj kirurgjikale antibakteriale te absorbueshem | Pajisje nje perdorimeshe
7052 | Non-Absorbable surgical sutures and ligatures and pledgets | Evita shpk | 01.04.2020 | Peters Surgical 42 rue Benoit Frachon, 93013 Bobogny Cedex France | Non-Absorbable surgical sutures and ligatures and pledgets | III | Penj kirurgjikale antibakteriale te pa absorbueshem | Pajisje nje perdorimeshe
7053 | Absorbable and non absorbable surgical sutures and ligatures and pledges | Evita shpk | 01.04.2020 | Peters Surgical 42 rue Benoit Frachon, 93013 Bobogny Cedex France | Absorbable and non absorbable surgical sutures and ligatures and pledges (Sipas listës bashkangjitur) | IIb | Penj ligatura dhe pledges oer qeoje kirurgjikale te absorbueshme dhe jo | Pajisje nje perdorimeshe
7054 | Absorbable and non absorbable surgical sutures and ligatures and pledges | Evita shpk | 01.04.2020 | Peters Surgical 42 rue Benoit Frachon, 93013 Bobogny Cedex France | Absorbable and non absorbable surgical sutures and ligatures and pledges (Sipas listës bashkangjitur) | IIb | Penj ligatura dhe pledges oer qeoje kirurgjikale te absorbueshme dhe jo | Pajisje nje perdorimeshe
7055 | Absorbable sutures | Evita shpk | 01.04.2020 | Peters Surgical 42 rue Benoit Frachon, 93013 Bobogny Cedex France | Absorbable sutures (Sipas listës bashkangjitur) | III | Penj ligatura dhe pledges oer qeoje kirurgjikale te absorbueshme | Pajisje nje perdorimeshe
7056 | Biopsy brushes | Montal sh.p.k | 06.04.2020 | Boston Scientific Corporation 300 Boston Scientific Way Marlborough, MA 01752 USA | Biopsy brushes (Sipas listës bashkangjitur) | Is | Jane pajise mjekesore qe perdoren per te copetuar mostrat e nje vendi te dyshimte ose te lenduar nga goja e pacientit per biopsi | Pajisje nje perdorimeshe
7057 | Hurricane™ RX Billiary Balloon Dilatation Catheter | Montal sh.p.k | 06.04.2020 | Boston Scientific Corporation 300 Boston Scientific Way Marlborough, MA 01752 USA | Hurricane™ RX Billiary Balloon Dilatation Catheter (Sipas listës bashkangjitur) | IIa | Jane pajisje mjekesore qe perdoren per zgjerimin e kanaleve biliare dhe injektim te kontrastit per vizualizim fluoraskopik te tyre | Pajisje nje perdorimeshe
7058 | Endodontic Rotary Files | MSE shpk | 06.04.2020 | Inci Dental Tibbi Maiz.San.ve Tic.Ltd.Sti.Defterdar Mah. Otakcilar Cad.Eblok Sit.NO : 74/4 Eyupsultan Instanbul, Turkey | Endodontic Rotary Files (Sipas listës bashkangjitur) | IIa | Pajise dentare te cilat perdoren per te pastruar kanalet me pajisjen Endomotor | Pajisje dentare
7059 | Infant Transport Incubator | Euromed sh.p.k | 06.04.2020 | nice NeOtech Medical Systems Private Limited 85, krishna Industrial Estate, Vanagaram, Mettukuppam, Chennai 600 095 Tamil Nadu, India | Infant Transport Incubator- nice 3000 | IIb | Incubator transporti per foshnje qe perdoret per te siguruar nje mjedis te ngrohte. | Tjetër
7060 | Aneroid | Euromed sh.p.k | 06.04.2020 | Gima S.p.a., Via Marconi, 1, 20060 Gessate (MI), Italy | Aneroid-BOSTON-32731 | I | Pajisje per matjen e presionit te gjakut manual. | Tjetër
7061 | Scoliometer | Euromed sh.p.k | 06.04.2020 | Gima S.p.a., Via Marconi, 1, 20060 Gessate (MI), Italy | Scoliometer-27351 | I | Pajisje per te vlersuar skoliozen qe eshte devijimi I shtylles. | Tjetër
7062 | Neutral electrodes for electrosurgery | Greemed sh.p.k | 06.04.2020 | Leonhard Lang GmbH, Medizin-Technik, Archenweg 56 6020 Innsbruck Austria | Neutral electrodes for electrosurgery | IIb | Pllake tokzimi qe ben mbylljen e carkut ne kirurgjine elektrike | Pajisje nje perdorimedhe
7063 | ECG Electrodes Skintact F-55, 58018 | Greemed sh.p.k | 06.04.2020 | Leonhard Lang GmbH, Medizin-Technik, Archenweg 56 6020 Innsbruck Austria | ECG Electrodes Skintact F-55, 58018 | I | Per monitorimin e rrahjeve te zemres. | Pajisje nje perdorimedhe
7064 | Maska dhe aksesore maskash per ventilim jo invaziv te pacientit | Health & Light shpk | 06.04.2020 | Respironics Inc. 1003 Murry Ridge Lane Murrysville, PA 15668 | (Sipas listes bashkengjitur) | Iia | Maska dhe aksesore maskash per ventilim jo invaziv te pacientit | Pajisje anestezie dhe respiratore
7065 | Reagente in vitro | Labopharma shpk | 06.04.2020 | Erba Lachema s.r.o., Brno, Karάsek 2219/1d, Czech Republic | (Sipas listes bashkengjitur) | In Vitro | Jane teste qe sherbejne per te verifikuar prezencen e proteinave, glukozes, ketoneve, albumines, bilirubines, nitrateve etj ne urine. | Pajisje te diagnostikimit in vitro
7066 | Elite H5 | Labopharma shpk | 06.04.2020 | Erba Lachema s.r.o., Brno, Karάsek 2219/1d, Czech Republic | Elite H5 CON L HEM00024; Elite H5 CON N HEM00025; Elite H5 CON H HEM00026; Elite H CAL HEM00027. | In Vitro | Kontrolle per te monitoruar precizionin e analizatoreve te automatizuar hematologe dhe kalibratore | Pajisje te diagnostikimit in vitro
7067 | Activated Aspartate Aminotransferase | Labopharma shpk | 06.04.2020 | Abbott GmbH & Co.KG Max-Planck-Ring 2 65205 Wiesbaden, Germany | Activated Aspartate Aminotransferase 8L91-22 (2750 tests); 8L91-42 (4800 tests) | In Vitro | Jane reagent qe perdoren per percaktimin sasior te enzimes aspartat aminotransferaze ne serumin dhe plazmen humane | Pajisje te diagnostikimit in vitro
7068 | Glucose | Labopharma shpk | 06.04.2020 | Abbott GmbH & Co.KG Max-Planck-Ring 2 65205 Wiesbaden, Germany | Glucose 3L82-22(1500 tests); 3L82-42(15000 tests) | In Vitro | Jane reagent qe perdoren per percaktimin sasior te glukozes ne serumin dhe plazmen humane | Pajisje te diagnostikimit in vitro
7069 | Activated Alanine Aminostransferase | Labopharma shpk | 06.04.2020 | Abbott GmbH & Co.KG Max-Planck-Ring 2 65205 Wiesbaden, Germany | Activated Alanine Aminostransferase 8L91-22(2750tests); 8L91-42(4820 tests) | In Vitro | Jane reagent qe perdoren per percaktimin sasior te enzimes alanine aminotransferaze ne serumin dhe plazmen humane | Pajisje te diagnostikimit in vitro
7070 | Cholesterol | Labopharma shpk | 06.04.2020 | Abbott GmbH & Co.KG Max-Planck-Ring 2 65205 Wiesbaden, Germany | Cholesterol 7D62-22 (3032 tests) | In Vitro | Tub i bute i laringoktomise qe mban hapjen e trakeostomise. | Pajisje te diagnostikimit in vitro
7071 | Creatine kinase | Labopharma shpk | 06.04.2020 | Abbott GmbH & Co.KG Max-Planck-Ring 2 65205 Wiesbaden, Germany | Creatine Kinase 7D63-22(1250 tests); 7D63-42 (1250 tests) | In Vitro | Jane reagent qe perdoren per percaktimin sasior te kreatine kinazes ne serumin dhe plazmen humane | Pajisje te diagnostikimit in vitro
7072 | Lactate Dehydrogenase | Labopharma shpk | 06.04.2020 | Abbott GmbH & Co.KG Max-Planck-Ring 2 65205 Wiesbaden, Germany | Lactate Dehydrogenase 2P56-22(1300 tests); 2P56-42 (1300 tests) | In Vitro | Jane reagent qe perdoren per percaktimin sasior te laktat dehidrogjenazes ne serumin dhe plazmen humane | Pajisje te diagnostikimit in vitro
7073 | Urea Nitrogen | Labopharma shpk | 06.04.2020 | Abbott GmbH & Co.KG Max-Planck-Ring 2 65205 Wiesbaden, Germany | Urea Nitrogen 7D75-22 (1500 tests); 7D75-32 (17000 tests) | In Vitro |  | Pajisje te diagnostikimit in vitro
7074 | Phosphorus | Labopharma shpk | 06.04.2020 | Abbott GmbH & Co.KG Max-Planck-Ring 2 65205 Wiesbaden, Germany | Phosphorus 7D71-23 (2800 tests); 7D71-32 (14000 tests) | In Vitro | Jane reagent qe perdoren per percaktimin sasior te urese ne serumin dhe plazmen humane | Pajisje te diagnostikimit in vitro
7075 | AcuPower® SARS-CoV- Real-Time RT-PCR Kit | O.E.S Distrimed sh.p.k | 07.04.2020 | Bioneer Corporation 8-11 Munpyeongseo-ro, Daedeok-gu, Daejeon 34302, Republic of Korea | AccuPower® SARS-CoV- Real-Time RT-PCR Kit SCV-2122 | In Vitro | Kit laboratorik per diagnostikimin e corona virusit | Pajisje te diagnostikimit in vitro
7076 | AcuPower® SARS-CoV- Real-Time RT-PCR Kit | O.E.S Distrimed sh.p.k | 07.04.2020 | Bioneer Corporation 8-11 Munpyeongseo-ro, Daedeok-gu, Daejeon 34302, Republic of Korea | AccuPower® -Covid-19 Real-Time RT-PCR Kit - NCV-1111 | In Vitro | Kit laboratorik per diagnostikimin e corona virusit | Pajisje te diagnostikimit in vitro
7077 | Coagulation | Labopharma shpk | 06.04.2020 | Erba Lachema s.r.o., Brno, Karάsek 2219/1d, Czech Republic | Coagulation (sipas listes bashkengjitur) | In Vitro | Jane reagente qe perdoren ne aparatet analizues te gjakut per te verifikuar sasine e aktivizuar te faktoreve te koagulimit ne gjak | Pajisje te diagnostikimit in vitro
7078 | Guanto Ajsia®: G00652 Tenax | Clean World Professional | 08.04.2020 | Bertozzi S.r.l. Via Filagni 2, 43044 Collecchio (Parma) Italy | Guanto Ajsia®: G00652 Tenax | l | Doreza nitrile, pa puder lubrifikues dhe pa latex, jo sterile. | Pajisje nje perdorimeshe
7079 | Guanto Ajsia®: G00651 Feel | Clean World Professional | 08.04.2020 | Bertozzi S.r.l. Via Filagni 2, 43044 Collecchio (Parma) Italy | Guanto Ajsia®: G00651 Feel | l | Doreza ekzaminimi ne latice (latex) me puder, jo sterile. | Pajisje nje perdorimeshe
7080 | Diagnostic Station: DS20 | Medical Distribution shpk | 08.04.2020 | Schiller AG Altgasse 68, 6341 Baar, Switzerland | Diagnostic Station: DS20 | lla | Instrumenta mates per ekzminime EKG, spirometri, temperaturen. | Tjeter
7081 | CARDIOVIT: AT-180 | Medical Distribution shpk | 08.04.2020 | Schiller AG Altgasse 68, 6341 Baar, Switzerland | CARDIOVIT: AT-180 | lla | Instrumenta mates per ekzminime EKG. | Tjeter
7082 | CARDIOVIT: CS-104 | Medical Distribution shpk | 08.04.2020 | Schiller AG Altgasse 68, 6341 Baar, Switzerland | CARDIOVIT: CS-104 | lla | Instrumenta mates per ekzminime EKG, spirometri. | Tjeter
7083 | Latex Examination Gloves | Vactro Scientific shpk | 08.04.2020 | Biomax Rubber Industries SDN BHD Lot 3612, Off Jalan Kuala Selangor, Batu 19, Mukim Darul SG Buloh, 47000 Sungai Buloh, Mlaysia | Latex Examination Gloves | l | Doreza per ekzaminim mjekesor. | Pajisje nje perdorimeshe
7084 | Anticoagulant Citrate Dextrose Solution, ACD-A 750mL Australia: 40802;Anticoagulant Citrate Dextrose Solution, ACD-A 500mL EMEA & Nordic: 40804;Anticoagulant Citrate Dextrose Solution, ACD-A 750mL EMEA: 40808;Anticoagulant Citrate Dextrose Solution, ACD-A 750mL Australia: 40809;Anticoagulant Citrate Dextrose Solution;, ACD-A 500mL EMEA: 04814Anticoagulant Citrate Dextrose Solution, ACD-A 750mL EMEA: 04818; | Euromed sh.p.k | 08.04.2020 | Terumo BCT Inc. 10811 W.Collins Ave. Lakewood Colorado 80215 USA | Anticoagulant Citrate Dextrose Solution, ACD-A 750mL Australia: 40802;Anticoagulant Citrate Dextrose Solution, ACD-A 500mL EMEA & Nordic: 40804;Anticoagulant Citrate Dextrose Solution, ACD-A 750mL EMEA: 40808;Anticoagulant Citrate Dextrose Solution, ACD-A 750mL Australia: 40809;Anticoagulant Citrate Dextrose Solution;, ACD-A 500mL EMEA: 04814Anticoagulant Citrate Dextrose Solution, ACD-A 750mL EMEA: 04818; | llb | Solucion antikoagulant, perdoret gjate plazmaforezes. | Pajisje nje perdorimeshe
7085 | Amylase: 7D5822 (500 tests);Amylase: 7D5842 (500 tests) | Pegasus sh.p.k | 09.04.2020 | Abbott GmbH & Co. KG, Max-Planck-Ring 2, 65205 Wiesbaden, Germany | Amylase: 7D5822 (500 tests);Amylase: 7D5842 (500 tests) | In Vitro | Reagente qe perdoren per percaktimin sasior te amilazes. | Pajisje te diagnostikimit in vitro
7086 | Aspartate Aminostransferase: 7D8122 (3621 tests) | Pegasus sh.p.k | 09.04.2020 | Abbott GmbH & Co. KG, Max-Planck-Ring 2, 65205 Wiesbaden, Germany | Aspartate Aminostransferase: 7D8122 (3621 tests) | In Vitro | Reagente qe perdoren per percaktimin sasior te enzimes aspartate aminotransferazi. | Pajisje te diagnostikimit in vitro
7087 | Bilirubin Calibrator: 1E6605 | Pegasus sh.p.k | 09.04.2020 | Abbott GmbH & Co. KG, Max-Planck-Ring 2, 65205 Wiesbaden, Germany | Bilirubin Calibrator: 1E6605 | In Vitro | Kalibrator qe perdoret gjate analizes te percaktimit sasior te bilirubines. | Pajisje te diagnostikimit in vitro
7088 | Calcium: 3L7922 (1500 tests);Calcium: 3L7932 (11400 tests);Calcium: 3L7942 (11400 tests) | Pegasus sh.p.k | 09.04.2020 | Abbott GmbH & Co. KG, Max-Planck-Ring 2, 65205 Wiesbaden, Germany | Calcium: 3L7922 (1500 tests);Calcium: 3L7932 (11400 tests);Calcium: 3L7942 (11400 tests) | In Vitro | Reagente qe perdoren per percaktimin sasior te kalciumit. | Pajisje te diagnostikimit in vitro
7089 | Carbon Dioxide Calibrator: 1E6403 | Pegasus sh.p.k | 09.04.2020 | Abbott GmbH & Co. KG, Max-Planck-Ring 2, 65205 Wiesbaden, Germany | Carbon Dioxide Calibrator: 1E6403 | In Vitro | Kalibrator qe perdoret gjate analizes te percaktimit sasior te dioksidit te karbonit. | Pajisje te diagnostikimit in vitro
7090 | Carbon Dioxide: 3L8022 (1500 tests);Carbon Dioxide: 3L8032 (7500 tests);Carbon Dioxide: 3L8042 (7500 tests) | Pegasus sh.p.k | 09.04.2020 | Abbott GmbH & Co. KG, Max-Planck-Ring 2, 65205 Wiesbaden, Germany | Carbon Dioxide: 3L8022 (1500 tests);Carbon Dioxide: 3L8032 (7500 tests);Carbon Dioxide: 3L8042 (7500 tests) | In Vitro | Reagent qe perdoret per percaktimin sasior te dioksidit te karbonit. | Pajisje te diagnostikimit in vitro
7091 | Creatinine: 3L8123 (1875 tests);Creatinine: 3L8133 (7500 tests);Creatinine: 3L8142 (7500 tests) | Pegasus sh.p.k | 09.04.2020 | Abbott GmbH & Co. KG, Max-Planck-Ring 2, 65205 Wiesbaden, Germany | Creatinine: 3L8123 (1875 tests);Creatinine: 3L8133 (7500 tests);Creatinine: 3L8142 (7500 tests) | In Vitro | Reagente qe perdoren per percaktimin sasior te kreatines. | Pajisje te diagnostikimit in vitro
7092 | Direct Bilirubin: 8G6322 (2000 tests) | Pegasus sh.p.k | 09.04.2020 | Abbott GmbH & Co. KG, Max-Planck-Ring 2, 65205 Wiesbaden, Germany | Direct Bilirubin: 8G6322 (2000 tests) | In Vitro | Reagente qe perdoren per percaktimin sasior te bilirubines direkte. | Pajisje te diagnostikimit in vitro
7093 | Gamma-Glutamyl Transferase: 7D6522 (1500 tests);Gamma-Glutamyl Transferase: 7D6542 (1500 tests) | Pegasus sh.p.k | 09.04.2020 | Abbott GmbH & Co. KG, Max-Planck-Ring 2, 65205 Wiesbaden, Germany | Gamma-Glutamyl Transferase: 7D6522 (1500 tests);Gamma-Glutamyl Transferase: 7D6542 (1500 tests) | In Vitro | Reagente qe perdoren per percaktimin sasior te enzimes gama glutamil transferaze. | Pajisje te diagnostikimit in vitro
7094 | Hemoglobin A1 c Reagent: 4P5220 (300 tests);Hemoglobin A1 c Calibrator: 4P5201;Hemoglobin A1 c Controls: 4P5211 | Pegasus sh.p.k | 09.04.2020 | Abbott GmbH & Co. KG, Max-Planck-Ring 2, 65205 Wiesbaden, Germany | Hemoglobin A1 c Reagent: 4P5220 (300 tests);Hemoglobin A1 c Calibrator: 4P5201;Hemoglobin A1 c Controls: 4P5211 | In Vitro | Reagente, kalibrator, kontrolle qe perdoren per percaktimin sasior in vitro te hemoglobines A1 c (NGSP) ose fraksionin e HbA1c ne mmol/mol (IFCC) ne gjakun komplet dhe ne gjakun e hemolizuar ne analizatoret ARCHITECT. | Pajisje te diagnostikimit in vitro
7095 | ICT Serum Calibrator: 1E4604 | Pegasus sh.p.k | 09.04.2020 | Abbott GmbH & Co. KG, Max-Planck-Ring 2, 65205 Wiesbaden, Germany | ICT Serum Calibrator: 1E4604 | In Vitro | Kalibrator qe perdoret gjate analizes te percaktimit sasior te natriumit, kaliumit dhe klorurit ne serumin njerezor. | Pajisje te diagnostikimit in vitro
7096 | ICT Urine Calibrator: 1E4703 | Pegasus sh.p.k | 09.04.2020 | Abbott GmbH & Co. KG, Max-Planck-Ring 2, 65205 Wiesbaden, Germany | ICT Urine Calibrator: 1E4703 | In Vitro | Kalibrator qe perdoret gjate analizes te percaktimit sasior te natriumit, kaliumit dhe klorurit ne urine. | Pajisje te diagnostikimit in vitro
7097 | Charisma Smart Syr Refill 1x4G - A1;Charisma Smart Syr Refill 1x4G - A2;Charisma Smart Syr Refill 1x4G - A3;Charisma Smart Syr Refill 1x4G - A3.5;Charisma Smart Syr Refill 1x4G - B1;Charisma Smart Syr Refill 1x4G - B2;Charisma Smart Syr Refill 1x4G - Dentine;Charisma Smart Syr Combi Kit 4x4G+GB5;Charisma Smart Syr Combi Kit 8x4G+G2B;Charisma Smart Syr Assortment 6x4G | Medfau shpk | 14.04.2020 | Kulzer GmbH Leipziger Straße 2, 63450 Hanau, Deutschland / Germany | Charisma Smart Syr Refill 1x4G - A1;Charisma Smart Syr Refill 1x4G - A2;Charisma Smart Syr Refill 1x4G - A3;Charisma Smart Syr Refill 1x4G - A3.5;Charisma Smart Syr Refill 1x4G - B1;Charisma Smart Syr Refill 1x4G - B2;Charisma Smart Syr Refill 1x4G - Dentine;Charisma Smart Syr Combi Kit 4x4G+GB5;Charisma Smart Syr Combi Kit 8x4G+G2B;Charisma Smart Syr Assortment 6x4G | lla | Kompozit mbushes. | Pajisje te implantueshme jo aktive
7098 | TRANSLUX® WAVE®;TRANSLUX® WAVE® regio | Medfau shpk | 14.04.2020 | Kulzer GmbH Leipziger Straße 2, 63450 Hanau, Deutschland / Germany | TRANSLUX® WAVE®;TRANSLUX® WAVE® regio | l | Llampe polimerizimi. | Pajisje dentare
7099 | Maska mbrojtese njeperdorimshe per fytyren | INTERMED sh.p.k | 10.04.2020 | Sichuan AST Medical Equipment CO.,LTD No.58, Jin-Peng Road C Area, Luxian Industrial Park Luzhou City Sichuan, China 646100 | Disposable Medical Face Mask; Medical Face Shield | I | Maska mbrojtese nje perdorimeshe per fytyren; Mburoja mjekesore per fytyren | Pajisje nje perdorimedhe
7100 | Prismaflex M100 Set; Prismaflex M150 Set | Biometric Albania sh.p.k. | 14.04.2020 | GAMBRO Industries 7, avenue Lionel Terray BP 126, 69883 MEYZIEU Cedex- FRANCE | Prismaflex M100 Set-106697; Prismaflex M150 Set-109990 | IIb | Filtra per pajisje te dializes se vazhdueshme per pajisjen Prismaflex. | Instrumenta shumëpërdorimëshe, Pajisje terapie komplementare, Produkte per institucione te kujdesit shendetesor
7101 | Respiratory Humidifiers | MSE shpk | 14.04.2020 | Fisher & paykel HealthcareLtd. 15 maurice Paykel Place East Tamaki, Auckland 2013 NEW ZELAND | Respiratory Humidifiers (sipas listës bashkëngjitur) | IIa | Lageshtues per ventilator | Tjetër
7102 | Infinity Acute Care System Wokstation Critical Care | MSE shpk | 14.04.2020 | Dragerwerk AG&Co. KGaA Moislinger Alle 53-55, 23542 Lubeck, Germany | Infinity Acute Care System Wokstation Critical Care-Ventilator Intensive Care (sipas listës bashkëngjitur) | IIb | Ventilator per kujdesin intensiv te pacientit | Tjetër
7103 | Spiroguard with Nose Clip and Bite Grip: 28000/22DAK | Biometric Albania sh.p.k. | 14.04.2020 | GVS Filter Technology UK Limited NFC House, Vickers Industrial Estate, Mellishaw Lane, Morecambe, Lancashire LA3 3EN, United Kingdom | Spiroguard with Nose Clip and Bite Grip: 28000/22DAK | lla | Set spirometrie i perbere nga Filter antibakterial, kapese hunde dhe gojez. | Pajisje anestezie dhe respiratore
7104 | Provox HME Cassettes (sipas listes bashkengjitur) | Evita shpk | 14.04.2020 | ATOS Medical AB (P.o. Box 183), Kraftgatan 8, SE-242 22 Hörby, Sweden | Provox HME Cassettes (sipas listes bashkengjitur) | l | Pajisje e specializuar per pacientet qe marrin fryme permes nje trakeostomie. | Tjeter
7105 | Provox2 4.5mm: 7216; Provox2 6mm: 7217; Provox2 8mm: 7218;Provox2 10mm: 7219; Provox2 12.5mm: 7221; Provox2 15mm: 7224 | Evita shpk | 14.04.2020 | ATOS Medical AB (P.o. Box 183), Kraftgatan 8, SE-242 22 Hörby, Sweden | Provox2 4.5mm: 7216; Provox2 6mm: 7217; Provox2 8mm: 7218;Provox2 10mm: 7219; Provox2 12.5mm: 7221; Provox2 15mm: 7224 | llb | Proteze zanore plastike, e bere zakonisht nga silikon i shkalles mjekesore. Vendoset midis tubit te ushqimit dhe gypit te eres, gjate laringjektomise totale. | Tjeter
7106 | Provox LaryButton 12/8: 7671; Provox LaryButton: 14/8: 7672;Provox LaryButton 16/8: 7673; Provox LaryButton 18/8: 7674;Provox LaryButton 12/18: 7685; Provox LaryButton 14/18: 7686;Provox LaryButton 16/18: 7687; Provox LaryButton 18/18: 7688;Provox LaryButton Sizer Kit: 7690 | Evita shpk | 14.04.2020 | ATOS Medical AB (P.o. Box 183), Kraftgatan 8, SE-242 22 Hörby, Sweden | Provox LaryButton 12/8: 7671; Provox LaryButton: 14/8: 7672;Provox LaryButton 16/8: 7673; Provox LaryButton 18/8: 7674;Provox LaryButton 12/18: 7685; Provox LaryButton 14/18: 7686;Provox LaryButton 16/18: 7687; Provox LaryButton 18/18: 7688;Provox LaryButton Sizer Kit: 7690 | lla, llb | Buton silikoni per trakeostomi. | Tjeter
7107 | Provox Lary Products (sipas listes bashkengitur) | Evita shpk | 14.04.2020 | ATOS Medical AB (P.o. Box 183), Kraftgatan 8, SE-242 22 Hörby, Sweden | Provox Lary Products (sipas listes bashkengitur) | llb | Tub i bute i laringoktomise qe mban hapjen e trakeostomise. | Tjeter
7108 | Throat Protect Oral Spray | ApiAlpharma shpk | 14.04.2020 | PHARMALINK, S.L Avda Technologic del Valles, 08290 Cerdanyola del Valles, Spain | Throat Protect Oral Spray | lla | Sprai me ekstrakte bimore si dhe acid hyaluronik. Lehteson, qeteson, freskon e zbut fytin fale perberesve kryesore te saj. | Tjeter
7109 | Propolis nasal spray +1 years | ApiAlpharma shpk | 14.04.2020 | PHARMALINK, S.L Avda Technologic del Valles, 08290 Cerdanyola del Valles, Spain | Propolis nasal spray +1 years | lla | Sprai per hundet me uje deti, propolis dhe trumez. Lehteson dhe kuron problemet e frymemarrjes si bronkiti, alergjite stinore etj. | Tjeter
7110 | Nasal Aspirator and Refills;Refills x10 in blister and flow pack;Refills x20 in flow pack;Refills x30 in flow pack | ApiAlpharma shpk | 14.04.2020 | PHARMALINK, S.L Avda Technologic del Valles, 08290 Cerdanyola del Valles, Spain | Nasal Aspirator and Refills;Refills x10 in blister and flow pack;Refills x20 in flow pack;Refills x30 in flow pack | l | Aspirator nasal per pastrimin e hundes se bebit, me 4 koka rezerve. | Tjeter
7111 | Sterile Latex Surgical Gloves | Biometric Albania sh.p.k. | 14.04.2020 | Zhenjiang Huayang Latex Products Co., Ltd. Lianhe Village, Xinba Town, Yangzhong City, Jiangsu Province, 212212, P.R. China | Sterile Latex Surgical Gloves: 5"; 5.5"; 6"; 6.5"; 7"; 7.5"; 8"; 8.5"; 9"; 9.5"; | IIb | Doreza sterile kirurgjikale | Pajisje nje perdorimeshe; Pajisje per institucione te kujdesist shendetesor
7112 | Examination Lates Gloves | Biometric Albania sh.p.k. | 14.04.2020 | Zhenjiang Huayang Latex Products Co., Ltd. Lianhe Village, Xinba Town, Yangzhong City, Jiangsu Province, 212212, P.R. China | Examination Lates Gloves XS; S; M; L; XL. | IIb | Doreza Sterile ekzaminimi | Pajisje nje perdorimeshe; Pajisje per institucione te kujdesist shendetesor
7113 | Human Chorionic gonadotropin Colloidal gold test | MedCare International sh.p.k | 14.04.2020 | Hubei MEIBAO Biotechnology Co., Ltd. No.5 Hongfu Road, Shayang Economic Development Zone 448200 Jingmen City, P.R. of China | Human Chorionic gonadotropin Colloidal gold test - Strip, Cassette and Midstream | In Vitro | Reagent per diagnostikimin e hormonit Hcg ne urine dhe gjak | Pajisje te diagnostikimit in vitro
7114 | Cooling Patch | MedCare International sh.p.k | 14.04.2020 | Hebei Houde Hanfanf Medical Device Group Co.,Ltd. Beisun, Zhengding County, Shijiazhuang City, Hubei Province, P.R. China | Cooling Patch - HD-CP | I | Xhel per uljen e temperatures tek femijes | Tjeter
7115 | Real-Time PCR Systems | Evita shpk | 14.04.2020 | Shanghai Hongshi Medical Technology, Co., Ltd. No.48A, Yiminhe Road, 200437 Shanghai, P.R. China | Real-Time PCR Systems : SLAN-96S; SLAN-96P; SLAN-48P | In Vitro | Analizator PCR per kryerjen e analizave gjenetike | Tjeter
7116 | Infinity Delta, Infinity Delta Xl, Infinity Kappa (SWVF10) Infinity Docking Stations, Medical Information Bus (MIB) | MSE shpk | 14.04.2020 | Drägerwerk AG&Co. KGaA Moislinger Allee 53-55 23542 Lübeck Germany | Infinity Delta, Infinity Delta Xl, Infinity Kappa (SWVF10) Infinity Docking Stations, Medical Information Bus (MIB) (sipas listes bashkengitur) | IIb | Monitor per monitorimin e pacientit, software sistem, platforme per mbajtjen e monitorit dhe aksesoreve, software per transmetimi te dhenash | Tjeter
7117 | Akesore per monitor pacienti | Health & Light shpk | 15.04.2020 | Philips Medizin Systeme, Böblingen GmbH, Hewlett-Packard-Str. 2, 71034 Böblingen, Germany | Electrode Lead Set (sipas listes bashkengitur) | l | Aksesore ndihmes per monitor pacienti | Tjeter
7118 | Fabius Plus XL | MSE shpk | 16.04.2020 | Dragerwerk AG&Co. KGaA Moislinger Alle 53-55, 23542 Lubeck, Germany | Fabius Plus XL-Anesthesia Workstation (sipas listës bashkëngjitur) | IIb | Makine anestesie | Tjetër
7119 | Savina 300, SW 5.n | MSE shpk | 16.04.2020 | Dragerwerk AG&Co. KGaA Moislinger Alle 53-55, 23542 Lubeck, Germany | Savina 300, SW 5.n - Ventilator, Intensive Care (sipas listës bashkëngjitur) | IIb | Ventilator per kujdesin intensiv te pacientit | Tjetër
7120 | Vioseal; Base it; Fine etch; Viopex | Amber Dental sh.p.k | 16.04.2020 | SPIDENT CO., LTD, 203&312, Korea Industrial Complex, 722, Gojan-dong, Namdong-Gu, Incheon, Korea 405-821 | VioSeal, Root canal sealing & filling material ; Base it, Dental light-cured base and liner; FineEtch, Dental etchant; VioPex, Temporary root canal filling material; | IIa | Materiale per mbushje kanali, shterse izoluese dhe per infeksione. | Pajisje dentare
7121 | 2019-nCoV IgG (CLIA) (Cat. No: 130219015M; Model: 100 tests);2019-nCoV IgM (CLIA) (Cat. No: 130219016M; Model: 100 tests) | Genius shpk | 16.04.2020 | Shenzhen New Industries Biomedical Engineering Co., Ltd. No.23, Jinxiu East Road, Pingshan District, 518122 Shenzhen, P.R.China | 2019-nCoV IgG (CLIA) (Cat. No: 130219015M; Model: 100 tests);2019-nCoV IgM (CLIA) (Cat. No: 130219016M; Model: 100 tests) | In Vitro | Reagente in vitro diagnostifikues IVDD per testimin dhe kryerjen e analizave te Covid-19 ne instrumentin Maglum. | Pajisje te diagnostikimit in vitro
7122 | Mascherina in TNT a 3 strati con elastici - LATEX FREE: B0110/LF/VND | Nephromed Albania sh.p.k | 21.04.2020 | EMODIAL S.r.l Via Finati 4A, 44124-Ferrara-Itlalia | Mascherina in TNT a 3 strati con elastici - LATEX FREE: B0110/LF/VND | l | Maske e thjeshte me tre shtresa, nje perdorimeshe, jo-sterile, pa lateks. | Pajisje nje perdorimeshe
7123 | X-Ray Detectable Gauze Sponges;X-Ray Detectable Gauze Balls;X-Ray Detectable Lap sponges;X-Ray Detectable Gauze bandage | P.N.G shpk | 21.04.2020 | Wuhan Jacky Jenny Industries Co., Ltd. No.5-N1 (11) Xiaoxiaongxi Road. Jinyinhu Dongxihu District, 430040 Wuhan City, Hubei Province P.R.China | X-Ray Detectable Gauze Sponges;X-Ray Detectable Gauze Balls;X-Ray Detectable Lap sponges;X-Ray Detectable Gauze bandage | lla | Garza jo sterile me rreze X per mjekimin e plageve. | Pajisje nje perdorimeshe
7124 | Medical Face Shield: F01, F02, F07, F13, F14 | O.E.S Distrimed sh.p.k | 21.04.2020 | Andent Dental Co., Ltd. Haunghua city (0611100), Hebei province, China | Medical Face Shield: F01, F02, F07, F13, F14 | l | Mburoje fytyre, mjekesore. Perdorim spitalor. | Pajisje nje perdorimeshe
7125 | Multi-Parameter Patient Monitor: PM-7000C, PM-7000D | O.E.S Distrimed sh.p.k | 21.04.2020 | Wuhan Zoncare Bio-medical Electronics Co., Ltd. #380, High-tech 2nd road, Eastlake high-tech district, Wuhan, Hubei, P.R.China | Multi-Parameter Patient Monitor: PM-7000C, PM-7000D | llb | Monitor pacienti per monitorimin e parametrave vitale te pacienteve. | Produkte per institucione te kujdesit shendetesor
7126 | Guanto Ajsia®: G00730 400 Safe | Clean World Professional | 21.04.2020 | Bertozzi S.r.l. Via Filagni 2, 43044 Collecchio (Parma) Italy | Guanto Ajsia®: G00730 400 Safe | l | Doreza nitrile, pa puder lubrifikues dhe pa latex, jo sterile. | Pajisje nje perdorimeshe
7127 | Guanto Ajsia®: G00519 Soft | Clean World Professional | 21.04.2020 | Bertozzi S.r.l. Via Filagni 2, 43044 Collecchio (Parma) Italy | Guanto Ajsia®: G00519 Soft | l | Doreza nitrile, pa puder lubrifikues dhe pa latex, jo sterile. | Pajisje nje perdorimeshe
7128 | Guanto Ajsia®: G00506 Soft | Clean World Professional | 21.04.2020 | Bertozzi S.r.l. Via Filagni 2, 43044 Collecchio (Parma) Italy | Guanto Ajsia®: G00506 Soft | l | Doreze ekzaminimi ne latice (lateks) me puder, jo sterile. | Pajisje nje perdorimeshe
7129 | Guanto Ajsia®: G00518 Black | Clean World Professional | 21.04.2020 | Bertozzi S.r.l. Via Filagni 2, 43044 Collecchio (Parma) Italy | Guanto Ajsia®: G00518 Black | l | Doreza nitrile, pa puder lubrifikues dhe pa latex, jo sterile. | Pajisje nje perdorimeshe
7130 | Guanto Ajsia®: G00532 High Risk | Clean World Professional | 21.04.2020 | Bertozzi S.r.l. Via Filagni 2, 43044 Collecchio (Parma) Italy | Guanto Ajsia®: G00532 High Risk | l | Doreze ekzaminimi ne latice (lateks) me puder, jo sterile. | Pajisje nje perdorimeshe
7131 | Guanto Ajsia®: G00515 30 cm | Clean World Professional | 21.04.2020 | Bertozzi S.r.l. Via Filagni 2, 43044 Collecchio (Parma) Italy | Guanto Ajsia®: G00515 30 cm | l | Doreza nitrile, pa puder lubrifikues dhe pa latex, jo sterile. | Pajisje nje perdorimeshe
7132 | HeraCream Opaque OA2, 20g - 66003302;HeraCream Dentine DA2, 100g - 66003369;HeraCream Incisal S2, 100g - 66003401;HeraCream Gingiva G4, 20g - 66018491;HeraCream Glaze universal, 2ml - 66052911;HeraCream NP-Primer - 66044605 | Medfau shpk | 21.04.2020 | Kulzer GmbH Leipziger Straße 2, 63450 Hanau, Deutschland / Germany | HeraCream Opaque OA2, 20g - 66003302;HeraCream Dentine DA2, 100g - 66003369;HeraCream Incisal S2, 100g - 66003401;HeraCream Gingiva G4, 20g - 66018491;HeraCream Glaze universal, 2ml - 66052911;HeraCream NP-Primer - 66044605 | lla | Porcelan per punime metal-porcelan. | Pajisje te impalntueshme jo aktive
7133 | HeraCream Zirkonia:HC-Zirkonia Zr-Adhesive, 3ml - 66039940;HC-Zirkonia Liner LA1, 2ml - 66020167;HC-Zirkonia Dentine DA2, 20g - 66020189;HC-Zirkonia Incisal S1, 20g - 66020204;HC-Zirkonia Opaltranspa OT1, 20g - 66020253;HC-Zirkonia Margin HM1, 20g - 66020262;HC-Zirkonia Enhacer EH neutral, 20g - 66036316 | Medfau shpk | 21.04.2020 | Kulzer GmbH Leipziger Straße 2, 63450 Hanau, Deutschland / Germany | HeraCream Zirkonia:HC-Zirkonia Zr-Adhesive, 3ml - 66039940;HC-Zirkonia Liner LA1, 2ml - 66020167;HC-Zirkonia Dentine DA2, 20g - 66020189;HC-Zirkonia Incisal S1, 20g - 66020204;HC-Zirkonia Opaltranspa OT1, 20g - 66020253;HC-Zirkonia Margin HM1, 20g - 66020262;HC-Zirkonia Enhacer EH neutral, 20g - 66036316 | lla | Porcelan per punime zirkoni. | Pajisje te impalntueshme jo aktive
7134 | Charizma Topaz (sipas listes bashkengjitur) | Medfau shpk | 21.04.2020 | Kulzer GmbH Leipziger Straße 2, 63450 Hanau, Deutschland / Germany | Charizma Topaz (sipas listes bashkengjitur) | lla | Kompozit mbushes. | Pajisje te impalntueshme jo aktive
7135 | Charisma Flow (sipas listes bashkengjitur) | Medfau shpk | 21.04.2020 | Kulzer GmbH Leipziger Straße 2, 63450 Hanau, Deutschland / Germany | Charisma Flow (sipas listes bashkengjitur) | lla | Kompozit mbushes. | Pajisje te impalntueshme jo aktive
7136 | Charisma Easyshine Polishing Kit (6): 66060002;Charisma Easyshine Refill-Flame (12): 66060003;Charisma Easyshine Refill-Large Flame (12): 66060004;Charisma Easyshine Refill-Cup (12): 66060005 | Medfau shpk | 21.04.2020 | Kulzer GmbH Leipziger Straße 2, 63450 Hanau, Deutschland / Germany | Charisma Easyshine Polishing Kit (6): 66060002;Charisma Easyshine Refill-Flame (12): 66060003;Charisma Easyshine Refill-Large Flame (12): 66060004;Charisma Easyshine Refill-Cup (12): 66060005 | lla | Kompozit mbushes. | Pajisje te impalntueshme jo aktive
7137 | Flowmeters: MG-F-x, MG-NS, MG-FLSS-PRx, MG-FLD-x, MG-FLSR-PRx, MG-FLD-Rx, MG-FLOR-x, MG-FLOR-Rx, MG-NEM-x, MG-FLOT-x, MG-FLOT-Rx | Fedos shpk | 21.04.2020 | Megasan Medikal Gaz Sistenleri Tibbi Alet Ve Cihazlar Inşaat Taahhüt Madencilik Nakliye Turizm Ithalat Ihracat Sanayi Ve Ticaret Anonim Şirketi Cumhuriyet Mah. Düvenciler Sok. Zafer Iş Hani Apt. 33/411 Merkez-Çankiri-Turkey | Flowmeters: MG-F-x, MG-NS, MG-FLSS-PRx, MG-FLD-x, MG-FLSR-PRx, MG-FLD-Rx, MG-FLOR-x, MG-FLOR-Rx, MG-NEM-x, MG-FLOT-x, MG-FLOT-Rx | llb | Pajisje respiratore e cila percakton volumin e oksigjenit ne nje volum te caktuar gazesh. | Pajisje anestezie dhe respiratore.
7138 | Non-sterile, Nonwoven Face Mask | Fedos shpk | 21.04.2020 | Xiantao Tongda Non-woven Products Co., Ltd. No. 28, Pengchang Road, 433018 Xiantao, China | Non-sterile, Nonwoven Face Mask | l | Maska fytyre nje perdorimeshe, jo sterile. | Pajisje nje perdorimeshe
7139 | Electric Operating Table / Multi-Purpose Operating Table: ET100, ET200, ET300C, ET400, ET400A, ET400B, ET500, ET600, ET700, ET700A, ET700S, ET800, MT100, MT300, MT300A, MT300D, MT400, MT400B, MT500, MT600 (with accessories) | MSE shpk | 21.04.2020 | Ningbo Techart Medical Equipment Co., Ltd. No. 99 Western of Hongtang South Road Ningbo, Zhejiang 315033, P.R.China | Electric Operating Table / Multi-Purpose Operating Table: ET100, ET200, ET300C, ET400, ET400A, ET400B, ET500, ET600, ET700, ET700A, ET700S, ET800, MT100, MT300, MT300A, MT300D, MT400, MT400B, MT500, MT600 (with accessories) | l | Kreat opercioni dhe aksesoret. | Tjeter
7140 | Electric Operating Table / Multi-Purpose Operating Table: ET100, ET200, ET300C, ET400, ET400A, ET400B, ET500, ET600, ET700, ET700A, ET700S, ET800, MT100, MT300, MT300A, MT300D, MT400, MT400B, MT500, MT600 (with accessories) | Evita shpk | 21.04.2020 | Ningbo Techart Medical Equipment Co., Ltd. No. 99 Western of Hongtang South Road Ningbo, Zhejiang 315033, P.R.China | Electric Operating Table / Multi-Purpose Operating Table: ET100, ET200, ET300C, ET400, ET400A, ET400B, ET500, ET600, ET700, ET700A, ET700S, ET800, MT100, MT300, MT300A, MT300D, MT400, MT400B, MT500, MT600 (with accessories) | l | Kreat opercioni dhe aksesoret. | Tjeter
7141 | MiniCollect® K3E K3EDTA TUBE (sipas listes bashkengjitur) | Swissmed sh.p.k | 21.04.2020 | Greiner Bio-One GmbH Bad Haller Straße 32, 4550 Kremsmünster, Austria | MiniCollect® K3E K3EDTA TUBE (sipas listes bashkengjitur) | In Vitro | Materiale konsumi te ndryshme, sistemi i marrjes se gjakut. | Pajisje laboratori
7142 | Urea Nitrogen | Pegasus sh.p.k | 23.04.2020 | Abbott GmbH & Co.KG Max-Planck-Ring 2, 65205 Wiesbaden, Germany | Urea Nitrogen 7D75-22; Urea Nitrogen 7D75-32 | In Vitro | Reagente qe perdoren per percaktimin sasior te urese ne gjak, serum dhe urine. | Pajisje te diagnostikimit in vitro
7143 | Phosphorus | Pegasus sh.p.k | 23.04.2020 | Abbott GmbH & Co.KG Max-Planck-Ring 2, 65205 Wiesbaden, Germany | Phosphorus 7D71-23; Phosphorus 7D71-32 | In Vitro | Reagente qe perdoren per percaktimin sasior te fosforit ne gjak, serum dhe urine. | Pajisje te diagnostikimit in vitro
7144 | Lactate Dehydrogenase | Pegasus sh.p.k | 23.04.2020 | Abbott GmbH & Co.KG Max-Planck-Ring 2, 65205 Wiesbaden, Germany | Lactate Dehydrogenase 2P56-22 ; Lactate Dehydrogenase 2P56-42 | In Vitro | Reagente qe perdoren per percaktimin sasior te enzimes laktate dehidrogjenaze ne serum dhe plazem. | Pajisje te diagnostikimit in vitro
7145 | Creatine Kinase | Pegasus sh.p.k | 23.04.2020 | Abbott GmbH & Co.KG Max-Planck-Ring 2, 65205 Wiesbaden, Germany | Creatine Kinase 7D63-22 ; Creatine Kinase 7D63-42 | In Vitro | Reagente qe perdoren per percaktimin sasior te enzimes kreatin kinazi ne serum dhe plazem. | Pajisje te diagnostikimit in vitro
7146 | Activated aspartate aminotransferase | Pegasus sh.p.k | 23.04.2020 | Abbott GmbH & Co.KG Max-Planck-Ring 2, 65205 Wiesbaden, Germany | Activated aspartate aminotransferase 8L91-22; Activated aspartate aminotransferase 8L91-42 | In Vitro | Reagente qe perdoren per percaktimin sasior te enzimes aspartat aminotranferazi ne serum dhe plazem. | Pajisje te diagnostikimit in vitro
7147 | Glucose | Pegasus sh.p.k | 23.04.2020 | Abbott GmbH & Co.KG Max-Planck-Ring 2, 65205 Wiesbaden, Germany | Glucose 3L82-22; Glucose 3L82-42 | In Vitro | Reagente qe perdoren per percaktimin sasior te glukozes ne serum, plazem dhe urine.. | Pajisje te diagnostikimit in vitro
7148 | Cholesterol | Pegasus sh.p.k | 23.04.2020 | Abbott GmbH & Co.KG Max-Planck-Ring 2, 65205 Wiesbaden, Germany | Cholesterol 7D62-22 | In Vitro | Reagente qe perdoren per percaktimin sasior te kolesterolit ne serum dhe plazem. | Pajisje te diagnostikimit in vitro
7149 | Activated Alanine aminotransferase | Pegasus sh.p.k | 23.04.2020 | Abbott GmbH & Co.KG Max-Planck-Ring 2, 65205 Wiesbaden, Germany | Activated Alanine Aminotransferase 8L92-22; Activated Alanine aminotransferase 8L92-42 | In Vitro | Reagente qe perdoren per percaktimin sasior te enzimes alanine aminotranferazi ne serum dhe plazem. | Pajisje te diagnostikimit in vitro
7150 | BacT/ALERT® BPA Culture Bottle | Labopharma shpk | 23.04.2020 | bioMèrieux Inc. 100 Rodolphe Street, Durham, NC 27712, USA | BacT/ALERT® BPA Culture Bottle 279018; BacT/ALERT® BPN Culture Bottle 279019; BacT/ALERT® BPA Culture Bottle 279044; BacT/ALERT® BPN Culture Bottle 279045 | In Vitro | Jane shishe qe suportojne rritjen e mikroorganizmave anaerobike te cilat perdoren ne analizatorin BacT / ALERT®. | Pajisje te diagnostikimit in vitro
7151 | BacT/ALERT® FA Plus Culture Bottle | Labopharma shpk | 23.04.2020 | bioMèrieux Inc. 100 Rodolphe Street, Durham, NC 27712, USA | BacT/ALERT® FA Plus Culture Bottle 410851; BacT/ALERT® FA Plus Culture Bottle 410852; BacT/ALERT® FA Plus Culture Bottle 410853 | In Vitro | Jane shishe qe permbajne nje shtrese polimerike adsorbente ne te cilat testohet kompione te gjakut ose fluide sterile te trupit. | Pajisje te diagnostikimit in vitro
7152 | BacT/ALERT Blood Collection Adapter Cap 279012; BacT/ALERT Blood Collection Adapter Insert 279013 | Labopharma shpk | 23.04.2020 | bioMèrieux Inc. 100 Rodolphe Street, Durham, NC 27712, USA | BacT/ALERT Blood Collection Adapter Cap 279012; BacT/ALERT Blood Collection Adapter Insert 279013 | In Vitro | Jane pajisje qe ndihmojne ne mbushjen e eprovetave me gjak kur perdoret seti flutur per mbledhjen e tij ne menyre qe te analizohet. | Pajisje te diagnostikimit in vitro
7153 | BacT/ALERT® 3D Left and Right Instrumentation | Labopharma shpk | 23.04.2020 | bioMèrieux Inc. 100 Rodolphe Street, Durham, NC 27712, USA | BacT/ALERT® 3D Left and Right Instrumentation (sipas listës bashkëngjitur) | In Vitro | Jane software-t dhe reagentet per mirefunksionimin e analizatorit i cili është nje analizator automatik i aftë për të inkubuar, nxitur dhe monitoruar vazhdimisht mikroorganizmat anaerobik dhe aerobik te mbjellur ne kultura qe vijne nga paciente qe dyshohen se dyshohet se kane bakteriomi, fungemia dhe / ose mycobacteriomi ose ne kampione qe dyshohen per kontaminim bakterial ose fungal. | Pajisje te diagnostikimit in vitro
7154 | BacT/ALERT® 3D Combination Module | Labopharma shpk | 23.04.2020 | bioMèrieux Inc. 100 Rodolphe Street, Durham, NC 27712, USA | BacT/ALERT® 3D Combination Module (sipas listës bashkëngjitur) | In Vitro | jane software-t dhe reagentet per mirefunksionimin e analizatorit i cili është nje analizator automatik i aftë për të inkubuar, nxitur dhe monitoruar vazhdimisht mikroorganizmat anaerobik dhe aerobik te mbjellur ne kultura qe vijne nga paciente qe dyshohen se dyshohet se kane bakteriomi, fungemia dhe / ose mycobacteriomi ose ne kampione qe dyshohen per kontaminim bakterial ose fungal. | Pajisje te diagnostikimit in vitro
7155 | Infusion Sets for Single Use (with needle) | Euromed sh.p.k | 23.04.2020 | Jiangsu Zhengkang Medical Apparatus Co., Ltd Sanhekou, Zhenglu town, 213115 Changzhou City, Jiangsu, PEOPLE.S REPUBLIC OF CHINA | Infusion Sets for Single Use (with needle) | IIa | Set infusioni me age, lidh pajisjen e shperndarjes se pompes se insulines tek trupi. | Pajisje nje perdorimedhe
7156 | Patient Monitor | O.E.S Distrimed sh.p.k | 21.04.2020 | Guangdong Biolight Meditech Co., Ltd. No.2 Innovation First Road Technical Innovation Coast Hi-tech Zone, Zhuhai 519085 Zhuhai, Guangdong PR of China | Patient monitors (sipas listes se bashkangjitur) | llb | Monitor per monitorimin e parametrave jetesor | Produkte per institucione te kujdesit shendetesor
7157 | Fingertip pulse oximeter, Wrist oximeter | O.E.S Distrimed sh.p.k | 21.04.2020 | Jiangsu Konsung Bio- Medical Science And Technology Co., Ltd. No.8, Shengchang West Road, Danyang Development Zone,Jiangsu Province,212300, P.R. China | Fingertip pulse oximeter, Wrist oximeter (sipas listes se bashkangjitur) | llb | Monitorimin e pulsit dhe nivelit te oksigjenimit | Produkte per institucione te kujdesit shendetesor
7158 | Fecal Occult Blood Rapid Test | Swissmed sh.p.k | 21.04.2020 | Köroğlu Medikal Tibbi Malzemeleri Kozmetik Ithalat Ihracat San. Ve Tic. Ltd. Şti. 1776/23 Sok. No: 4/A Mevlana Mah. Bornova Izmir - Turkey | Fecal Occult Blood Cassette Rapid Test Device; Fecal Occult Blood Strip Rapid Test Device | In Vitro | Reagent per identifikimin dhe percaktimin e gjakut okult ne fece | Pajisje te diagnostikimit in vitro; pajisje nje perdorimeshe; Produkte per institucione te kujdesit shendetesor; Pajisje laboratori
7159 | BiCart 650; BiCart 720 | Biometric Albania sh.p.k. | 21.04.2020 | Gambro Lundia AB. Box 10101 Magistratsvagen 16 SE-220 10 Lund Sweden | BiCart 650: 112471; 113576; 955655; 114876. BiCart 720: 109183; 109733; 112472; 114427; 112566. | llb | Koncentrat Bikarbonat Natriumi per trajtimin e Biodializes | Pajisje terapie komplementare; Produkte per institucione te kujdesit shendetesor
7160 | Bimbilax microclismi bambini 5g | CFO Pharma shpk | 21.04.2020 | S.F GROUP Srl, Via Tiburtina, 1143-00156- Rome, Italy | Bimbilax microclismi bambini 5g | I | Pajisje mjekesore per femije qe ndihmon ne probleme me konstipacionin | Tjeter
7161 | Alanine Aminotransferase | Pegasus sh.p.k | 21.04.2020 | Abbott GmbH & Co.KG Max-Planck-Ring 2, 65205 Wiesbaden, Germany | Alanine Aminotransferase 7D56-22 (3621 tests) | In Vitro | Reagent qe perdoren per percaktimin sasior te alanine aminotranferazes ne serumin dhe plazem. | Pajisje te diagnostikimit in vitro
7162 | Reagent per faktoret e koagulimit te gjakut | Pegasus sh.p.k | 21.04.2020 | Erba Lachema s.r.o., Brno, Karάsek 2219/1d, Czech Republic | Coagulation (Sipas listes bashkengjitur) | In Vitro | Reagent qe perdoren ne aparatet analizues te gjakut per te verifkuar sasine e aktivizuar te faktoreve te koagulimit te gjakut | Pajisje te diagnostikimit in vitro
7163 | Reagent per analizen e urines | Pegasus sh.p.k | 21.04.2020 | Erba Lachema s.r.o., Brno, Karάsek 2219/1d, Czech Republic | (Sipas listes bashkengjitur) | In Vitro | Reagent per te verifikuar prezencen e proteinave, glukozes, ketonev, albumines, bilirubines, nitrateve, eritrociteve,ph e urines, ne urine ne analizatorin LAURA | Pajisje te diagnostikimit in vitro
7164 | Elite H5 CON L | Pegasus sh.p.k | 21.04.2020 | Erba Lachema s.r.o., Brno, Karάsek 2219/1d, Czech Republic | Elite H5 CON L HEM00024; Elite H5 CON N HEM00025; Elite H5 CON H HEM00026; Elite H CAL HEM00027. | In Vitro | Kontrolle per te monitoruar precizionin e analizatoreve te automatizuar hematologe dhe kalibratore | Pajisje te diagnostikimit in vitro
7165 | Lipid Multiconstituent Calibrator | Pegasus sh.p.k | 21.04.2020 | Abbott GmbH & Co.KG Max-Planck-Ring 2, 65205 Wiesbaden, Germany | Lipid Multiconstituent Calibrator 5P56-002 | In Vitro | Jane kalibratore qe perdoren per percaktimin sasior te Apolipoproteines A1, B, lipoproteines me densitet te ulet dhe te larte | Pajisje te diagnostikimit in vitro
7166 | Magnesium | Pegasus sh.p.k | 21.04.2020 | Abbott GmbH & Co.KG Max-Planck-Ring 2, 65205 Wiesbaden, Germany | Magnesium 3P68-22 (1000 tests); 3P68-32 (3750 tests) | In Vitro | Jane reagent qe perdoren per percaktimin sasior te magneziumit ne plazem dhe urine | Pajisje te diagnostikimit in vitro
7167 | Multiconstituent Calibrator | Pegasus sh.p.k | 21.04.2020 | Abbott GmbH & Co.KG Max-Planck-Ring 2, 65205 Wiesbaden, Germany | Multiconstituent Calibrator 1E65-06 | In Vitro | Eshte kalibrator qe perdore gjate analizes se albumines, kalciumit, kolesterolit, kreatines etj. | Pajisje te diagnostikimit in vitro
7168 | ICT Reference Solution | Pegasus sh.p.k | 21.04.2020 | Abbott GmbH & Co.KG Max-Planck-Ring 2, 65205 Wiesbaden, Germany | ICT Reference Solution 1E49-21 | In Vitro |  | Pajisje te diagnostikimit in vitro
7169 | Total Protein | Pegasus sh.p.k | 21.04.2020 | Abbott GmbH & Co.KG Max-Planck-Ring 2, 65205 Wiesbaden, Germany | Total Protein 7D73-22 (3622 tests) | In Vitro | Jane reagent qe perdoren per percaktimin sasior te proteines totale ne serumin njerezor dhe plazem | Pajisje te diagnostikimit in vitro
7170 | Tranferrin | Pegasus sh.p.k | 21.04.2020 | Abbott GmbH & Co.KG Max-Planck-Ring 2, 65205 Wiesbaden, Germany | Tranferrin 1E04-22 (391 tests); Tranferrin 1E04-42 (391 tests). | In Vitro | Jane reagent qe perdoren per percaktimin sasior te transferines ne serumin njerezor dhe plazem | Pajisje te diagnostikimit in vitro
7171 | Ultra HDL | Pegasus sh.p.k | 21.04.2020 | Abbott GmbH & Co.KG Max-Planck-Ring 2, 65205 Wiesbaden, Germany | Ultra HDL 3K33-22 (1440 tests) | In Vitro | Jane reagent qe perdoren per percaktimin sasior te lipoproteines me densitet te larte ne serumin njerezor dhe plazem | Pajisje te diagnostikimit in vitro
7172 | Albumin BCG | Pegasus sh.p.k | 21.04.2020 | Abbott GmbH & Co.KG Max-Planck-Ring 2, 65205 Wiesbaden, Germany | Albumin BCG 7D53-24 (2607 tests) | In Vitro | Jane reagent qe perdoren per percaktimin sasior te albumines ne serumin njerezor dhe plazem | Pajisje te diagnostikimit in vitro
7173 | Urine/CSF Protein | Pegasus sh.p.k | 21.04.2020 | Abbott GmbH & Co.KG Max-Planck-Ring 2, 65205 Wiesbaden, Germany | Urine/CSF Protein 7D79-22 (2244 tests); Urine/CSF Protein 7D79-32 (209 tests) | In Vitro | Jane reagent qe perdoren per percaktimin sasior te proteinave ne urine dhe fluidin cerebrospinal | Pajisje te diagnostikimit in vitro
7174 | Urine/CSF Protein Calibrator | Pegasus sh.p.k | 21.04.2020 | Abbott GmbH & Co.KG Max-Planck-Ring 2, 65205 Wiesbaden, Germany | Urine/CSF Protein Calibrator 1E71-03 | In Vitro | Eshte kalibrator I perdorur per percaktimin sasior te proteinave ne urine dhe fluidin cerebrospinal | Pajisje te diagnostikimit in vitro
7175 | Urine Acid | Pegasus sh.p.k | 21.04.2020 | Abbott GmbH & Co.KG Max-Planck-Ring 2, 65205 Wiesbaden, Germany | Urine Acid 3P39-22 (1300 tests); Urine Acid 3P39-42(1300 tests) | In Vitro | Jane reagent qe perdoren per percaktimin sasior te acidit urik ne serumin njerezor dhe ne plazem | Pajisje te diagnostikimit in vitro
7176 | Ureteral Access Sheath | Evita shpk | 22.04.2020 | Urotech GmbH Medi-Globe-Str. 1-5 83101 Rohrdorf/ Achenmühle, Germany | Ureteral Access Sheath (sipas listes se bashkalidhur) | l | Perdoret gjate procedurave urologjike endoskopike, duke lehtesuar keshtu kalimin e endoskopeve dhe instrumentave te tjere ne traktin urinar. | Tjeter
7177 | Pusher and Retrieval Device | Evita shpk | 22.04.2020 | Urotech GmbH Medi-Globe-Str. 1-5 83101 Rohrdorf/ Achenmühle, Germany | Pusher and Retrieval Device (sipas listes se bashkalidhur) | l | Sistem per terheqjen e trupit te huaj ne trupin e njeriut | Tjeter
7178 | Stone Retrieval Basket | Evita shpk | 22.04.2020 | Urotech GmbH Medi-Globe-Str. 1-5 83101 Rohrdorf/ Achenmühle, Germany | Stone Retrieval Basket (sipas listes se bashkalidhur) | l | Perdoret per terheqjen e gureve nga kanalet urinare | Tjeter
7179 | Spider immobilization systems | Euromed sh.p.k | 22.04.2020 | Gima S.p.A. Via Marconi,1 20060 Gessate (MI)- Italy | Spider Immobilization Systems- adjustable 34018 | I | Pajisje qe perdoret per pacientet qe kane probleme me shtyllen kurrizore | Pajisje asistive per persona me aftesi te kufizuar
7180 | Spinal board with pins | Euromed sh.p.k | 22.04.2020 | Gima S.p.A. Via Marconi,1 20060 Gessate (MI)- Italy | Spinal Board -with pins 34097 | I | Pajisje qe perdoret per te siguruar mbeshtethje gjate levizjes se nje personi me lendime te shtylles kurrizore | Pajisje diagnostikuese dhe terapeutike me rrezatim
7181 | VITEK®MS & Accessories | Labopharma shpk | 22.04.2020 | bioMèrieux SA 376 Chemin de l'Orme 69280 Marcy l'Etoile - France | VITEK®MS & Accessories (sipas listes bashkalidhur) | In Vitro | Mas-spektomer per te identifikuar mikroorganizmat ne kultura te marra nga kampione njerezore. | Pajisje te diagnostikimit in vitro
7182 | VITEK®2 Instrumentation & Accessories | Labopharma shpk | 22.04.2020 | bioMèrieuxInc. 100 Rodolphe Street, Durham, NC 27712, USA | VITEK®2 Instrumentation & Accessories (sipas listes bashkalidhur) | In Vitro | Analizator automatik per testimin sasior dhe cilesor te baktereve gram-negative | Pajisje te diagnostikimit in vitro
7183 | VITEK®2 AST CARDS | Labopharma shpk | 22.04.2020 | bioMèrieuxInc. 100 Rodolphe Street, Durham, NC 27712, USA | VITEK®2 AST CARDS (sipas listes bashkalidhur) | In Vitro | Karta per testimin e ndjeshmerise antimikrobike | Pajisje te diagnostikimit in vitro
7184 | VITEK 2 Colometric Identification Cards | Labopharma shpk | 22.04.2020 | bioMèrieux Inc. 100 Rodolphe Street, Durham, NC 27712, USA | VITEK 2 Colometric Identification Cards : GN21341; GP21342; YST21343; NH21346; ANC21347 | In Vitro | Jane karta te cilat perdorin nje teknologji identifikimi me ngjyrosje per diferencimin e mikroorganizmave | Pajisje te diagnostikimit in vitro
7185 | VIDAS®; miniVIDAS; VIDAS® Lens Cleaner | Labopharma shpk | 22.04.2020 | bioMèrieux SA 376 Chemin de l'Orme 69280 Marcy l'Etoile - France | VIDAS® 410417; miniVIDAS 410416; VIDAS® Lens Cleaner (Accessory for VIDAS and miniVIDAS 93567 | In Vitro | Imunoanalizator I cili bazaohet ne teknologjine "Enzyme Linked Fluorescenct Assay" | Pajisje te diagnostikimit in vitro
7186 | Sterile Flocked Swabs | O.E.S Distrimed sh.p.k | 22.04.2020 | Noble Bioscience, Inc. 25, Ganeunggol 1-gil, Bongdam-eup, Hwaseong-si, Gyeonggi-do, Korea | Sterile Flocked Swabs (sipas listes bashkalidhur) | IIa | Tampone sterile per marrjen e mostrave virale | Pajisje te diagnostikimit in vitro
7187 | RQ Radifocus OUTLOOK | Biometric Albania sh.p.k. | 23.04.2020 | Terumo Corporation, 44-1, 2-chome, Hatagata, Shibuya-ku, Tokyo 151-0072, Japan | Outlook Angiographic catheter (sipas listës bashkëngjitur) | III | Kateter per angiografi | Pajisje nje perdorimeshe
7188 | Bpap Unit (CPAP System) | Biometric Albania sh.p.k. | 23.04.2020 | Kare Medical and Analytical Devices Ltd. Company, Kultur mh. Ziya Gokalp Cd. 36/23 Cankaya, Ankara | Bpap Unit: SleepOne Bilevel S, SleepOne Bilevel ST, SleepOne Bilevel Auto, SleepOne Bilevel ST Auto, SleepOne Provt | IIa | Pajisje per reanimimin e pacientit. | Pajisje anestezie dhe reanimatore, Pajisje mekanike
7189 | FLOQSwabs® | Pegasus sh.p.k | 23.04.2020 | Copan Italia S.P.A,, Via perotti, 10, 25125 Brescia, Italia | FLOQSwabs® (sipas listës bashkëngjitur) | IIa | Tampone te perbere nga nje shkop plastik i veshur ne maje me fije Nylon® qe kane dimensione dhe forma te ndryshme qe sherben si aplikator per mbledhjen e kampioneve biologjike per t'u analizuar me pas. | Pajisje laboratori
7190 | Vacuette Tourniquets | Swissmed sh.p.k | 23.04.2020 | Greiner Bio-One GmbH, Bad Haller Strabe 32, 4550 Kremsmunster, Austria | Vacuette® Tourniquets: Vacuette® Tourniquets llatex-free, non-sterile 840050; Vacuette® Tourniquets for children, latex-free, non-sterile 840051; Vacuette® disposable Tourniquet latex-free, synthetic rubber, non-sterile 840053; Vacuette® Super-T Disposable Tourniquet latex-free 840056; Vacuette® Super-T Sample Set Englosh, samples for demonstration purposes only 980961 | I | Zhgut per perdorim ne fazen preanalitike | Pajisje laboratori,
7191 | Viral Preservative Medium (VPM)/ I:1ml/bottle, 1.5ml/bottle, 2ml/bottle, 3ml/bottle, 3.5ml/bottle, 4ml/bottle, 4.5ml/bottle, 5ml/bottle, 10ml/bottle | Vactro Scientific shpk | 23.04.2020 | Guangzhou Improve Medical Instruments Co., Ltd. No. 102, Kaiyuan Avenue, Science City, Guangzhou Economik & Technological Development Disterict, Guangzhou, China. 510530 | Viral Preservative Medium (VPM)/ I:1ml/bottle, 1.5ml/bottle, 2ml/bottle, 3ml/bottle, 3.5ml/bottle, 4ml/bottle, 4.5ml/bottle, 5ml/bottle, 10ml/bottle | In Vitro | Tuba per transferimin e mostrave virale. | Pajisje laboratori
7192 | HiViral™ Transport Kit: MS2760; HiViral™ Transport Kit (A): MS2760A; HiViral™ Transport Kit (B): MS2760B; HiViral™ Transport Kit ©: MS2760C; HiViral™ Transport Kit (D): MS2760D; HiViral™ Transport Kit (E): MS2760E; HiViral™ Transport Kit (F): MS2760F; HiViral™ Transport Kit (G): MS2760G; HiViral™ Transport Kit (H): MS2760H; | O.E.S Distrimed sh.p.k | 23.04.2020 | HiMedia Laboratories Pvt. Ltd. 23 Vadhani Industrial Estate, LBS Marg, Mumbai-86, MS, India | HiViral™ Transport Kit: MS2760; HiViral™ Transport Kit (A): MS2760A; HiViral™ Transport Kit (B): MS2760B; HiViral™ Transport Kit ©: MS2760C; HiViral™ Transport Kit (D): MS2760D; HiViral™ Transport Kit (E): MS2760E; HiViral™ Transport Kit (F): MS2760F; HiViral™ Transport Kit (G): MS2760G; HiViral™ Transport Kit (H): MS2760H; | In Vitro | Kite laboratorike per tranferimin e mostrave virale. Tampon + Terren. | Pajisje te diagnostikimit in vitro
7193 | Bone Plates | LAYO sh.p.k | 23.04.2020 | MEDGAL Sp.z.o.o. ul. Niewodnicka 26a; 16-001 Ksiezyno POLSKA/POLAND | Bone Plates (sipas listës bashkëngjitur) | IIb | Pllaka te formave dhe madhesive sipas modeleve te specifikuara te cilat me ane te vidave mbajne ne pozicion normal fragmentet kockore. | Pajisje te implantueshme aktive
7194 | Caps; Face Masks; Coverall with Hood; Surgical Gowns; Sterile Gauze Swabs without X-ray; Sterile Lap Sponges without X-ray; Sterile Gauze Bandages; Absorbent Gauze (Gauze in Roll, Gauze in Zig zag, Gauze Cutting Sponges); Absorbent cotton Rolls; Absorbent Cotton Balls; Elastic Bandage; Wound Plasters; Liquid Transfuzion plasters; Adhesive Wound Dressings; Urinary Drainage Bags; Stomach Tubes; Surgical Razors; Sterile Vaginal Speculum for Single Use; Disposable Colostomy Bag for Single Use; Wooden Tongue Depressores; Wooden Ayre Spatulas; Umbilical Cord Clamps; Oral Pharyngeal Airways; Feeding Tubes; Suction Catheters | New Medical Plus shpk | 23.04.2020 | Shanghai Kinmed Import & Export Co., Ltd. Suit L, 12th Floor No. 588 Yingoku Road, 200433 Shanghai, P.R.China | Caps; Face Masks; Coverall with Hood; Surgical Gowns; Sterile Gauze Swabs without X-ray; Sterile Lap Sponges without X-ray; Sterile Gauze Bandages; Absorbent Gauze (Gauze in Roll, Gauze in Zig zag, Gauze Cutting Sponges); Absorbent cotton Rolls; Absorbent Cotton Balls; Elastic Bandage; Wound Plasters; Liquid Transfuzion plasters; Adhesive Wound Dressings; Urinary Drainage Bags; Stomach Tubes; Surgical Razors; Sterile Vaginal Speculum for Single Use; Disposable Colostomy Bag for Single Use; Wooden Tongue Depressores; Wooden Ayre Spatulas; Umbilical Cord Clamps; Oral Pharyngeal Airways; Feeding Tubes; Suction Catheters | l | Kupa, maska fytyre, veshje, garza sterile pa rreze-x, garza absorbente, role pambuku, topa pambuku, bende elastike, qese urinare drenimi, tuba stomaku, bisturi kirurgjikale, speculum vaginal nje perdorimesh, qese kolostomie njeperdorimeshe, tuba ushqimi, katetere thithje. | Pajisje nje perdorimeshe
7195 | Caps; Face Masks; Coverall with Hood; Surgical Gowns; Sterile Gauze Swabs without X-ray; Sterile Lap Sponges without X-ray; Sterile Gauze Bandages; Absorbent Gauze (Gauze in Roll, Gauze in Zig zag, Gauze Cutting Sponges); Absorbent cotton Rolls; Absorbent Cotton Balls; Elastic Bandage; Wound Plasters; Liquid Transfuzion plasters; Adhesive Wound Dressings; Urinary Drainage Bags; Stomach Tubes; Surgical Razors; Sterile Vaginal Speculum for Single Use; Disposable Colostomy Bag for Single Use; Wooden Tongue Depressores; Wooden Ayre Spatulas; Umbilical Cord Clamps; Oral Pharyngeal Airways; Feeding Tubes; Suction Catheters | Aquarius Medical shpk | 23.04.2020 | Shanghai Kinmed Import & Export Co., Ltd. Suit L, 12th Floor No. 588 Yingoku Road, 200433 Shanghai, P.R.China | Caps; Face Masks; Coverall with Hood; Surgical Gowns; Sterile Gauze Swabs without X-ray; Sterile Lap Sponges without X-ray; Sterile Gauze Bandages; Absorbent Gauze (Gauze in Roll, Gauze in Zig zag, Gauze Cutting Sponges); Absorbent cotton Rolls; Absorbent Cotton Balls; Elastic Bandage; Wound Plasters; Liquid Transfuzion plasters; Adhesive Wound Dressings; Urinary Drainage Bags; Stomach Tubes; Surgical Razors; Sterile Vaginal Speculum for Single Use; Disposable Colostomy Bag for Single Use; Wooden Tongue Depressores; Wooden Ayre Spatulas; Umbilical Cord Clamps; Oral Pharyngeal Airways; Feeding Tubes; Suction Catheters | l | Kupa, maska fytyre, veshje, garza sterile pa rreze-x, garza absorbente, role pambuku, topa pambuku, bende elastike, qese urinare drenimi, tuba stomaku, bisturi kirurgjikale, speculum vaginal nje perdorimesh, qese kolostomie njeperdorimeshe, tuba ushqimi, katetere thithje. | Pajisje nje perdorimeshe
7196 | (2019-nCoV)) New coronavirus Antibody test (Colloidal Gold) | INTERMED sh.p.k | 24.04.2020 | Nantong Diagnos Biotechnology Co., Ltd 2nd Floor, Building 6, Electronic Information Industrial Park, No. 2 Haiyang South Road, Chengnan street, Rugao City, Jiangsu Province, PEOPLE'S REPUBLIC OF CHINA | (2019-nCoV)) New coronavirus Antibody test (Colloidal Gold) | In Vitro | Test i antitrupave te koronavirusit te ri. | Pajisje te diagnostikimit in vitro
7197 | Doreza lateksi ekzaminimi | Intermed sh.p.k | 24.04.2020 | Queen B.Y CO., LTD. No. 648 Thanon Sukhonthasawat Khwaeng Lat Phrao, Khet Lat Phrao, Krung Thep Maha Nakhon 10230, Thailand | Examination Latex Gloves : Sterile & non-sterile (Powdered Gloves, Powder Free Chlorinated Gloves, Powder Polymer Coating Gloves) Examination Nitrile free Gloves : Sterile & non-sterile (Powdered Gloves,Powder Free Chlorinated Gloves, Powder Polymer Coating Gloves | Is | Doreza lateksi per ekzaminime | Pajisje nje perdorimshe
7198 | Trolley (medical use) | O.E.S Distrimed sh.p.k | 27.04.2020 | CORITON Instrument Co., LTD 5th Floor,Building C, Gold Power Industry Park, Julongshan Grand Industrial Zone, Pingshan Dist., Shenzhen, China 518118 | Trolley (medical use) | l | Mbajtese per monitore mjekesore | Produkte per institucione te kujdesit shendetesor
7199 | Dilators and Dilators Sets | Evita shpk | 27.04.2020 | Urotech GmbH Medi-Globe-Str. 1-5 83101 Rohrdorf/ Achenmühle, Germany | Dilators and Dilators Sets (sipas listes se bashkalidhur) | lla | Instrument kirurgjikal ose zbatues mjekesor qe perdoret per dilatim, per te zgjeruar nje hapje ose nje kalim | Tjeter
7200 | Guidewires | Evita shpk | 27.04.2020 | Urotech GmbH Medi-Globe-Str. 1-5 83101 Rohrdorf/ Achenmühle, Germany | Guidewires (sipas listes se bashkalidhur) | lla | Tela udhezuesqe perdore per per te hyre ne hapesira te ngushta brenda trupit. | Tjeter
7201 | Suprapubic Catheter and -Sets | Evita shpk | 27.04.2020 | Urotech GmbH Medi-Globe-Str. 1-5 83101 Rohrdorf/ Achenmühle, Germany | Suprapubic Catheter and -Sets (sipas listes se bashkalidhur) | llb | Kateter superpubik per sistemin urinar | Tjeter
7202 | BIP Endotracheal Tube Evac | Evita shpk | 27.04.2020 | Bactiguard AB, Alfred Nobels Allé 150 146 48 Tullinge Sweden | BIP Endotracheal Tube Evac (sipas listes se bashkalidhur) | lla | Tub plastik qe vendoset ne trake te pacientit per anestezi | Pajisje nje perdorimeshe
7203 | Nephrostomy Catheters and Sets | Evita shpk | 27.04.2020 | Urotech GmbH Medi-Globe-Str. 1-5 83101 Rohrdorf/ Achenmühle, Germany | Nephrostomy Catheters and Sets (sipas listes se bashkalidhur) | llb | Tub nefrostomie qe vendoset ne lekuren dhe veshken e njeriut per te kulluar urinen | Tjeter
7204 | Cannulas & Puncture Needles | Evita shpk | 27.04.2020 | Urotech GmbH Medi-Globe-Str. 1-5 83101 Rohrdorf/ Achenmühle, Germany | Cannulas & Puncture Needles (sipas listes se bashkalidhur) | lla | Tub me berthame te mprehte qe futet ne trupin e njeriut & instrumenta per qepje | Tjeter
7205 | BIP Foley Catheter Silicone & Catheter Tiemann | Evita shpk | 27.04.2020 | Bactiguard AB, Alfred Nobels Allé 150 146 48 Tullinge Sweden | BIP Foley Catheter Silicone & Catheter Tiemann (sipas listes se bashkalidhur) | llb | Kateter urinues induktues me veshje Baktiguard | Pajisje nje perdorimeshe
7206 | Transuretheral Catheters and Sets | Evita shpk | 27.04.2020 | Urotech GmbH Medi-Globe-Str. 1-5 83101 Rohrdorf/ Achenmühle, Germany | Transuretheral Catheters and Sets (sipas listes se bashkalidhur) | lla | Kateter urinues transureteral qe futet ne fshikez permes uretres | Tjeter
7207 | Transuretheral Catheters and Sets | Evita shpk | 27.04.2020 | Urotech GmbH Medi-Globe-Str. 1-5 83101 Rohrdorf/ Achenmühle, Germany | Transuretheral Catheters and Sets (sipas listes se bashkalidhur) | llb | Kateter urinues transureteral poliuretani ose silikoni qe futet ne fshikez permes uretres | Tjeter
7208 | Ureteral Stents and Sets | Evita shpk | 27.04.2020 | Urotech GmbH Medi-Globe-Str. 1-5 83101 Rohrdorf/ Achenmühle, Germany | Ureteral Stents and Sets (sipas listes se bashkalidhur) | l | Kateter qe perdoren ne sistemin urinar apo organe urinare. | Pajisje nje perdorimeshe
7209 | BIP Foley Catheter | Evita shpk | 27.04.2020 | Bactiguard AB, Alfred Nobels Allé 150 146 48 Tullinge Sweden | BIP Foley Catheter (sipas listes se bashkalidhur) | llb | Kateter urinues induktues me veshje Baktiguard | Pajisje nje perdorimeshe
7210 | Penumbra System® Non-Sterile Pump MAX™ Supplies: PAPS2 | Medfau shpk | 29.04.2020 | Penumbra, Inc. One Penumbra Place Alameda, CA 94502, USA | Penumbra System® Non-Sterile Pump MAX™ Supplies: PAPS2 | l | Tuba aspirimi nje perdorimesh per thithje gjate procedures kirurgjikale. | Pajisje nje perdorimeshe
7211 | Sterile Vaginal Speculum for Single Use; Sterile Gynaecological Collectors for Single Use; Sterile Rectal Catheter for Single Use; Sterile Nasal Speculum for Single Use; Sterile Urine Drainage Bag for Single Use; Sterile Applicator with Cotton Tip; Sterile Tongue Depressor; Sterile Otolaryngological Set for Single Use; Sterile Gynecological Kit for Single Use; Transport Swab; Sterile Catheter Tip Syringe for Single Use; Sterile Extension Tube for Single Use; Sterile Laryngological Speculum for Single Use; Sterile Umbilical Cord Clamp for Single Use; Sterile Amniohook for Single Use; Ear funnel; Forceps; Ostomy bags and accessories | Medfau shpk | 29.04.2020 | Jiangsu Suyun Medical Materials Co., Ltd. No.1 Medicine Lane, Renmin Rd. 222002 Lianyungang People's Republic of China | Sterile Vaginal Speculum for Single Use; Sterile Gynaecological Collectors for Single Use; Sterile Rectal Catheter for Single Use; Sterile Nasal Speculum for Single Use; Sterile Urine Drainage Bag for Single Use; Sterile Applicator with Cotton Tip; Sterile Tongue Depressor; Sterile Otolaryngological Set for Single Use; Sterile Gynecological Kit for Single Use; Transport Swab; Sterile Catheter Tip Syringe for Single Use; Sterile Extension Tube for Single Use; Sterile Laryngological Speculum for Single Use; Sterile Umbilical Cord Clamp for Single Use; Sterile Amniohook for Single Use; Ear funnel; Forceps; Ostomy bags and accessories | l | Spekulum vaginal steril, katerter rectal steril, kolektor gjinekologjik steril, spekulum nazal steril, qese denimi urine sterile, set otroinolaringologjie steril, set gjinekologjik steril, kateter steril tip shiringe, zgjatues steril, spekulum laringeal steril, qese ostomie dhe aksesoret. | Pajisje nje perdorimeshe
7212 | PD-L1 IHC 22C3 pharmDx: SK006 | Distributor of Medical Devices Group shpk | 29.04.2020 | Dako North America, Inc. 6392 Via Real Carpinteria, CA 93013 USA | PD-L1 IHC 22C3 pharmDx: SK006 | In Vitro | Reagent imunohistokimik duke perdorur antitrupa Anti-PD-L1, per zbulimin e kancerit te gjirit. | Pajisje te diagnostikimit in vitro
7213 | Monoclonal Mouse Anti-Human PD-L1 Clone 22C3: M3653 | Distributor of Medical Devices Group shpk | 29.04.2020 | Dako North America, Inc. 6392 Via Real Carpinteria, CA 93013 USA | Monoclonal Mouse Anti-Human PD-L1 Clone 22C3: M3653 | In Vitro | Antitrup monoklonal per diganostikimin e kancerit te gjirit ne imunohistokimi. | Pajisje te diagnostikimit in vitro
7214 | Quantia (sipas listes bashkengjitur) | Pegasus sh.p.k | 29.04.2020 | BIOKIT, S.A. Av. Can Montcau, 7. 08186 Lilçà d'Amunt Barcelona - Spain | Quantia (sipas listes bashkengjitur) | In Vitro | Reagente, kalibratore dhe kontolle qe perdoren gjate analizave ne kampione te serumit human, plazem dhe urine ne analizatoret ARCHITECT. | Pajisje te diagnostikimit in vitro
7215 | Complement C3: 9D96-22 (279 tests) | Pegasus sh.p.k | 29.04.2020 | Abbott GmbH & Co. KG, Max-Planck-Ring 2, 65205 Wiesbaden, Germany | Complement C3: 9D96-22 (279 tests) | In Vitro | Reagente qe perdoren per percaktimin sasior te proteinave qe i perkasin komplementit C3. | Pajisje te diagnostikimit in vitro
7216 | Apolipoprotein B: 9D93-22 (243 tests) | Pegasus sh.p.k | 29.04.2020 | Abbott GmbH & Co. KG, Max-Planck-Ring 2, 65205 Wiesbaden, Germany | Apolipoprotein B: 9D93-22 (243 tests) | In Vitro | Reagente qe perdoren per percaktimin sasior te apolipoproteines B (ApoB). | Pajisje te diagnostikimit in vitro
7217 | Apolipoprotein A1: 9D92-22 (243 tests) | Pegasus sh.p.k | 29.04.2020 | Abbott GmbH & Co. KG, Max-Planck-Ring 2, 65205 Wiesbaden, Germany | Apolipoprotein A1: 9D92-22 (243 tests) | In Vitro | Reagente qe perdoren per percaktimin sasior te apolipoproteines A1 (ApoA1). | Pajisje te diagnostikimit in vitro
7218 | Immunoglobulin A: 9D98-22 (373 tests) | Pegasus sh.p.k | 29.04.2020 | Abbott GmbH & Co. KG, Max-Planck-Ring 2, 65205 Wiesbaden, Germany | Immunoglobulin A: 9D98-22 (373 tests) | In Vitro | Reagente qe perdoren per percaktimin sasior te imunoglobulines A (IgA). | Pajisje te diagnostikimit in vitro
7219 | Immunoglobulin G: 9D99-22 (243 tests) | Pegasus sh.p.k | 29.04.2020 | Abbott GmbH & Co. KG, Max-Planck-Ring 2, 65205 Wiesbaden, Germany | Immunoglobulin G: 9D99-22 (243 tests) | In Vitro | Reagente qe perdoren per percaktimin sasior te imunoglobulines G (IgG). | Pajisje te diagnostikimit in vitro
7220 | Complement C4: 9D97-22 (279 tests) | Pegasus sh.p.k | 29.04.2020 | Abbott GmbH & Co. KG, Max-Planck-Ring 2, 65205 Wiesbaden, Germany | Complement C4: 9D97-22 (279 tests) | In Vitro | Reagente qe perdoren per percaktimin sasior te proteinave qe i perkasin komplementit C4. | Pajisje te diagnostikimit in vitro
7221 | Triglyceride: 7D74-22 (3032 tests) | Pegasus sh.p.k | 29.04.2020 | Abbott GmbH & Co. KG, Max-Planck-Ring 2, 65205 Wiesbaden, Germany | Triglyceride: 7D74-22 (3032 tests) | In Vitro | Reagente qe perdoren per percaktimin sasior te triglicerideve. | Pajisje te diagnostikimit in vitro
7222 | Alkaline Phosphatase: 7D55-22 (1500 tests);Alkaline Phosphatase: 7D55-32 (11358 tests) | Pegasus sh.p.k | 29.04.2020 | Abbott GmbH & Co. KG, Max-Planck-Ring 2, 65205 Wiesbaden, Germany | Alkaline Phosphatase: 7D55-22 (1500 tests);Alkaline Phosphatase: 7D55-32 (11358 tests) | In Vitro | Reagente qe perdoren pern percdaktimin sasior te alkaline fosfatazes. | Pajisje te diagnostikimit in vitro
7223 | Total Bilirubin: 6L45-22 (2750 tests);Total Bilirubin: 6L45-42 (3840 tests) | Pegasus sh.p.k | 29.04.2020 | Abbott GmbH & Co. KG, Max-Planck-Ring 2, 65205 Wiesbaden, Germany | Total Bilirubin: 6L45-22 (2750 tests);Total Bilirubin: 6L45-42 (3840 tests) | In Vitro | Reagente qe perdoren pern percdaktimin sasior te bilirubines totale. | Pajisje te diagnostikimit in vitro
7224 | Prealbumin Calibrator: 6E57-03 | Pegasus sh.p.k | 29.04.2020 | Abbott GmbH & Co. KG, Max-Planck-Ring 2, 65205 Wiesbaden, Germany | Prealbumin Calibrator: 6E57-03 | In Vitro | Kalibratore qe perdoren gjate analizes se percaktimit sasior te prealbumines. | Pajisje te diagnostikimit in vitro
7225 | Specific Proteins Multiconstituent Calibrator: 1E78-04 | Pegasus sh.p.k | 29.04.2020 | Abbott GmbH & Co. KG, Max-Planck-Ring 2, 65205 Wiesbaden, Germany | Specific Proteins Multiconstituent Calibrator: 1E78-04 | In Vitro | Kalibratore qe perdoren gjate analizes se percaktimit sasior te IgA, IgG, IgM, C3, C4, hepatoglobines dhe transferines. | Pajisje te diagnostikimit in vitro
7226 | Prealbumin: 1E02-22 (242 tests) | Pegasus sh.p.k | 29.04.2020 | Abbott GmbH & Co. KG, Max-Planck-Ring 2, 65205 Wiesbaden, Germany | Prealbumin: 1E02-22 (242 tests) | In Vitro | Reagente qe perdoren per percaktimin sasior te prealbumines. | Pajisje te diagnostikimit in vitro
7227 | Immunoglobulin M: 1E01-22 (373 tests) | Pegasus sh.p.k | 29.04.2020 | Abbott GmbH & Co. KG, Max-Planck-Ring 2, 65205 Wiesbaden, Germany | Immunoglobulin M: 1E01-22 (373 tests) | In Vitro | Reagente qe perdoren per percaktimin sasior te imunoglobulines M (IgM). | Pajisje te diagnostikimit in vitro
7228 | Electrosurgical Electrodes | O.E.S Distrimed sh.p.k | 27.04.2020 | Utah Medical Products, Inc. 7043 South 300 West, Midvale, UT, 84047, United States | Electrosurgical Electrodes (sipas listes se bashkalidhur) | llb | Elektroda elektrokirurgjikale,perdorim ne gjinekologji | Pajisje nje perdorimeshe
7229 | Bone Nails | LAYO sh.p.k | 27.04.2020 | Medgal sp.z o.o.,ul. Niewodnicka 26a; 16-001 Księżyno, Poland | Bone Nails (sipas listes bashkalidhur) | IIb | Gozhda kockore qe perdoren per fiksimin e frakturave ne kirurgjite e sherbimit te ortopedise | Pajisje te implantueshme aktive
7230 | Curasept ADS Gel | Farmatech sh.p.k | 27.04.2020 | Curasept S.p.A., Via G. Parini 19, 21047 Saronno (VA), Italy | Curasept ADS Gel Regenerativ - CS-02142 | I | Xhel gingival rigjenerues per trajtimin e inflamacionit te kavitetit oral | Tjeter
7231 | Non-Absorbable surgical sutures with needle | O.E.S Distrimed sh.p.k | 11.05.2020 | Kollsut International Inc. 1763 NE 162nd Street, North Miami Beach, FL 33162 USA | Non-Absorbable surgical sutures with needle: SILDA-BRAIDED SILK Suture diameter gauge: European pharmacopeia (EP)standard 0.2-7(USP10-0-54) Suture length: 53.9m Suture Colour: blue, black or undyed. Structure diagrams: Braided Needle length:4mm-90mm Needle type: Taper, cutting, spatual, blund , taper cut, diamond, premium cutting and square. Needle quantity: 0-20,Suture quantity:1-50; MOLYLON - NYLON: Suture diameter gauge: European pharmacopeia (EP)standard0.7-5(USP6-0-2) Suture length: 53.9m Suture Colour: blue or Logwood black Structure diagrams: Braided Needle length: 4mm-90mm Needle type: Taper, cutting, spatual, blund , taper cut, diamond, premimum cutting and square. Needle quantity: 0-20,Suture quantity:1-50 | llb | Sutura kirurgjikale te pa-absorbueshme me age per kirurgji te ndryshme. | Pajisje nje perdorimeshe
7232 | Non-Absorbable surgical sutures with or without needle | O.E.S Distrimed sh.p.k | 27.04.2020 | Kollsut International Inc. 1763 NE 162nd Street, North Miami Beach, FL 33162 USA | Non-Absorbable surgical sutures with or without needle - PIDILEN-Polypropylene Suture Diameter Gauge: European pharmacopeia (EP) standard 0.2-4(USP10-0-1) Suture length: 53.9m Suture Colour: Blue; Natural White (undyed colour). Coated: NONE Structure Diagrams: Monofilament Needle Length: 3mm-90mm Needle Type: Taper, Cutting, Taper Cutting, Reverse Cutting, Diamond, Premium Cutting, Blunt Point, Square and Spatula Needle Curve: 1/4 circle, 3/8 circle, 1/2 circle, 5/8 circle, Compound Curve, Straight, J Shape Needle Quantity: 0-20, Suture quantity: 1-50 | lll | Sutura kirurgjikale te pa-absorbueshme me ose pa age per kirurgji te ndryshme. | Pajisje nje perdorimeshe
7233 | Bioabsorbable Screws and Pins | OrthoNet 360 sh.p.k | 27.04.2020 | Arthrex, Inc. 1370 Creekside Boulevard, Naples Florida 34108-1945 USA | Bioabsorbable Screws and Pins (sipas listes bashkalidhur) | III | Pajisje te impalntueshme te bioabsorbueshmwe perkirurgjine ortopedike | Pajisje te implantueshme jo aktive
7234 | SurePal | Delta Pharma-Al | 27.04.2020 | Sandoz GmbH, Biochemiestrasse , 6250 Kundi/Tirol, Austria | Needle based injection systems : SurePal™5; SurePal™10; SurePal™15; | IIa | Pajisje mjekesore sistem injektimi me shiringe, shume perdorimeshe me funksion te automatizuar | Tjeter
7235 | Reagent Merck | Krijon shpk | 29.04.2020 | Merck KGaA Frankfurter Str.250 , 64293 Darmstadt, Germany | Reagent (sipas listës bashkëngjitur) | In Vitro | Reagent te ndryshem per diagnostikime IVD ne mikroskop. | Pajisje te diagnostikimit in vitro
7236 | Infrared Thermometer | Farmatech sh.p.k | 29.04.2020 | Beurer GmbH, Soeflinger Str.218, 89077 Ulm, Germany | Infrared Thermometer FT 65; Infrared Thermometer FT 85; Infrared Thermometer FT 90; Infrared Thermometer FT 95; Infrared Thermometer FT 100 | IIa | Termometer me infrared | Tjetër
7237 | Automated Hematology Analyzer XN-L series | Swissmed sh.p.k | 29.04.2020 | SYSMEX CORPORATION 1-5-1 Wakinohama-Kaigandori, Chuo-ku, Kobe 651-0073 Japan | Automated Hematology Analyzer XN-L series : XN-550; XN-530; XN-450; XN-430; XN-350; XN-330 | In Vitro | Pajisje per te percaktuar parametrat e gjakut komplet, urines ne aparatet Sysmex. | Pajisje laboratori, Pajisje të diagnostikimit in vitro
7238 | Computed Tomography Systems | Health & Light shpk | 28.04.2020 | Philips Medical Systems, Nederland B.V. Veenpluis 4-6 5684 PC, Best Netherland | Computed Tomography Systems : INGENUITY CT/CORE/CORE 128 - 728326; 728321; 728323 | IIb | Sistem tomografie i kompjuteriizuar per diagnostikim imazherik | Pajisje diagnostikuese dhe terapeutike me rrezatim
7239 | Mansheta shumeperdorimeshe dhe tuba ajri per monitor pacienti | Health & Light shpk | 28.04.2020 | Philips Medical Systems, 3000 Minuteman Road, Andover, MA 01810-1099, USA | (sipas listes bashkalidhur) | I | Mansheta shumeperdorimeshe dhe tuba ajri per monitor pacienti | Tjeter
7240 | Billiary Stent | O.E.S Distrimed sh.p.k | 28.04.2020 | Micro-Tech (Nanjing) Co., Ltd. NO. 10 Gaoke Third Road, Nanjing National Hi-Tech, Industrial Development Zone, Nanjing 210032, Jiangsu Province, PR of China | Billiary Stent (sipas listes bashkalidhur) | IIb | Stenta biliare te implantueshme per perdorim ne kirurgji abdominale | Pajisje njeperdorimeshe
7241 | Alphafilicon Soft Contact Lens | Gen-Alb Farma shpk | 28.04.2020 | Bausch & Lomb Incorporated, 1400 North Goodman Street Rochester, NY 14609 USA | Alphafilicon Soft Contact Lens | lla | Lente kontakti te buta | Pajisje oftalmike dhe optike
7242 | Stent Xience Pro | Spitali Europian sh.p.k | 28.04.2020 | Abbott Vascular, 3200 Lakeside Drive Santa Clara, California 95054 USA | XIENCE PRO - Everolimus Eluting Coronary Stent Systems (sipas listes bashkalidhur) | III | Stentata koronare per te zgjeruar arteriet | Pajisje te implantueshme aktive
7243 | Infrared Thermometer | Intermed sh.p.k | 28.04.2020 | SHENZHEN HAOSY ELECTRONICS CO. LTD. 6th Floor, Buiding C, Huixin Industrial Park, No.31, Yonghe Road, Fuhai Street, Bao'an District, Shenzhen City, China | Infrared Thermometer- Carrvas CS-602 | I | Termometer me rreze te kuqe per matjen e temperatures | Instrumenta shume perdorimesh
7244 | Non vascular Sterile Hydro Slide Guidewire; Sterile Repositionable Hemostasis Clipping Devic | O.E.S Distrimed sh.p.k | 28.04.2020 | Micro-Tech (Nanjing) Co., Ltd. NO. 10 Gaoke Third Road, Nanjing National Hi-Tech, Industrial Development Zone, Nanjing 210032, Jiangsu Province, PR of China | Non vascular Sterile Hydro Slide Guidewire; Sterile Repositionable Hemostasis Clipping Device sipas listes bashkalidhur) | IIa | Age injektimi; Tela drejtues; Pajisje prerese e ripozicionueshme | Instrumenta shumeperdorimesh; Pajisje nje perdorimeshe
7245 | Screws for bones | LAYO sh.p.k | 29.04.2020 | MEDGAL Sp.z.o.o. ul. Niewodnicka 26a; 16-001 Ksiezyno POLSKA/POLAND | Screws for bones (sipas listës bashkëngjitur) | IIb | Vida kockore qe perdoren per fiksimin e frakturave ne kirurgjine e sherbimit te ortopedise. | Pajisje te implantueshme aktive
7246 | Image Processing Software for Medical Imaging Systems | Health & Light shpk | 27.04.2020 | Philips Medical Systems Nederland B.V. Veenpluis 4-6, 5684 PC Best, The Netherlands | IntelliSpace Portal V11: IntelliSpace Portal 1Click V11.1.0; IntelliSpace Portal Concerto V11.1.0 | IIa | Pajisje per perpunim imazhesh. | Pajisje elektomekanike
7247 | Prostetic components, Dental implants, Dental surgical istruments (sipsas listes bashkengjitur) | Lookdent shpk | 30.04.2020 | ANTEEA S.r.l. Viale Europa, 126 P/O 55012 Capannori - Fraz. Lammari, LU - Italia | Prostetic components, Dental implants, Dental surgical istruments (sipsas listes bashkengjitur) | l, lla. Llb | Implante dentare qe kompensojne dhembin e humbur dhe sherbejne si baze per vendosjen e kurorave te porcelanit, urave te porcelanit dhe protezave me perberje titaniumi te shkalles se 4 dhe shkalles se 5. | Pajisje dentare
7248 | Gardnerella Agar / Gèlose Gardnerella (GAR) 43411 | Labopharma shpk | 06.05.2020 | BIOMÉRIEUX SA 376 Chemin de l'Orme - 69280 Marcy L'Etoile - France | Gardnerella Aga / Gèlose Gardnerella (GAR) 43411 (pjata 2 x 10; 90mm) | In Vitro | Pjata me terrene per gjetjen e Gardnerella vaginalis per mostrat e kampioneve gjenitale | Pajisje te diagnostikimit in vitro
7249 | Yersinia CIN Agar / Gèlose Yersinia CIN (YER) 43421; Yersinia CIN Agar / Gèlose Yersinia CIN (YER) 43209 | Labopharma shpk | 06.05.2020 | BIOMÉRIEUX SA 376 Chemin de l'Orme - 69280 Marcy L'Etoile - France | Yersinia CIN Agar / Gèlose Yersinia CIN (YER) 43421 (pjata 2 x 10, 90mm); Yersinia CIN Agar / Gèlose Yersinia CIN (YER) 43209 (pjata 10 x 10, 90mm) | In Vitro | Pjata me terrene per gjetjen e baktereve Yersinia ne mostrat e feceve | Pajisje te diagnostikimit in vitro
7250 | Sabouraud Dextrose Agar / Gèlose Sabouraud Glucosée | Labopharma shpk | 06.05.2020 | BIOMÉRIEUX SA 376 Chemin de l'Orme - 69280 Marcy L'Etoile - France | Sabouraud Dextrose Agar / Gèlose Sabouraud Glucosée 43555 (pjata 2 x 10, 90mm) | In Vitro | Pjata me terrene per rritjen dhe shumimin e mikoroorganizmave si majat, myku dhe dermatofitet | Pajisje te diagnostikimit in vitro
7251 | Chocolate agar + PolyViteX™ VCAT3 / Gèlose Chocolat PolyViteX™ VCAT3 | Labopharma shpk | 06.05.2020 | BIOMÉRIEUX SA 376 Chemin de l'Orme - 69280 Marcy L'Etoile - France | Chocolate agar + PolyViteX™ VCAT3 / Gèlose Chocolat PolyViteX™ VCAT3 43611 (pjata 2x 10, 90mm) | In Vitro | Pjata me terrene per izolimin e Neisseria Gonorrhoeae dhe Meningitidis | Pajisje te diagnostikimit in vitro
7252 | Sabouraud Gentamicin Chloramphenicol 2 agar / Gèlose Sabouraud Gentamicin Chloramphenicol | Labopharma shpk | 06.05.2020 | BIOMÉRIEUX SA 376 Chemin de l'Orme - 69280 Marcy L'Etoile - France | Sabouraud Gentamicin Chloramphenicol 2 agar / Gèlose Sabouraud Gentamicin Chloramphenicol 43651 (pjata 2 x 10, 90mm); Sabouraud Gentamicin Chloramphenicol 2 agar / Gèlose Sabouraud Gentamicin Chloramphenicol 43659 (pjata 10 x10, 90mm) | In Vitro | Pjata me terrene per izolimin e myqeve dhe majave nga mostrat polimikrobiale | Pajisje te diagnostikimit in vitro
7253 | Haemophilus Chocolate 2 agar / Gèlose Chocolat Haemophilus 2 (HAE2) | Labopharma shpk | 06.05.2020 | BIOMÉRIEUX SA 376 Chemin de l'Orme - 69280 Marcy L'Etoile - France | Haemophilus Chocolate 2 agar / Gèlose Chocolat Haemophilus 2 (HAE2) 43681 (pjata 2 x 10, 90mm); Haemophilus Chocolate 2 agar / Gèlose Chocolat Haemophilus 2 (HAE2) 43689 (pjata 10 x 10, 90mm) | In Vitro | Pjata me terrene per izolimin e baktereve Haemophilus | Pajisje te diagnostikimit in vitro
7254 | Mueller Hinton agar with 5% horse blood + 20mg/l β-NAD/ Gèlose Mueller Hinton agar with 5% horse blood + 20mg/l β-NAD | Labopharma shpk | 06.05.2020 | BIOMÉRIEUX SA 376 Chemin de l'Orme - 69280 Marcy L'Etoile - France | Mueller Hinton agar with 5% horse blood + 20mg/l β-NAD/ Gèlose Mueller Hinton agar with 5% horse blood + 20mg/l β-NAD 43901 ( pjata 2 x 10, 90mm);Mueller Hinton agar with 5% horse blood + 20mg/l β-NAD/ Gèlose Mueller Hinton agar with 5% horse blood + 20mg/l β-NAD 43919 (pjata 10 x 10, 90mm); Mueller Hinton agar with 5% horse blood + 20mg/l β-NAD/ Gèlose Mueller Hinton agar with 5% horse blood + 20mg/l β-NAD 43904 (pjata 4 x 5, 120x120mm) | In Vitro | Pjata me terrene per testimin e ndjeshmerise antimikrobiale. | Pajisje te diagnostikimit in vitro
7255 | Pylori agar / Gèlose Pylori | Labopharma shpk | 06.05.2020 | BIOMÉRIEUX SA 376 Chemin de l'Orme - 69280 Marcy L'Etoile - France | Pylori agar / Gèlose Pylori 413193 ( pjata 2 x 10, 90mm) | In Vitro | Pjata me terrene per gjetjen e Helicobacter pylori | Pajisje te diagnostikimit in vitro
7256 | RPMI agar | Labopharma shpk | 06.05.2020 | BIOMÉRIEUX SA 376 Chemin de l'Orme - 69280 Marcy L'Etoile - France | RPMI agar 421988 (njesi me 20 pjata, 90mm); RPMI agar AEB122182 (njesi me 10 pjata, 140mm) | In Vitro | Pjata me terrene per testimin e ndjeshmerise te majave dhe mykut ne Etest® | Pajisje te diagnostikimit in vitro
7257 | CHROMID® Candida / Sabouraud Gentamicin Chloramphenicol 2 Agars (CAN2/SGC2) | Labopharma shpk | 06.05.2020 | BIOMÉRIEUX SA 376 Chemin de l'Orme - 69280 Marcy L'Etoile - France | CHROMID® Candida / Sabouraud Gentamicin Chloramphenicol 2 Agars (CAN2/SGC2) 43464 (pjata 2 x 10, 90mm) | In Vitro | Pjata me terrene per izolimin e mykut , majave dhe Candida albicans | Pajisje te diagnostikimit in vitro
7258 | Mueller Hinton E Agar (MHE) | Labopharma shpk | 06.05.2020 | BIOMÉRIEUX SA 376 Chemin de l'Orme - 69280 Marcy L'Etoile - France | Mueller Hinton E Agar (MHE) 413822 (pjata 2 10, 90mm); Mueller Hinton E Agar (MHE) 413824 (pjata 10 x 10, 90mm); Mueller Hinton E Agar (MHE) 413825 (pjata 4 x 5, 120 x 120mm) | In Vitro | Pjata me terrene per testimin e ndjeshmerise antimikrobiale ne Etest® | Pajisje te diagnostikimit in vitro
7259 | Brucella Blood Agar / Gèlose Brucella au sang | Labopharma shpk | 06.05.2020 | BIOMÉRIEUX SA 376 Chemin de l'Orme - 69280 Marcy L'Etoile - France | Brucella Blood Agar / Gèlose Brucella au sang (BBA) 411968 (pjata 2 x 10, 90mm) | In Vitro | Pjata me terrene per izolimin e MIC te mikroorganizmave anaerobik | Pajisje te diagnostikimit in vitro
7260 | B.R.A.H.M.S Free βhCG KRYPTOR | Pegasus sh.p.k | 06.05.2020 | B.R.A.H.M.S GmbH Neuendorfstrasse 25, 16761 Hennigsdorf, Germany | B.R.A.H.M.S Free βhCG KRYPTOR 809(75 teste); B.R.A.H.M.S Free βhCG KRYPTOR CAL 80991; B.R.A.H.M.S Free βhCG KRYPTOR QC 88192 | In Vitro | Test automatik imunofluoreshent per free βhCG | Pajisje te diagnostikimit in vitro
7261 | B.R.A.H.M.S KRYPTOR | Pegasus sh.p.k | 06.05.2020 | B.R.A.H.M.S GmbH Neuendorfstrasse 25, 16761 Hennigsdorf, Germany | B.R.A.H.M.S AFP KRYPTOR 816 (75 teste); B.R.A.H.M.S AFP KRYPTOR CAL 81691; B.R.A.H.M.S AFP KRYPTOR Diluent 81693; B.R.A.H.M.S GM KRYPTOR QC 88192; B.R.A.H.M.S TM1 KRYPTOR QC 83892 | In Vitro | Test, kalibrator,hollues te AFP dhe kontrollues cilesore per biomarkatoreve ne analizatoret B.R.A.H.M.S KRYPTOR | Pajisje te diagnostikimit in vitro
7262 | B.R.A.H.M.S hCG+ β KRYPTOR | Pegasus sh.p.k | 06.05.2020 | B.R.A.H.M.S GmbH Neuendorfstrasse 25, 16761 Hennigsdorf, Germany | B.R.A.H.M.S hCG+ β KRYPTOR 841 (50 teste);B.R.A.H.M.S hCG+ β KRYPTOR CAL 84191; B.R.A.H.M.S hCG+ β KRYPTOR QC 84192 ; B.R.A.H.M.S hCG+ β KRYPTOR QC high 84193; B.R.A.H.M.S hCG+ β KRYPTOR CAROV 84194 | In Vitro | Test, kalibrator,hollues te hormonit ganadotropina dhe kontrollues cilesore per biomarkatoreve ne analizatoret B.R.A.H.M.S KRYPTOR | Pajisje te diagnostikimit in vitro
7263 | B.R.A.H.M.S PAPP-A KRYPTOR | Pegasus sh.p.k | 06.05.2020 | B.R.A.H.M.S GmbH Neuendorfstrasse 25, 16761 Hennigsdorf, Germany | B.R.A.H.M.S PAPP-A KRYPTOR 866 (75 teste); B.R.A.H.M.S PAPP-A KRYPTOR CAL 86691; B.R.A.H.M.S GM KRYPTOR QC 88192 | In Vitro | Test, kalibrator dhe kontrollues te PAPP-A | Pajisje te diagnostikimit in vitro
7264 | B.R.A.H.M.S KRYPTOR | Pegasus sh.p.k | 06.05.2020 | B.R.A.H.M.S GmbH Neuendorfstrasse 25, 16761 Hennigsdorf, Germany | B.R.A.H.M.S KRYPTOR: Compact PLUS 106172; DISK-ANA 105105; Compact REACT 89986; Compact SOLUTION 1 89981; Compact SOLUTION 2 89982; Compact SOLUTION 3 89983; Compact SOLUTION 4 89984; BUFFER 89970; Compact DILCUP 89985 | In Vitro | Pajisje dhe solucione per analizatoret B.R.A.H.M.S KRYPTOR | Pajisje te diagnostikimit in vitro
7265 | B.R.A.H.M.S uE3 KRYPTOR | Pegasus sh.p.k | 06.05.2020 | B.R.A.H.M.S GmbH Neuendorfstrasse 25, 16761 Hennigsdorf, Germany | B.R.A.H.M.S uE3 KRYPTOR 803 (75 teste); B.R.A.H.M.S uE3 KRYPTOR CAL 80391; B.R.A.H.M.S uE3 KRYPTOR QC 80392 | In Vitro | Test, kalibrator dhe kontrollues te Ue3 | Pajisje te diagnostikimit in vitro
7266 | Flow Cytometer | Fedos shpk | 06.05.2020 | Shenzen Mindray Bio-Medical Electronics Co., Ltd. Mindray Building, Keji 12th Road South, Hi-tech Industrial Park, Nanshan, Shenzhen 518057, P.R. China | Flow Cytometer BriCyte E6 | In Vitro | Aparat laboratori diagnostikues in vitro | Pajisje te diagnostikimit in vitro
7267 | Microplate Reader MR-96A | Fedos shpk | 06.05.2020 | Shenzen Mindray Bio-Medical Electronics Co., Ltd. Mindray Building, Keji 12th Road South, Hi-tech Industrial Park, Nanshan, Shenzhen 518057, P.R. China | Microplate Reader MR-96A | In Vitro | Aparat laboratori diagnostikues in vitro | Pajisje te diagnostikimit in vitro
7268 | Diagnostic X-ray System | Fedos shpk | 06.05.2020 | EcoRay Co., Ltd. 60-10, Nanosandan 5 -ro, Nam - myeon, Jangseong - gun, Jeollanam - do, Korea | Diagnostic X-ray System : HF - 525 Plus | llb | Grafi, Pajisje elektromagnetike diagnostikuese | Pajisje elektromekanike
7269 | Electronic Sphygmomanometers/ Blood Pressure Monitors | Fedos shpk | 06.05.2020 | Omron Healthcare Co.,Ltd. 53,Kunotsubo,Terado-cho, Muko,Kyoto 617-0002 Japan | Electronic Sphygmomanometers/ Blood Pressure Monitors: M3(HEM-7131 - E ) | lla | Pajisje mjekesore qe sherben per matjen e presionit te gjakut elektronikisht | Produkte per institucione te kujdesit shendetesor
7270 | Absorbent Cotton Wool | Euromed sh.p.k | 04.05.2020 | Sepa Mensucat San.Tic.A.S, Istoc 9. ADA NO.134 10 YOL BAGCILAR-ISTANBUL/TURKEY | Absorbent Cotton Wool | Is | Pambuk | Pajisje nje perdorimeshe
7271 | PRO-MATRIX | Albadent Group | 04.05.2020 | Astek Innovations Ltd Astek Housse Altrincham Cheshire, WA14 5DH, United Kingdon | PRO-MATRIX | I | Matrice te para-montuara, nje perdorimeshe. | Pajisje dentare
7272 | JetPro | Sollaku Group sh.p.k | 04.05.2020 | TavTech Ltd. Haatzmaut 40 Yehund 5630417, Israel | JetPro | IIa | Pajisje qe ben pastrimin e fytyres. | Pajisje elektromekanike
7273 | Digital Color Doppler Ultrasound System: S22 Exp, S22 Pro, S22, S20, Plus, M22 | ALBAPHOTO shpk | 04.05.2020 | SONOSCAPE MEDICAL CORP. Room 201 & 202, 12th Building, Shenzhen Software Park Phase ll, 1 Keji Middle 2nd Road, Yuehai Subdistrict, Nanshan District Shenzhen 518057 Guangdong China | Digital Color Doppler Ultrasound System: S22 Exp, S22 Pro, S22, S20, Plus, M22 | lla | Pajisje dignostikuese dixhitale eko-ultrasound color dopler. | Pajisje diagnostikuese dhe terapeutike me rrezatim
7274 | Bioabsorbable Anchors | OrthoNet 360 sh.p.k | 04.05.2020 | ARTHREX INC. 1370 Creekside Boulevard Naples, FL 34108-1945 USA | Bioabsorbable Anchors (sipas listës bashkëngjitur) | III | Pajisje te implantueshme te bioabsorbueshe ne kirurgjine ortopedike. | Pajisje te implantueshme jo aktive
7275 | Ti-oss®; Ti-oss® Block; Ti-oss® Syringe (sipas listes bashkengjitur) | Di.Con shpk | 04.05.2020 | Chiyewon Co., Ltd. 6F., 192, Gyeongchun-ro, Guri-si, Gyeonggi-do, Republic of Korea | Ti-oss®; Ti-oss® Block; Ti-oss® Syringe (sipas listes bashkengjitur) | lll | Membrane dhe kocke me origjine bovine me qellim rigjenerimin kockor ne kavitetin oral. | Pajisje me prejardhje biologjike
7276 | FUNGINO ONICOMICOSI | Luviv shpk | 04.05.2020 | PHYTO GARDA Srl, Piazzale Aldo Moro, 1 Bardolinio VR, ITALY | FUNGINO ONICOMICOSI | l | Sprai qe perdoret per perdorim te jashtem per onycho-mycosis tek thonjte e kembeve. | Pajisje terapie komplementare
7277 | SANANOSE COMPOSITUM SPRAY NASALE | Luviv shpk | 04.05.2020 | PHYTO GARDA Srl, Piazzale Aldo Moro, 1 Bardolinio VR, ITALY | SANANOSE COMPOSITUM SPRAY NASALE | l | Sprai per hundet me perberes soluzione salina ipertonica me acid hialuronik, ekstrakte eufrasie, propoli, dhe vaj me esence eukalipti per zbutjene mukozes se hundeve. | Pajisje terapie komplementare
7278 | ALIDYA, sterile: PFLY0010 | Capo-AP shpk | 05.05.2020 | CHIMAS S.p.A. Via Cimarosa, 85 - 40033 Casalecchio di Reno (BO) ITALIA | Solution suitable for correctyion of profilometric surface alteration as a result of gynoid lipodystrophy or other: ALIDYA, sterile: PFLY0010 | lll | Solucion i pershtatshem per korrektimin e poliferimit superfacial te alteruar si pasoje e celulitit. | Tjeter
7279 | Non-active soft tissue implants, sterile: SUNEKOS 200, sterile; SUNEKOS 1200, sterile | Capo-AP shpk | 05.05.2020 | PROFESSIONAL DIETETICS S.p.A. Via Ciro Menotti, 1/A - 20129 Milano ITALIA | Non-active soft tissue implants, sterile: SUNEKOS 200, sterile; SUNEKOS 1200, sterile | lll | Kombinim i acidit hialuronik dhe 6 aminoacide, me qellim injektimin intradermal per te nxitur prodhimin e elastines dhe kolagjenit ne lekure. | Pajisje te implantueshme jo aktive
7280 | ViewPoint 6 | Montal sh.p.k | 05.05.2020 | GE HEALTHCARE GmbH, Beethovenstrasse 239, 42655 SOLINGEN GERMANY | ViewPoint 6 (sipas listës bashkëngjitur) | IIa | Pajisje mjekesore komunikimi dhe arkivimi imazhesh. | Tjeter
7281 | Packed Needles, PSV Sets, AVF Needles, Blood Lines, I.V. Catheter, Syringes with Needles, Blood Collection Sets (sipas listes bashkengjitur) | Medfau shpk | 05.05.2020 | NIPRO COrporation, 3-9-3, Honjo-Nishi, Kita-ku, Osaka 531-8510, Japan | Packed Needles, PSV Sets, AVF Needles, Blood Lines, I.V. Catheter, Syringes with Needles, Blood Collection Sets (sipas listes bashkengjitur) | lla | Age dhe sisteme te marrjes se gjakut. | Pajisje nje perdorimeshe
7282 | Dynamic ECG Systems TLC500 | Montal sh.p.k | 05.05.2020 | CONTEC MEDICAL SYSTEMS CO., LTD No.112 Qinhuang West Street, Economic & Technical Development Zone, Qinhuangdao, Hebei Province, PEOPLES REPUBLIC OF CHINA | Dynamic ECG Systems TLC500 | IIa | Pajisje qe regjistron elektrokardiogramen per 24 ore dhe analizon ate duke perdorur softuerin PC. | Instrumenta shumperdorimesh
7283 | Pre-surgical Hot Pad (Sterilized) | Montal sh.p.k | 05.05.2020 | Ten ComfortCorporation, 6F-3, No.213, Fu-He Rd., Yung-He District, New Taipei City, Taiwan | Pre-surgical Hot Pad (Sterilized) | Is | Jastek ngrohes qe sherben per parandalimin e hipotermise gjate operacionit. | Pajisje nje perdorimëshe
7284 | Scavenging Supplies and Accessories | Montal sh.p.k | 05.05.2020 | GE Healthcare Finland Oy Kuortaneenkatu 2, 00510 helsinki, Finland | Scavenging Supplies and Accessories (sipas listës bashkëngjitur) | IIa | Pajisje qe sherbejne per largimin e gazeve anestezike nga dhoma e operimit. | Pajisje anestezie dhe respiratore
7285 | In vitro diagnostic pathology instruments and softwear (sipas listes bashkengjitur) | Distributor of Medical Devices Group shpk | 06.05.2020 | Dako North America, Inc. 6392 Via Real Carpinteria, CA 93013 USA | In vitro diagnostic pathology instruments and softwear (sipas listes bashkengjitur) | In Vitro | Pajisje laboratori per imunohistokimi me aksesoret , reagente per percaktimin e antitrupave te ndryshem ne histokimi, solucione per perdorim ne laboratoret e imunohistokimise. | Pajisje te diagnostiokimit in vitro
7286 | Ultra Fast-Fix, Fast-Fix 360, TFCC Fast-Fix Kit, Obsolete Parts (sipas listes bashkengjitur) | LAYO sh.p.k | 06.05.2020 | Smith & Nephew Inc. Endoscopy Division 150 Minuteman Road Andover, Massachusetts 01810-1031 USA | Ultra Fast-Fix, Fast-Fix 360, TFCC Fast-Fix Kit, Obsolete Parts (sipas listes bashkengjitur) | llb | Implante ortopedie per qepjen e meniskut ne kirurgjine e ortopedise. | Pajisje te implantueshme aktive
7287 | Palatal Suture Expansion Srews: 1114/10, 1114/13, 1114/15, 1114/17, 1114/22; Super Screw: 1214/13, 1214/15 | ALBADENT shpk | 06.05.2020 | LEWA-DENTAL Feinmechanik GmbH & Co. KG Darmsbacher Straß 3, 75196 Remchingen Germany | Palatal Suture Expansion Srews: 1114/10, 1114/13, 1114/15, 1114/17, 1114/22; Super Screw: 1214/13, 1214/15 | lla | Vida ortodontike zgjeruese per qiellzen. | Pajisje dentare
7288 | Silicone Hose with 3-hole connector; Silicone Hose with 4-hole connector; Silicone Hose with electrified 4-hole connector; Silicone Hose with connector for the DEFINITIVE LED electric micromotor; Silicone Hose with connector for the MC2 IR electric micromotor; Silicone Hose with connector for the MC2 Isolite electric micromotor; Silicone Hose with swivelling connector for the MC2 Isolite electric micromotor; Silicone Hose with connector fot TITANUS®E scaler; Silicone Hose with connector for EMS® Piezon® scaler; Silicone Hose with connector for Satelec® Newtron® scaler | ALBADENT shpk | 06.05.2020 | TeKne Dental s.r.l. Via del Pascinale 77 - 50041 Calenzano (FI) - Italy | Silicone Hose with 3-hole connector; Silicone Hose with 4-hole connector; Silicone Hose with electrified 4-hole connector; Silicone Hose with connector for the DEFINITIVE LED electric micromotor; Silicone Hose with connector for the MC2 IR electric micromotor; Silicone Hose with connector for the MC2 Isolite electric micromotor; Silicone Hose with swivelling connector for the MC2 Isolite electric micromotor; Silicone Hose with connector fot TITANUS®E scaler; Silicone Hose with connector for EMS® Piezon® scaler; Silicone Hose with connector for Satelec® Newtron® scaler | l | Pajisje endodontike, kordon me pershtates per angelat, micromotoret. | Pajisje dentare
7289 | Solarice Rapid Exhange Ballon Dilatation Catheter | O.E.S Distrimed sh.p.k | 22.04.2020 | Medtronic, Inc. 710 Medtronic Parkway Minneapolis, MN 55432,USA | Solarice Rapid Exhange Ballon Dilatation Catheter (sipas listës bashkangjitur) | lll | Kateter dilatacioni me ballone | Pajisje nje perdorimeshe
7290 | Pajisje dhe aksesore per larjen e lamave ne imunohistokimi | Distributor of Medical Devices Group shpk | 07.05.2020 | Dako Denmark ApS, Produktionsvej 42, DK-2600 Glostrup, Denmark | Dako PT Link - PT 200. Accessories : PT Link Tank Cover - PT20330; PT Link Tank - PT20230 | In Vitro | Pajisje dhe aksesore per larjen e lamave ne imunohistokimi | Pajisje te diagnostikimit in Vitro
7291 | Pajisje mjekesore per fushen e Hematologjise | Swissmed sh.p.k | 07.05.2020 | Sysmex Corporation, 1-5-1 Wakinohama-Kaigandori, Chuo-ku, Kobe 651-0073, Japan | Haemotology Reagents (sipas listes bashkangjitur) | In Vitro | Pajisje mjekesore per fushen e Hematologjise | Pajisje te diagnostikimit in vitro; Pajisje laboratori
7292 | Pacific Plus PTA Catheter | O.E.S Distrimed sh.p.k | 07.05.2020 | Medtronic, Inc. 710 Medtronic Parkway Minneapolis, MN 55432,USA | Pacific Plus PTA Catheter (sipas listës bashkangjitur) | lla | Kateter PTA me ballone per kardiologji | Pajisje nje perdorimeshe
7293 | Pajisje mjekesore me ultrasound EKO | Montal sh.p.k | 08.05.2020 | GE Medical Systems(China) Co., Ltd. No.19, Changjiang Road, Wuxi National Hi-Tech Dev.Zone 214028 Jiangsu, China | Ultrasound Diagnostic Systems and probes: LOGIQ F8 Expert; LOGIQ F8, LOGIQ F6 (sipas listës bashkangjitur) | lla | Pajisje mjekesore me ultrasound EKO | Pajisje diagnostikuese dhe terapeutike me rrezatim
7294 | MAC 2000 ECG Analysis System | Montal sh.p.k | 08.05.2020 | GE Medical Systems Information Technologies, Inc. 8200 West Tower Avenue Milwaukee, WI 53223 USA | MAC 2000 ECG Analysis System (sipas listës bashkangjitur) | lla | Eshte nje pajisje mjekesore elektrokardiografike e pajisur me nje sistem matje dhe interpretimi qe bent e mundur nxjerrjen e nje diagnoze te shpejte dhe te sakte | Pajisje diagnostikuese dhe terapeutike me rrezatim
7295 | Treadmill | MSE shpk | 08.05.2020 | Runner Srl. Via G. Di Vittorio, 391, 41032 Cavazzo (MO) - Italy | TREADMILL : Run 2011/T-PC 16320001 | I | Perdoret per stimulimin e stresit fizik te zemres | Tjeter
7296 | Blood Glucose monitoring systems | MedCare International sh.p.k | 08.05.2020 | Tiajin Empecs Medical Device Co., ltd. No.35, 37 Yingcheng Street hangu, Binhai new Area 300480 Tiajin, PR of China | Blood Glucose Monitoring Systems; Blood Glucose Test Meter; Blood Glucose Test Strip; Control Solutions (Including System Model: Medisign GH82) | In Vitro | Aparat per monitorimin e glukozes ne gjak, duke perfshire fishat, glukoze meter dhe kontrolle | Pajisje te diaignostikimit in vitro
7297 | Reagente | Distributor of Medical Devices Group shpk | 08.05.2020 | Dako Denmark ApS, Produktionsvej 42, DK-2600 Glostrup, Denmark | Reagents and Solutions (sipas listes bashkangjitur) | In Vitro | Reagente dhe solucione per perdorim ne imunohistokimi | Pajisje te diagnostikimit in vitro
7298 | Architect CA 125 ll Reagent Kit | Pegasus sh.p.k | 11.05.2020 | Abbott GmbH & Co. KG Max -Planck - Ring 2, 65205 Wiesbaden, Germany | Architect CA 125 ll Reagent Kit: 2K45-24 (400 teste); 2K45-29 (100 teste); 2K45-39 (500 teste); 2K45-02: 2K45-11 | In Vitro | Teste dhe kalibrator per percaktimin sasior te antigjenit OC 125 ne serumin njerezor | Pajisje te diagnostikimit in vitro
7299 | Architect CA 15-3 Reagent Kit | Pegasus sh.p.k | 11.05.2020 | Abbott GmbH & Co. KG Max -Planck - Ring 2, 65205 Wiesbaden, Germany | Architect CA 15-3 Reagent Kit 2K44-21 (400 teste); 2K44-27 (100 teste); 2K44-27 (500 teste); 2K44-02(Calibrators); 2K44-11 (controls) | In Vitro | Teste dhe kalibrator per percaktimin sasior te antigjenit DF3 ne serumin njerezor | Pajisje te diagnostikimit in vitro
7300 | Universal Transport Media™ | Pegasus sh.p.k | 11.05.2020 | Copan Italia S.p.A. ,Via F. Perotti, 10 25125 Brescia, Italy | Universal Transport Media™ ( UTM®) (sipas listes se bashkalidhur) | In Vitro | Tampone qe sherbejne si aplikator per mbledhjen dhe transportin e monstrave virale | Pajisje te diagnostikimit in vitro
7301 | Epidisc | O.E.S Distrimed sh.p.k | 11.05.2020 | Anika Therapeutics S.r.l. Corso Stati Uniti, 4/U, 35127 Padova (PD) - Italy | Surgical adjuncts : EPIDISC - 1417100 EPIDISC 143120F ( 2 x 8 mm diameter discs) | III | Disk otologjik per perdorim ne ORL | Pajisje nje perdorimeshe
7302 | Veshje mbrojtese | Swissmed sh.p.k | 11.05.2020 | Ningbo Great Mountain Medical Instruments Co., Ltd. No.309 Xigu Road, Xiangshan Country, 315700 Ningbo City, Zhejiang Province, PR of China | Protective Glass | I | Xham mbrojtes per syte e e stafit mjekesor | Pajisje laboratori
7303 | Coverall gown | Swissmed sh.p.k | 11.05.2020 | Ningbo Great Mountain Medical Instruments Co., Ltd. No.309 Xigu Road, Xiangshan Country, 315700 Ningbo City, Zhejiang Province, PR of China | Coverall gown | I | Veshje mbrojtese | Pajisje laboratori
7304 | Maske mbrojtese per fytyren | Swissmed sh.p.k | 11.05.2020 | Ningbo Great Mountain Medical Instruments Co., Ltd. No.309 Xigu Road, Xiangshan Country, 315700 Ningbo City, Zhejiang Province, PR of China | Disposable surgical mask | I | Maske mbrojtese per fytyren | Pajisje laboratori
7305 | Face mask shield | Swissmed sh.p.k | 11.05.2020 | Ningbo Great Mountain Medical Instruments Co., Ltd. No.309 Xigu Road, Xiangshan Country, 315700 Ningbo City, Zhejiang Province, PR of China | Face mask shield | I | Maske mbrojtese per fytyren | Pajisje laboratori
7306 | Patient Monitors | O.E.S Distrimed sh.p.k | 11.05.2020 | Shenzhen Hexin ZONDAN Medical Equipment Co., Ltd Floor 14, Block D. Dianlian Technology Building, the Crossing between South Circle Road South Fuli Road, Guangming District, Shenzhen, China | Patient Monitors: Apollo N2; Apollo N4; Apollo N5; ZD120D; ZD120E; iMD12; iMD8 | llb | Monitore pacienti, per monitorimin e parametrave vitale,perdorim spitalor | Produkte per institucione te kujdesit shendetesor
7307 | Aneroid Sphygmomanometer | MedCare International sh.p.k | 11.05.2020 | HONSUN (NANTONG) Co., Ltd. No.8 Tongxing Road, Economic & Technological, Development Area, 226009 Nantong City, PR of China | Anaeroid Sphygmomanometer HS-201T | I | Instrument per matjen e presionit te gjakut | Tjeter
7308 | Antimicrobial Drapes | Biometric Albania sh.p.k. | 11.05.2020 | Klas Medikal Cihazlar Sanayi Mümessillik Iç ve Diş Tic. Ltd. Şti. Ramazanoǧlu Mahaselli Yildirim Sokak No: 1, Pendik Instanbul/ Turkey | Antimicrobial Drapes (sipas listës bashkëngjitur) | I | Mbulesa antimikrobiale me iodine për kirurgji | Pajisje nje perdorimeshe' Pajisje per institucione te kujdesist shendetesor
7309 | DSX Automated ELISA System | Pegasus sh.p.k | 11.05.2020 | DYNEX Technologies, Inc. Sullyfield Circle Chantilly, VA 20151, USA | DSX Automated ELISA System ambient 65100; DSX Automated ELISA System with 2 incubators 65200; DSX Automated ELISA System with 4 incubators 65400; DSX Revelation Software for DSX™ 65078-625 | In Vitro | Sistem ambienti qe perdoret per te rruajtur temperaturen e dhomes; inkubatore qe mundesojne vendosjen net e njejten kohe te shume mikropjatave qe kerkojne temperature inkubimi | Pajisje te diagnostikimt in vitro
7310 | Super Sheath | Montal sh.p.k | 11.05.2020 | Togo Medikit Co., Ltd. 17148-6, AZA Kamekawa, Oaza Hichiya, Hyuga City, Miyazaki Prefecture 883-0062, Japan | Super Sheath (sipas listës bashkëngjitur) | IIa | Jane pajisje mjekesore qe perdoren per udhezimin fillestar te pajisjeve diagnostikuese dhe intervenuese qe futen ne sistemin vaskular periferik dhe koronar | Pajisje nje perdorimeshe
7311 | Synthetic Absorbable Suture | O.E.S Distrimed sh.p.k | 11.05.2020 | Kollsut International Inc. 1763 NE 162nd Street, North Miami Beach, FL 33162 USA | Synthetic Absorbable Suture: RADIK FAST-PGLARAPID; RASTORO FAST-PGARAPID ; SEMFRA -PGCL (sipas listës bashkëngjitur) | lll | Sutura kirurgjikale te absorbueshme per kirurgji te ndryshme. | Pajisje nje perdorimeshe
7312 | Respirator mekanik per Asistimin e pacienteve me patologji respiratore | Health & Light shpk | 11.05.2020 | Respironics California, LLC 2271 Cosmos Court, Carlsbad, California 92011-1517, USA | Respironics V60 Ventilator (sipas listes bashkangjitur) | IIb | Respirator mekanik per Asistimin e pacienteve me patologji respiratore | Pajisje anestezie dhe respiratore
7313 | Monitor pacienti | Health & Light shpk | 11.05.2020 | Philips Medizin Systeme Böblingen GmbH, Hewlett-Packard Strasse 2, 71034 Böblingen, Germany | Multi-parameter patient monitors (sipas listes bashkangjitur) | IIa; Iib | Monitor per matjen e parametrave jetike te pacientit | Pajisje anestezie dhe respiratore
7314 | Compressor Nebulizer | MedCare International sh.p.k | 11.05.2020 | HONSUN ( NANTONG) Co., Ltd. No.8 Tongxing Road Economic&Technological Development Area 226009 Nantong City PEOPLE'S REPUBLIC OF CHINA | Compressor Nebulizer: NB-918C | lla | Nebulizator qe kthen ilacin e lengshem ne avull per te ndihmuar trajtimin e astmes | Pajisje anestezie dhe respiratore
7315 | Blood Pressure Monitor | MedCare International sh.p.k | 11.05.2020 | HONSUN ( NANTONG) Co., Ltd. No.8 Tongxing Road Economic&Technological Development Area 226009 Nantong City PEOPLE'S REPUBLIC OF CHINA | Blood Pressure Monitor - LD 521 | lla | Pajisje per matjen e tensionit arterial | Tjeter
7316 | Esophageal stent | O.E.S Distrimed sh.p.k | 12.05.2020 | Micro-Tech (Nanjing) Co., Ltd. No.10 Gaoke Third Road, Nanjing National Hi-Tech, Industrial Development Zone, Nanjing 210032, Jiangsu Province, P.R of China | Esophageal stent (sipas listes bashkangjitur) | IIb | Stenta ezofageale per perdorim ne gastroenterologji | Pajisje nje perdorimeshe
7317 | Schaedler agar | Labopharma shpk | 12.05.2020 | Biomerieux SA, 376 Chemin de l'Orme, 69280 Marcy l'Etoile - France | Schaedler agar + 5% sheep blood / Gélose Schaedler + 5% de sang de mouton (SCS) 43401; 43279 | In Vitro | Jane pjata qe permbajne terrene te cilat sherbejne per gjetjen e baktereve anaerobike fakultative | Pajisje te diagnostikimit in vitro
7318 | VIDAS ® Lyme IgG (LYG) | Labopharma shpk | 12.05.2020 | Biomerieux SA, 376 Chemin de l'Orme, 69280 Marcy l'Etoile - France | VIDAS ® Lyme IgG (LYG) 30320 (60 tests) | In Vitro | Jane reagent qe perdoren per percaktimin sasior te imunoglobulines G te formuar kunder familjes se baktereve Borrelia burgdorferi ne seru min dhe plazmen humane | Pajisje te diagnostikimit in vitro
7319 | VIDAS ® FT3 (FT3) | Labopharma shpk | 12.05.2020 | Biomerieux SA, 376 Chemin de l'Orme, 69280 Marcy l'Etoile - France | VIDAS ® FT3 (FT3) 30402 (60 tests) | In Vitro | Jane reagent qe perdoren per percaktimin sasior te tiroidines te lire ne serumin dhe plazmen njerezore | Pajisje te diagnostikimit in vitro
7320 | VIDAS ® HCG (HCG) | Labopharma shpk | 12.05.2020 | Biomerieux SA, 376 Chemin de l'Orme, 69280 Marcy l'Etoile - France | VIDAS ® HCG (HCG) 30405 (60 tests) | In Vitro | Jane reagent qe perdoren per percaktimin sasior te gonadotropines korionike te njeriut ne serumin dhe plazmen njerezore | Pajisje te diagnostikimit in vitro
7321 | VIDAS ® AFP (AFP) | Labopharma shpk | 12.05.2020 | Biomerieux SA, 376 Chemin de l'Orme, 69280 Marcy l'Etoile - France | VIDAS ® AFP (AFP) 30413 (60 tests) | In Vitro | Jane reagent qe perdoren per percaktimin sasior te PROTEINES ALFA FETO HUMANE tne serumin njerezore, FLUIDIN AMNIOTIK DHE NE PLAZEM | Pajisje te diagnostikimit in vitro
7322 | IFA nDNA Test System FA1001 | Labopharma shpk | 12.05.2020 | ZEUS Scientific, Inc. 200 Evans Way, Branchburg, NJ 08876, USA | IFA nDNA Test System FA1001 (100 teste) | In Vitro | Test per AND me tekniken IFA | Pajisje te diagnostikimit in vitro
7323 | IFA ANA Hep-2 Test System FA2400/ FA2401/ FA2400EB/ FA401EB | Labopharma shpk | 12.05.2020 | ZEUS Scientific, Inc. 200 Evans Way, Branchburg, NJ 08876, USA | IFA ANA Hep-2 Test System FA2400(300 teste); FA2401(120 teste); FA2400EB(300 teste); FA401EB(120 teste) | In Vitro | Teste per diagnostifikimin e System lupus erythematosus | Pajisje te diagnostikimit in vitro
7324 | IFA Auto Antibody Screen (AAS) Test System FA3401/ FA3402/ FA3403 | Labopharma shpk | 12.05.2020 | ZEUS Scientific, Inc. 200 Evans Way, Branchburg, NJ 08876, USA | IFA Auto Antibody Screen (AAS) Test System FA3401/ FA3402/ FA3403(80 teste) | In Vitro | Teste per gjetjen e antitrupave antinukleare, mitokondrial te muskulit te leshuar | Pajisje te diagnostikimit in vitro
7325 | ANAscreen 4010 | Labopharma shpk | 12.05.2020 | GA Generic Assays GmbH, Ludwing-Erhard-Ring 3, 15827 Dahlewitz, Deutschland | ANAscreen 4010 (96 teste) | In Vitro | Test gjysem sasior per gjetjen e antitupave te prodhuar kunder antigjeneve nukleare dhe citoplazmatike | Pajisje te diagnostikimit in vitro
7326 | ANApro4012 | Labopharma shpk | 12.05.2020 | GA Generic Assays GmbH, Ludwing-Erhard-Ring 3, 15827 Dahlewitz, Deutschland | ANApro4012 (96 teste) | In Vitro | Test gjysem sasior per gjetjen e antitupave te prodhuar kunder antigjeneve nukleare dhe citoplazmatike | Pajisje te diagnostikimit in vitro
7327 | Anti-dsDNA 4015 | Labopharma shpk | 12.05.2020 | GA Generic Assays GmbH, Ludwing-Erhard-Ring 3, 15827 Dahlewitz, Deutschland | Anti-dsDNA 4015 (96 teste) | In Vitro | Teste per gjetjen sasiore te antitrupave IgG | Pajisje te diagnostikimit in vitro
7328 | Anti-hu TransG | Labopharma shpk | 12.05.2020 | GA Generic Assays GmbH, Ludwing-Erhard-Ring 3, 15827 Dahlewitz, Deutschland | Anti-hu TransG 4033 (96 teste) | In Vitro | Teste per gjetjen sasiore te antitrupave IgG | Pajisje te diagnostikimit in vitro
7329 | Anti-MPO 4058 | Labopharma shpk | 12.05.2020 | GA Generic Assays GmbH, Ludwing-Erhard-Ring 3, 15827 Dahlewitz, Deutschland | Anti-MPO 4058 ( 96 teste) | In Vitro | Test per gjetjen gjysem sasiore te antitrupave kunder MPO | Pajisje te diagnostikimit in vitro
7330 | Anti-PR3 4059 | Labopharma shpk | 12.05.2020 | GA Generic Assays GmbH, Ludwing-Erhard-Ring 3, 15827 Dahlewitz, Deutschland | Anti-PR3 4059 (96 teste) | In Vitro | Test per gjetjen gjysem sasiore te antitrupave kunder PR3 | Pajisje te diagnostikimit in vitro
7331 | cANCA IFA plus 87061 | Labopharma shpk | 12.05.2020 | GA Generic Assays GmbH, Ludwing-Erhard-Ring 3, 15827 Dahlewitz, Deutschland | cANCA IFA plus 87061 (60 teste) | In Vitro | Teste per gjetjen sasiore te antitrupave IgG | Pajisje te diagnostikimit in vitro
7332 | pANCA IFA plus 87161 | Labopharma shpk | 12.05.2020 | GA Generic Assays GmbH, Ludwing-Erhard-Ring 3, 15827 Dahlewitz, Deutschland | pANCA IFA plus 87161 ( 60 teste) | In Vitro | Teste per gjetjen sasiore te antitrupave IgG kunder ANCA | Pajisje te diagnostikimit in vitro
7333 | Medizym® anti-CCP 3860 | Labopharma shpk | 12.05.2020 | MEDIPAN GMBH, Ludwig-Erhard-Ring 3, 15827 Dahlewitz, Deutschland | Medizym® anti-CCP 3860 | In Vitro | Test ELISA per gjetjen e antitrupave IgG kunder CCP | Pajisje te diagnostikimit in vitro
7334 | CLED Agar/Gèlose CLED (CLED) 43331; 43339 | Labopharma shpk | 12.05.2020 | BIOMÉRIEUX SA, 376 Chemin de l'Orme - 69280 Marcy L'Etoile - France | CLED Agar/Gèlose CLED (CLED) 43331 (pjata 2x10, 90mm); 43339 ( pjata 10x10, 90mm) | In Vitro | Terrene mikrobiale per izolim te baktereve urinare | Pajisje te diagnostikimit in vitro
7335 | INSTYLAN | Partners Pharma sh.p.k | 13.05.2020 | DIACO BIOFARMACEUTICI S.R.L via Flavia, 124-34147 Trieste (TS)- Italy | INSTYLAN- Sterile Solution hyaluronic Acid based (0,16%) for bladder irrigation | IIa | Solucion steril me baze acidi hyaluronik qe perdoret per shperlarje te fshikezes urinare. | Tjeter
7336 | Anti-AB, monoclonal B05407 (200 teste) | Pegasus sh.p.k | 13.05.2020 | Dialab Produktion und Vertrieb von chemisch-technischen Produkten und Laborinstrumenten Gesellschaft m.b.H. IZ-NOE Sued, Hondastrasse, Objekt M55, A-2351 Wiener Neudorf | Anti-AB, monoclonal B05407 (200 teste) | In Vitro | Jane reagente qe perdoren in vitro per te verifikuar prezencen e antigenit A, B ne analizat e gjakut per te percaktuar grupin e gjakut. | Pajisje te diagnostikimit in vitro
7337 | Anti-D (IgM/IgG), monoclonal B05408 (200 teste) | Pegasus sh.p.k | 13.05.2020 | Dialab Produktion und Vertrieb von chemisch-technischen Produkten und Laborinstrumenten Gesellschaft m.b.H. IZ-NOE Sued, Hondastrasse, Objekt M55, A-2351 Wiener Neudorf | Anti-D (IgM/IgG), monoclonal B05408 (200 teste) | In Vitro | Jane kultura in vitro me qeliza hibride te perfituara me fusion qelizor dhe sherbejne per te verifikuar prezencen e antigjenit D ne gjak. | Pajisje te diagnostikimit in vitro
7338 | Anti-A, monoclonal B05405 (200 teste) | Pegasus sh.p.k | 13.05.2020 | Dialab Produktion und Vertrieb von chemisch-technischen Produkten und Laborinstrumenten Gesellschaft m.b.H. IZ-NOE Sued, Hondastrasse, Objekt M55, A-2351 Wiener Neudorf | Anti-A, monoclonal B05405 (200 teste) | In Vitro | Jane reagente qe perdoren in vitro per te verifikuar prezencen e antigenit A ne analizat e gjakut per te percaktuar grupin e gjakut. | Pajisje te diagnostikimit in vitro
7339 | Anti-B, monoclonal B05406 (200 teste) | Pegasus sh.p.k | 13.05.2020 | Dialab Produktion und Vertrieb von chemisch-technischen Produkten und Laborinstrumenten Gesellschaft m.b.H. IZ-NOE Sued, Hondastrasse, Objekt M55, A-2351 Wiener Neudorf | Anti-B, monoclonal B05406 (200 teste) | In Vitro | Jane reagente qe perdoren in vitro per te verifikuar prezencen e antigenit B ne analizat e gjakut per te percaktuar grupin e gjakut. | Pajisje te diagnostikimit in vitro
7340 | D-Dimer Latex Agglutination Kit T9515707 (80 teste) | Pegasus sh.p.k | 13.05.2020 | Dialab Produktion und Vertrieb von chemisch-technischen Produkten und Laborinstrumenten Gesellschaft m.b.H. IZ-NOE Sued, Hondastrasse, Objekt M55, A-2351 Wiener Neudorf | D-Dimer Latex Agglutination Kit T9515707 (80 teste) | In Vitro | Eshte nje analize imunokromatografike e cila permban reagente te cilet sherbejne per identifikin sasior te produkteve te degraduara te fibrines. | Pajisje te diagnostikimit in vitro
7341 | DIAQUICK CRP Cassette Z06021 (80 teste) | Pegasus sh.p.k | 13.05.2020 | Dialab Produktion und Vertrieb von chemisch-technischen Produkten und Laborinstrumenten Gesellschaft m.b.H. IZ-NOE Sued, Hondastrasse, Objekt M55, A-2351 Wiener Neudorf | DIAQUICK CRP Cassette Z06021 (80 teste) | In Vitro | Jane teste qe permbajne reagente te cilet sherbejne per percaktimin e proteines C aktive (CRP) ne gjak. | Pajisje te diagnostikimit in vitro
7342 | DIAQUICK HIV Plus H18100 (25 teste); DIAQUICK HIV Plus WB H18101 (25 teste) | Pegasus sh.p.k | 13.05.2020 | Dialab Produktion und Vertrieb von chemisch-technischen Produkten und Laborinstrumenten Gesellschaft m.b.H. IZ-NOE Sued, Hondastrasse, Objekt M55, A-2351 Wiener Neudorf | DIAQUICK HIV Plus H18100 (25 teste); DIAQUICK HIV Plus WB H18101 (25 teste) | In Vitro | Eshte test imonokromatografik qe ka nje sistem antigeni te dyfishte per gjetjen e antitrupave te prodhuar kunder HIV-1 dhe/ose HIV-2 ne serumin njerezor,ne plazem dhe ne gjak total. | Pajisje te diagnostikimit in vitro
7343 | DIAQUICK Troponin I Cassette Z08120CE (30 teste);DIAQUICK Troponin I Cassette Z08125CE (5 teste) | Pegasus sh.p.k | 13.05.2020 | Dialab Produktion und Vertrieb von chemisch-technischen Produkten und Laborinstrumenten Gesellschaft m.b.H. IZ-NOE Sued, Hondastrasse, Objekt M55, A-2351 Wiener Neudorf | DIAQUICK Troponin I Cassette Z08120CE (30 teste);DIAQUICK Troponin I Cassette Z08125CE (5 teste) | In Vitro | Eshte nje test imonokromatografik per percaktimin sasior te Troponines I kardiake humane ne gjak total, serumin njerezor dhe ne plazem per te ndihmuar ne nje diagnoze sa me precize te infraktit te miokartit akut (AMI). | Pajisje te diagnostikimit in vitro
7344 | DIAQUICK FOB Cassette Z01101CE (25 teste);DIAQUICK FOB Cassette Z01102CE (25 teste) | Pegasus sh.p.k | 13.05.2020 | Dialab Produktion und Vertrieb von chemisch-technischen Produkten und Laborinstrumenten Gesellschaft m.b.H. IZ-NOE Sued, Hondastrasse, Objekt M55, A-2351 Wiener Neudorf | DIAQUICK FOB Cassette Z01101CE (25 teste);DIAQUICK FOB Cassette Z01102CE (25 teste) | In Vitro | Test I shpejte qe tregon homoglobinen ne fece. | Pajisje te diagnostikimit in vitro
7345 | VIDAS ® TOTAL IgE (IGE) | Labopharma shpk | 13.05.2020 | Biomerieux SA, 376 Chemin de l'Orme, 69280 Marcy l'Etoile - France | VIDAS ® TOTAL IgE (IGE) 30419 (60 tests) | In Vitro | Jane reagent qe perdoren per percaktimin sasior te imunogloblines E ne serumin dhe plazmen njerezor | Pajisje te diagnostikimit in vitro
7346 | VIDAS ® CA 15-3® (153) | Labopharma shpk | 13.05.2020 | Biomerieux SA, 376 Chemin de l'Orme, 69280 Marcy l'Etoile - France | VIDAS ® CA 15-3® (153) 30429 (30 tests) | In Vitro | Jane reagent qe perdoren per percaktimin sasior te proteines kancer antigjen ne serumin dhe plazmen njerezor | Pajisje te diagnostikimit in vitro
7347 | VIDAS ® FPSA (FPSA) | Labopharma shpk | 13.05.2020 | Biomerieux SA, 376 Chemin de l'Orme, 69280 Marcy l'Etoile - France | VIDAS ® FPSA (FPSA) 30440 (30 tests) | In Vitro | Jane reagent qe perdoren per percaktimin sasior te fraksionit te lire te antigjenit specifik te prostates ne serumin njerezor | Pajisje te diagnostikimit in vitro
7348 | VIDAS ® HIV P24 II Confirmation | Labopharma shpk | 13.05.2020 | Biomerieux SA, 376 Chemin de l'Orme, 69280 Marcy l'Etoile - France | VIDAS ® HIV P24 II Confirmation 30444 (60 tests) | In Vitro | Jane reagent qe perdoren per percaktimin sasior te imunoglobulinave HIV-1 ,HIV-2 dhe antigjen p24 kunder HIV-1 ne serumin njerezor | Pajisje te diagnostikimit in vitro
7349 | VIDAS ® Cortisol S (CORS) | Labopharma shpk | 13.05.2020 | Biomerieux SA, 376 Chemin de l'Orme, 69280 Marcy l'Etoile - France | VIDAS ® Cortisol S (CORS) 30451 (60 tests) | In Vitro | Jane reagent qe perdoren per percaktimin sasior te kortizolit ne serumin njerezor, plazem dhe urine | Pajisje te diagnostikimit in vitro
7350 | Ureteral Catheters and Sets | Evita shpk | 13.05.2020 | Urotech GmbH Medi-Globe-Str. 1-5 83101 Rohrdorf/ Achenmühle, Germany | Ureteral Catheters and Sets (sipas listes se bashkalidhur) | l | Kateter qe perdoren ne sistemin urinar apo organe urinare. | Pajisje nje perdorimeshe
7351 | Ureteric Stents and Sets (sipas listes bashkengjitur) | Evita shpk | 11.05.2020 | Urotech GmbH Medi-Globe-Str. 1-5, 83101 Rohrdorf / Achenmühle Germany | Ureteric Stents and Sets (sipas listes bashkengjitur) | llb | Stent ureteral qe perdoret ne sistemin urinar per te parandaluar ose zgjidhur bllokimin e rrjedhes se urines nga veshkat. | Tjeter
7352 | Ureteric Catheters and Sets (sipas listes bashkengjitur) | Evita shpk | 11.05.2020 | Urotech GmbH Medi-Globe-Str. 1-5, 83101 Rohrdorf / Achenmühle Germany | Ureteric Catheters and Sets (sipas listes bashkengjitur) | lla | Kateter qe perdoret ne sistemin urinar apo organet urinare. | Tjeter
7353 | Nephrostomy Catheters and Sets: ZY-800625 (Fistofix Renal Cyst Puncture Set with premounted pigtail catheter, FR 05/25cm RE-650 Replacement-Catheter FR 6/50cm) | Evita shpk | 11.05.2020 | Urotech GmbH Medi-Globe-Str. 1-5, 83101 Rohrdorf / Achenmühle Germany | Nephrostomy Catheters and Sets: ZY-800625 (Fistofix Renal Cyst Puncture Set with premounted pigtail catheter, FR 05/25cm RE-650 Replacement-Catheter FR 6/50cm) | lla | Tubi i nefrodtomise eshte nje kateter qe futet ne lekuren e njeriut dhe ne veshken e tij per te kulluar urinen. | Tjeter
7354 | SMF System (sipas listes bashkengjitur) | LAYO sh.p.k | 12.05.2020 | Smith & Nephew,Inc. 1450 Brooks Road Memphis Tennessee 38116 USA | SMF System (sipas listes bashkengjitur) | lll | Komponenti femoral SMF STEM i protezes koksofemorale perdoret per implantim gjate kirurgjive ne sherbim te ortopedise. | Pajisje te implantueshme aktive
7355 | Hip Systems (sipas listes bashkengjitur) | LAYO sh.p.k | 12.05.2020 | Smith & Nephew,Inc. 1450 Brooks Road Memphis Tennessee 38116 USA | Hip Systems (sipas listes bashkengjitur) | l, lla, llb | Instrumenta shumeperdorimesh dhe implante koksofemoreale, per perdorim ne kirurgjite e sherbimit te ortopedise. | Instrumenta shumeperdorimesh
7356 | Digital Thermometer | Euromed sh.p.k | 15.05.2020 | Ningbo Greetmed Medical Instruments Co., Ltd. 16F-1, No.1 Building, NO.98 Chuangyuan Road, Hi-Tech Zone, 315042 Ningbo, Zhejiang Province PEOPLE'S REBUBLIC OF CHINA | Digital Thermometer GT004-267 | IIa | Termometer dixhital per matjen e temperatures. | Tjeter
7357 | HCG- MIDSTREAM | Euromed sh.p.k | 15.05.2020 | Ningbo Greetmed Medical Instruments Co., Ltd. 16F-1, No.1 Building, NO.98 Chuangyuan Road, Hi-Tech Zone, 315042 Ningbo, Zhejiang Province PEOPLE'S REBUBLIC OF CHINA | HCG- MIDSTREAM GT111-300 | In Vitro | Teste shtatzanie. | Pajisje nje perdorimeshe
7358 | CONDOM | Euromed sh.p.k | 15.05.2020 | Ningbo Greetmed Medical Instruments Co., Ltd. 16F-1, No.1 Building, NO.98 Chuangyuan Road, Hi-Tech Zone, 315042 Ningbo, Zhejiang Province PEOPLE'S REBUBLIC OF CHINA | CONDOM GT113-100 | IIb | Per qellime kontraceptive dhe profilaktike per te ndihmuar ne parandalim te shtatzanise dhe trasmetimin e semundjeve seksualisht te transmetueshme. | Pajisje nje perdorimeshe
7359 | Transport Lung Ventilator | Omega Optikal sh.p.k | 15.05.2020 | Modul Grup Muhendislik Elektronik, Medikal Ins.Eg. Ve Bilisim San. Tic. Ltd. Sti. Alinteri Bulvari Gul 86 Yapi Koop. C Blok No: 1/75 Ostim- Ankara-Turkey | Transport Lung Ventilator-Life, Easy, Oxi1, Oxi2, Oxi2 Plus, Oxi3, Oxi4 | IIb | Vakum respirator per personat qe ndodhen ne reanimacion | Pajisje anestezie dhe repiratore
7360 | Video Laryngoscope ( BD-BA, BD-CH, BD-NE, BD-DF, BD-DP) | Omega Optikal sh.p.k | 15.05.2020 | Shenzhen Besdata Technology Co., Ltd 2/F, Building C, Hongyi industrial Park, No.4010 Banxuegang Road, Bantian street, Longgang District, Shenzhen, Guangdong, China | Video Laryngoscope ( BD-BA, BD-CH, BD-NE, BD-DF, BD-DP) | I | Perdoret per ekzaminimin e pjeses se laringut. | Pajisje per institucione te kujdesit shendetesor
7361 | Bite Healer BR60 | Farmatech sh.p.k | 21.04.2020 | Beurer GmbH, Soeflinger Str.218, 89077 Ulm, Germany | Bite Healer BR60 | IIa | Trajtues i pickimeve te insekteve | Tjeter
7362 | VIDAS RUB IgM 30214 | Labopharma shpk | 22.04.2020 | BIOMERIEUX SA, 376 CHEMIN DE l'Orme, 69280 Marcy I'Etoile - France | VIDAS ® RUB IgM 30214 (RBM)-30 Tests | In Vitro | Imunoanalize kualitative automatike qe permban reagent qe perdoren per gjetjen e imunoglobuline M te prodhuar kunder rubelles. | Pajisje te diagnostikimit in vitro
7363 | VIDAS NT-proBNP2 (PBN2) 30458 | Labopharma shpk | 22.04.2020 | BIOMERIEUX SA, 376 CHEMIN DE l'Orme, 69280 Marcy I'Etoile - France | VIDAS ® NT-proBNP2 (PBN2) 30458-60 Tests | In Vitro | Test kualitativ automatik qe permban reagent per gjetjen e fragmentit N-fundor te peptidit natriuretik. | Pajisje te diagnostikimit in vitro
7364 | VIDAS D-Dimer Exclusion II (DEX2) 30455 | Labopharma shpk | 22.04.2020 | BIOMERIEUX SA, 376 CHEMIN DE l'Orme, 69280 Marcy I'Etoile - France | VIDAS ®D-Dimer Exclusion II™ (DEX2) 30455-60 Tests | In Vitro | Test kualitativ automatik qe permban reagent per gjetjen e produkteve te degraduara te fibrines . | Pajisje te diagnostikimit in vitro
7365 | VIDAS TOXO IgG AVIDITY (TXGA) 30222 | Labopharma shpk | 22.04.2020 | BIOMERIEUX SA, 376 CHEMIN DE l'Orme, 69280 Marcy I'Etoile - France | VIDAS ®TOXO IgG AVIDITY (TXGA) 30222-30 Tests | In Vitro | Test kualitativ automatik qe permban reagent per percaktimin e anti-toxoplazes IgG. | Pajisje te diagnostikimit in vitro
7366 | VIDAS HBs Ag ultra (HBS) 30315 | Labopharma shpk | 22.04.2020 | BIOMERIEUX SA, 376 CHEMIN DE l'Orme, 69280 Marcy I'Etoile - France | VIDAS ®HBs Ag Ultra (HBS) 30315-60 Tests | In Vitro | Test kualitativ automatik qe permban reagent per percaktimin e antigenit te siperfaqes te hepatitit B. | Pajisje te diagnostikimit in vitro
7367 | VIDAS D-Dimer Exclusion II (DEX2) 30455-2 | Labopharma shpk | 22.04.2020 | BIOMERIEUX SA, 376 CHEMIN DE l'Orme, 69280 Marcy I'Etoile - France | VIDAS ®D-Dimer Exclusion II™ (DEX2) 30455-2-60 Tests | In Vitro | Test sasior automatik qe permban reagente qe sherbejne per gjetjen e produkteve te degraduara te fibrines (FbDP). | Pajisje te diagnostikimit in vitro
7368 | VIDAS Myoglobin (MYO) 30446 | Labopharma shpk | 22.04.2020 | BIOMERIEUX SA, 376 CHEMIN DE l'Orme, 69280 Marcy I'Etoile - France | VIDAS ® Myoglobin (MYO) 30446-30 Tests | In Vitro | Test kualitativ automatik qe permban reagent per percaktimin e mioglobines. | Pajisje te diagnostikimit in vitro
7369 | VIDAS TOXO IgM (TXM) 30202 | Labopharma shpk | 22.04.2020 | BIOMERIEUX SA, 376 CHEMIN DE l'Orme, 69280 Marcy I'Etoile - France | VIDAS ® TOXO IgM (TXM) 30202-60 Tests | In Vitro | Test kualitativ automatik qe permban reagent per percaktimin e anti-toxoplazes IgM. | Pajisje te diagnostikimit in vitro
7370 | BacT/ALERT FA Culture Bottle 259791 ; BacT/ALERT FN Culture Bottle 259793; BacT/ALERT PF Culture Bottle 259794; BacT/ALERT SA Culture Bottle 259789; BacT/ALERT SN Culture Bottle 259790 | Labopharma shpk | 22.04.2020 | bioMerieux, Inc. 100 Rodolphe Street Durham, NC 27712- United States | BacT/ALERT FA Culture Bottle 259791 ; BacT/ALERT FN Culture Bottle 259793; BacT/ALERT PF Culture Bottle 259794; BacT/ALERT SA Culture Bottle 259789; BacT/ALERT SN Culture Bottle 259790 | In Vitro | Jane shishe qe permbajne nje shtrese polimerike adsorbente ne te cilat testohet kompione te gjakut ose fluide sterile te trupit. | Pajisje te diagnostikimit in vitro
7371 | VIDAS CMV IgG (CMVG) 30204 | Labopharma shpk | 22.04.2020 | BIOMERIEUX SA, 376 CHEMIN DE l'Orme, 69280 Marcy I'Etoile - France | VIDAS ® CMV IgG (CMVG) 30204-60 Tests | In Vitro | Imunoanalize kualitative automatike qe permban reagent qe perdoren per percaktimin e antitrupave anti-CMV IgG. | Pajisje te diagnostikimit in vitro
7372 | VIDAS CMV IgM (CMVM) 30205 | Labopharma shpk | 22.04.2020 | BIOMERIEUX SA, 376 CHEMIN DE l'Orme, 69280 Marcy I'Etoile - France | VIDAS ® CMV IgM (CMVM) 30205-30 Tests | In Vitro | Imunoanalize kualitative automatike qe permban reagent qe perdoren per percaktimin e antitrupave anti-CMV IgM. | Pajisje te diagnostikimit in vitro
7373 | VIDAS TOXO IgG II (TXG) 30210 | Labopharma shpk | 22.04.2020 | BIOMERIEUX SA, 376 CHEMIN DE l'Orme, 69280 Marcy I'Etoile - France | VIDAS ®TOXO IgG (TXG) 30210-60 Tests | In Vitro | Test kualitativ automatik qe permban reagent per percaktimin e anti-toxoplazes IgG. | Pajisje te diagnostikimit in vitro
7374 | VIDAS RUB IgG II (RBG) 30221 | Labopharma shpk | 22.04.2020 | BIOMERIEUX SA, 376 CHEMIN DE l'Orme, 69280 Marcy I'Etoile - France | VIDAS ® RUB IgG II 30221 (RBG)-60 Tests | In Vitro | Test kualitative automatike qe permban reagent qe perdoren per percaktimin sasior te imunoglobuline G te prodhuar kunder rubelles. | Pajisje te diagnostikimit in vitro
7375 | VIDAS Anti-HCV (HCV) 30308 | Labopharma shpk | 22.04.2020 | BIOMERIEUX SA, 376 CHEMIN DE l'Orme, 69280 Marcy I'Etoile - France | VIDAS ® Anti-HCV (HCV) 30308-60 Tests | In Vitro | Test kualitative automatike qe permban reagent qe perdoren per gjetjen e antitrupave IgG te prodhuar kunder virusit te hepatitit C. | Pajisje te diagnostikimit in vitro
7376 | VIDAS B.R.A.H.M.S PCT (PCT) 30450 | Labopharma shpk | 22.04.2020 | BIOMERIEUX SA, 376 CHEMIN DE l'Orme, 69280 Marcy I'Etoile - France | VIDAS ® B.R.A.H.M.S PCT™ (PCT) 30450-60 Tests | In Vitro | Test kualitative automatike qe permban reagent qe perdoren per percaktimin e prokalcitonines. | Pajisje te diagnostikimit in vitro
7377 | VIDAS Digoxin 30603 | Labopharma shpk | 22.04.2020 | BIOMERIEUX SA, 376 CHEMIN DE l'Orme, 69280 Marcy I'Etoile - France | VIDAS ® Digoxin (DIG) 30603-60 Tests | In Vitro | Test kualitative automatike qe permban reagent qe perdoren per percaktimin e digoksines. | Pajisje te diagnostikimit in vitro
7378 | VIDAS CMV IgG AVIDITY II (CMVA) 413557 | Labopharma shpk | 22.04.2020 | BIOMERIEUX SA, 376 CHEMIN DE l'Orme, 69280 Marcy I'Etoile - France | VIDAS ® CMV IgG AVIDITY II (CMVA) 413557-30 Tests | In Vitro | Imunoanalize kualitative automatike qe permban reagent qe perdoren per percaktimin e antitrupave anti-CMV IgG. | Pajisje te diagnostikimit in vitro
7379 | VIDAS High sensitive Troponin I (TNHS) 415386 | Labopharma shpk | 22.04.2020 | BIOMERIEUX SA, 376 CHEMIN DE l'Orme, 69280 Marcy I'Etoile - France | VIDAS ® High sensitive Troponin I (TNHS) 415386-60 Tests | In Vitro | Test kualitative automatike qe permban reagent qe perdoren per percaktimin e troponined I. | Pajisje te diagnostikimit in vitro
7380 | VIDAS ® B.R.A.H.M.S PCT™ (PCT) 30450-86 | Labopharma shpk | 22.04.2020 | BIOMERIEUX SA, 376 CHEMIN DE l'Orme, 69280 Marcy I'Etoile - France | VIDAS ® B.R.A.H.M.S PCT™ (PCT) 30450-86-60 Tests | In Vitro | Test kualitative automatike qe permban reagent qe perdoren per percaktimin e prokalcitonines. | Pajisje te diagnostikimit in vitro
7381 | VIDAS ® C. difficile GDH (GDH) 30125 | Labopharma shpk | 22.04.2020 | BIOMERIEUX SA, 376 CHEMIN DE l'Orme, 69280 Marcy I'Etoile - France | VIDAS ® C. difficile GDH (GDH) 30125-60 Tests | In Vitro | Test kualitative qe permban reagent qe perdoren per gjetjen e antigenit C.difficile dhe glutamate dehidrogjenazi. | Pajisje te diagnostikimit in vitro
7382 | VIDAS ® Mumps IgG (MPG) 30218 | Labopharma shpk | 22.04.2020 | BIOMERIEUX SA, 376 CHEMIN DE l'Orme, 69280 Marcy I'Etoile - France | VIDAS ® Mumps IgG (MPG) 30218-60 Tests | In Vitro | Test kualitativ automatik qe permban reagent per percaktimin e antitrupave IgG te prodhuar kunder virusit mumps. | Pajisje te diagnostikimit in vitro
7383 | VIDAS ® Measles IgG (MSG) 30219 | Labopharma shpk | 22.04.2020 | BIOMERIEUX SA, 376 CHEMIN DE l'Orme, 69280 Marcy I'Etoile - France | VIDAS ® Measles IgG (MSG) 30219-60 Tests | In Vitro | Test kualitativ automatik qe permban reagent per percaktimin e antitrupave IgG te prodhuar kunder virusit mumps. | Pajisje te diagnostikimit in vitro
7384 | VIDAS ® EBV EBNA IgG (EBNA) 30235 | Labopharma shpk | 22.04.2020 | BIOMERIEUX SA, 376 CHEMIN DE l'Orme, 69280 Marcy I'Etoile - France | VIDAS ® EBV EBNA IgG (EBNA) 30235-30 Tests | In Vitro | Test kualitativ automatik qe permban reagent per percaktimin e antitrupave IgG te prodhuar kunder virusit EPSTEIN BARR. | Pajisje te diagnostikimit in vitro
7385 | VIDAS ® EBV VCA IgM (VCAM) 30237 | Labopharma shpk | 22.04.2020 | BIOMERIEUX SA, 376 CHEMIN DE l'Orme, 69280 Marcy I'Etoile - France | VIDAS ® EBV VCA IgM (VCAM) 30237-30 Tests | In Vitro | Test kualitativ automatik qe permban reagent per percaktimin e antitrupave IgM te prodhuar kunder virusit EPSTEIN BARR. | Pajisje te diagnostikimit in vitro
7386 | VIDAS ® Anti-HBc Total II (HBCT) 30314 | Labopharma shpk | 22.04.2020 | BIOMERIEUX SA, 376 CHEMIN DE l'Orme, 69280 Marcy I'Etoile - France | VIDAS ® Anti-HBc Total II (HBCT) 30314-60 Tests | In Vitro | Reagente qe perdoren per percaktimin sasior te antitrupave te formuar kunder antigenit siperfaqesor te hepatitit B. | Pajisje te diagnostikimit in vitro
7387 | Free Testosterone ELISA: EQ 6151-9601 | Swissmed sh.p.k | 14.05.2020 | Euroimmun Medizinische Labordiagnostika AG Seekamp 31 23560 Lubeck Deutschland | Free Testosterone ELISA: EQ 6151-9601 | In Vitro | Reagent per percaktimin e testit te testosteronit te lire. | Pajisje te diagnostikimit in vitro, pajisje laboratori
7388 | EUROLINE-FOOD profile 54 (IgG): DP 3021-1601-7 G | Swissmed sh.p.k | 14.05.2020 | Euroimmun Medizinische Labordiagnostika AG Seekamp 31 23560 Lubeck Deutschland | EUROLINE-FOOD profile 54 (IgG): DP 3021-1601-7 G | In Vitro | Reagent per percaktimin e testit te intolerances ushqimore me 54 profile. Perdorimi ne aparatet EuroBolt Master dhe EuroBolt One. | Pajisje te diagnostikimit in vitro, pajisje laboratori
7389 | Hemofibrin: GN1045; Hemoplastin L: GN1011-GN1015; Hemoplastin Lyophilised: GN1016; Hemotrol N&P: GN1100-GN1200; Hemos PTT Kit: GN1030-GN1033; Caocal: GN1115 | Swissmed sh.p.k | 14.05.2020 | RAL Tecnica para el Laboratorio, S.A. AV. Mare de Deu de Montserrat, 51 08970 Sant Joan Despi (Barcelona) Spain | Hemofibrin: GN1045; Hemoplastin L: GN1011-GN1015; Hemoplastin Lyophilised: GN1016; Hemotrol N&P: GN1100-GN1200; Hemos PTT Kit: GN1030-GN1033; Caocal: GN1115 | In Vitro | Reagente, kontrolle per percaktimin e faktoreve te koagulimit ne gjak. Perdorim ne aparat koagulometer. | Pajisje te diagnostikimit in vitro, pajisje laboratori
7390 | Dehydroepiandrosterone (DHEA) ELISA: EQ 6154-9601 | Swissmed sh.p.k | 14.05.2020 | Euroimmun Medizinische Labordiagnostika AG Seekamp 31 23560 Lubeck Deutschland | Dehydroepiandrosterone (DHEA) ELISA: EQ 6154-9601 | In Vitro | Reagent per percaktimin e testit te dehydroepiandrosterone (DHEA) ELISA. | Pajisje te diagnostikimit in vitro, pajisje laboratori
7391 | Zevendesimi i dhembeve pa demtuar dhembet e tjere, edhe ne rastet kur nuk ka dhembe fare. | Moto-Mania shpk | 14.05.2020 | LASAK s.r.o. Českobrodská 1047/56, 19001 Praha 9 - Hloubětin, Czech Republic | Dental implanten system IMPLADENT; IMPLADENT Implants: SB-straight, SB-ACCEL-tapered, BIO-straight, BIO-ACCEL - tapered, ProImplant; Dental implant system BioniQ; Bioniq Implants - straight, tapered | llb | Zevendesimi i dhembeve pa demtuar dhembet e tjere, edhe ne rastet kur nuk ka dhembe fare. | Pajisje dentare
7392 | Cement per ngjitjen e punimeve fikse mbi implante, cement per ngjitjen e kllefeve dhe urave te zirkoneve, materiale per riparimin e elementeve te demtuar te porcelanit ne goje, material per ndertimin e kllefeve dhe urave provizore, material per rritjen e ngjitjes se cementeve me baze rezine per ngjitjen e punimeve fikse. | Moto-Mania shpk | 14.05.2020 | B.J.M. Laboratories Ltd. 12 Hasadna St. Industrial Park, Or-Yehuda 6022011 ISRAEL | CEM-IMPLANT (Implant Cement); ZIRCONITE ADHESIVE RESIN CEMENT ( Resin Cement); PORCELAIN FIX (Fixing Porcelain); Q-CREAM (Ceramic Primer); Q-CROWN (Temporary Crown & Bridge Material) | lla | Cement per ngjitjen e punimeve fikse mbi implante, cement per ngjitjen e kllefeve dhe urave te zirkoneve, materiale per riparimin e elementeve te demtuar te porcelanit ne goje, material per ndertimin e kllefeve dhe urave provizore, material per rritjen e ngjitjes se cementeve me baze rezine per ngjitjen e punimeve fikse. | Pajisje dentare
7393 | Triple layer mask with elastic band / face protection - mouth and nose | Capo-AP shpk | 15.05.2020 | VICTORS 111 LTD Grenaderska Str. 121, Pleven 5800, Bulgaria | Triple layer mask with elastic band / face protection - mouth and nose | l | Maske mjekesore/kirurgjikale me tre shtresa me fije lastike per mbrojtjen e fytyres, gojes dhe hundes. | Pajisje nje perdorimeshe
7394 | Filtering Half Mask | O.E.S Distrimed sh.p.k | 27.04.2020 | Molnlycke Health Care AB, Gamlestadsvagen 3C, Box 13080, SE-402 52 Goteborg, Sweden | Filtering Half Mask 42902; Filtering Half Mask 42904 | I | Maska mjekesore mbrojtese, ekstra filtim per perdorim spitalor. | Pajisje nje perdorimeshe
7395 | Barrier Madical Mask | O.E.S Distrimed sh.p.k | 27.04.2020 | Molnlycke Health Care AB, Gamlestadsvagen 3C, Box 13080, SE-402 52 Goteborg, Sweden | Barrier Medical Mask (sipas listës bashkëngjitur) | I | Maska mjekesore mbrojtese per perdorim spitalor. | Pajisje nje perdorimeshe
7396 | Helicobacter Pylori Cetector Systems | Swissmed sh.p.k | 28.04.2020 | Shenzhen Zhonghe Headway Bio-Sci & Tech Co., Ltd. 6/F, Building R1-B, South District, high-Tech Industrial Park, Shennan Road, Shenzhen, China | Helicobacter Pylori Cetector Systems-HUBT-20; HUBT-20P; HUBT-20A1 (including Collection Card) | In Vitro | Pajisje per percaktimin e testit te Helikobakter Pylori. | Pajisje te diagnostikimit in vitro; Pajisje laboratori
7397 | 6150 I-SMART 30 PRO ANALYZER; 6410 I-SMART 30 PRO CARTRIDGE, 50 TESTS / 4 WEEKS; 6411 I-SMART 30 PRO CARTRIDGE, 100 TESTS / 4 WEEKS; 6413 I-SMART 30 PRO CARTRIDGE, 200 TESTS / 4 WEEKS; 6414 I-SMART 30 PRO CARTRIDGE, 300 TESTS / 4 WEEKS; 6415 I-SMART 30 PRO CARTRIDGE, 200 TESTS / 2 WEEKS; 6206 I-SMART ELECTROLYTE QUALITY CONTROL | Genius shpk | 13.05.2020 | I-SENS, Inc. 27-34, Gwangun-ro, Nowon-gu, Seoul 01891, Korea | 6150 I-SMART 30 PRO ANALYZER; 6410 I-SMART 30 PRO CARTRIDGE, 50 TESTS / 4 WEEKS; 6411 I-SMART 30 PRO CARTRIDGE, 100 TESTS / 4 WEEKS; 6413 I-SMART 30 PRO CARTRIDGE, 200 TESTS / 4 WEEKS; 6414 I-SMART 30 PRO CARTRIDGE, 300 TESTS / 4 WEEKS; 6415 I-SMART 30 PRO CARTRIDGE, 200 TESTS / 2 WEEKS; 6206 I-SMART ELECTROLYTE QUALITY CONTROL | In Vitro | Reagente per kryerjen e analizave te elektroliteve. | Pajisje te diagnostikimit in vitro
7398 | Aerobic Culture Bottle | Genius shpk | 13.05.2020 | ZHUHAI MEIHUA MEDICAL TECHNOLOGY CO. Ltd. Annex building, No.10 the first Keji road, Gangwan Street, Tangjiawan, Zhuhai, Guangdong, China | Aerobic Culture Bottle (sipas listës bashkëngjitur) | In Vitro | Reagente per kryerjen e analizave te mikrobiologjise. | Pajisje te diagnostikimit in vitro
7399 | Reagente Mjekesore | Genius shpk | 20.05.2020 | i-SENS, Inc. 27-36, Gwangun-ro, Nowon-gu, Seoul 01891, Korea | I-SMART ANALYZER 6302; I-SMART 300 CARTRIDGE, 50 TEST / 2 WEEKS 6520; I-SMART 300 CARTRIDGE, 100 TEST / 2 WEEKS 6521; I-SMART 300 CARTRIDGE, 200 TEST / 2 WEEKS 6522; I-SMART 300 CARTRIDGE, 300 TEST / 2 WEEKS 6523; I-SMART 300 CARTRIDGE, 50 TEST / 3 WEEKS 6524 ; I-SMART 300 CARTRIDGE, 100 TEST / 3 WEEKS 6525; I-SMART 300 CARTRIDGE, 200 TEST / 3 WEEKS 6526; I-SMART 300 CARTRIDGE, 300 TEST / 3 WEEKS 6527; | In Vitro | Instrumenta laboratorike dhe reagente mjekesore in vitro per kryerjen e analizave te gazeve te gjakut | Pajisje te diagnostikimit in vitro
7400 | Sigma Virocult | Genius shpk | 20.05.2020 | Medical Wire & Equipment Co. (Bath) Ltd Potley Lane, Corsham, Wiltshire, United Kingdom | Sigma Virocult™ (sipas listes bashkangjitur) | I | Materiale per marrjen e monstrave | Tjeter
7401 | i-smart 30 Analyzer: 6120; i-smart 30 Cartrtidge, 100 test/2 weeks: 6900; i-smart 30 Cartridge, 50 test/2 weeks: 6901; i-smart 30 Cartridge, 150 test/2 weeks: 6902; i-smart 30 Cartridge, 300 test/1 week: 6903; i-smart 30 Cartridge, 200 test/2 weeks: 6904; i-smart 30 Cartrigde, 50 test/3 weeks: 6905; i-smart 30 Cartridge, 100 test/3 weeks; I-SMART ELECTROLYTE QUALITY CONTROL: 6206 | Genius shpk | 20.05.2020 | i-SENS, Inc. 465-6 Wolgye4-dong, Nowon-gu, Seoul 139-845, Korea | i-smart 30 Analyzer: 6120; i-smart 30 Cartrtidge, 100 test/2 weeks: 6900; i-smart 30 Cartridge, 50 test/2 weeks: 6901; i-smart 30 Cartridge, 150 test/2 weeks: 6902; i-smart 30 Cartridge, 300 test/1 week: 6903; i-smart 30 Cartridge, 200 test/2 weeks: 6904; i-smart 30 Cartrigde, 50 test/3 weeks: 6905; i-smart 30 Cartridge, 100 test/3 weeks; I-SMART ELECTROLYTE QUALITY CONTROL: 6206 | In Vitro | Instrument Laboratorik dhe Reagente in vitro diagnostikues IVD per kryerjen e analizave te electroliteve. | Pajisje te diagnostikimit in vitro
7402 | Sterile Tubes and Catheters, Needles-Aspiration, Sterile Instruments (sipas listes bashkengjitur) | Swissmed sh.p.k | 20.05.2020 | Rocket Medical Plc also trading as Nusurgix Sedling Road, Washington, NE38 9BZ, United Kingdom | Sterile Tubes and Catheters, Needles-Aspiration, Sterile Instruments (sipas listes bashkengjitur) | l, llb | Materilae sterile, tuba, kateter, age, instrumenta kirurgjikale etj, Perdorimi ne fushen e gjinekologjise. | Pajisje laboratori
7403 | Camera and light source, Coupler, Light guide (sipas listes bashkengjitur) | Swissmed sh.p.k | 20.05.2020 | SOPRO ZAC Athelia IV, Avenue des Genevriers 13705 La Ciotat Cedex FRANCE | Camera and light source, Coupler, Light guide (sipas listes bashkengjitur) | l | Kamera dhe burime drite, bashkues dhe percues drite. | Pajisje laboratori
7404 | Reagent per percaktimin e testit te progresteronit | Swissmed sh.p.k | 21.05.2020 | EUROIMMUN Medizinische Labordiagnostika AG Seekamp 31 23560 Lübeck, Germany | ELISA - EQ 6163-9601 17-OH Progresterone | In Vitro | Reagent per percaktimin e testit te progresteronit | Pajisje te diagnostikimit in vitro; Pajisje laboratori
7405 | Reagent per percaktimin e testit te alergjise | Swissmed sh.p.k | 21.05.2020 | EUROIMMUN Medizinische Labordiagnostika AG Seekamp 31 23560 Lübeck, Germany | EUROLINE DPA-Dx Pollen Sourthern Europe 1 (IgE) DP 3211 - ####- 1 E | In Vitro | Reagent per percaktimin e testit te alergjise ndaj polenit te europes jugore | Pajisje te diagnostikimit in vitro; Pajisje laboratori
7406 | Reagent per percaktimin e testit te aldosteronit | Swissmed sh.p.k | 21.05.2020 | EUROIMMUN Medizinische Labordiagnostika AG Seekamp 31 23560 Lübeck, Germany | Aldosterone ELISA - EQ 6143-9601 in combination with EUROIMMUN Analyzer I and I-2P | In Vitro | Reagent per percaktimin e testit te aldosteronit | Pajisje te diagnostikimit in vitro; Pajisje laboratori
7407 | Reagent per percaktimin e testit te androsteneidione | Swissmed sh.p.k | 21.05.2020 | EUROIMMUN Medizinische Labordiagnostika AG Seekamp 31 23560 Lübeck, Germany | Androsteneidione ELISA - EQ 6143-9601 in combination with EUROIMMUN Analyzer I and I-2P | In Vitro | Reagent per percaktimin e testit te androsteneidione | Pajisje te diagnostikimit in vitro; Pajisje laboratori
7408 | Urine container; Wow gauze bandage; Oxygen cilinder | Euromed sh.p.k | 21.05.2020 | Ningbo Greetmed Medical Instruments Co.,Ltd 16F-1,No.1 Building, No.98 Chuangyuan Road, Hi-Tech Zone, 315042 Ningbo, Zhejiang, China | Oxygen Cylinder (Steel) GT630-300A; Oxygen Cylinder (With a Trolley) GT630-300B; Urine Container with Lid GT138-103; Urine Container b Female Use GT138-101; Wow Gauze Bandage GT068-100 | I | Perdoren ne spital per administrim artificial te oksigjenit; ene me kapak per mbledhjen e urines per analizave laboratorike; mbledhes urine, bende pambuku per lidhjen e plageve | Tjeter
7409 | Basket Stretcher Spencer Shell Orange-Black matt: ST04000A | EMS Technology sh.p.k | 22.05.2020 | Spencer Italia Srl Via provinciale, 12 - 43038 Sala Baganza Parma Italy | Basket Stretcher Spencer Shell Orange-Black matt: ST04000A | l | Barrele kosh qe perdoret gjate operacionecve te shpetimit teknik ne hapesira te ngushta, terren te thyer etj. | Instrumenta shumeperdorimesh
7410 | Spinal Board - with pins: 34097; Spide Immobilization System - adjustable: 34018 | Swissmed sh.p.k | 22.05.2020 | GIMA S.P.A., Via Macroni 1, 20060 Gessate (MI) - Italy | Spinal Board - with pins: 34097; Spide Immobilization System - adjustable: 34018 | l | Barrele rigide qe perdoret ne emergjencen paraspitalore dhe shpetimin teknik per imobilizimin dhe ransportin e pacientit. | Instrumenta shumeperdorimesh
7411 | Mat Vacuum Matters: 34088 | EMS Technology sh.p.k | 22.05.2020 | GIMA S.P.A., Via Macroni 1, 20060 Gessate (MI) - Italy | Mat Vacuum Matters: 34088 | l | Dyshek vakumi per te siguruar shrire nje pacient gjate transportit me krahe. | Instrumenta shumeperdorimesh
7412 | Stair Chair 4 weels: SED004 | EMS Technology sh.p.k | 22.05.2020 | PVS SpA Via Leonardo da Vinci, 18 - 20060 Cassina de Pecchi (MI), Italy | Stair Chair 4 weels: SED004 | l | Shtrat pacienti qe paloset ne karrige me rrota. | Instrumenta shumeperdorimesh
7413 | Spinal Immobilizer - Type B: 34028 | EMS Technology sh.p.k | 22.05.2020 | GIMA S.P.A., Via Macroni 1, 20060 Gessate (MI) - Italy | Spinal Immobilizer - Type B: 34028 | l | Imobilizuesi i shtylles kurrizore kryen kufizimin e levizjeve te shtylles kurrizore per te parandaluar demtimet nga levizjet e gabuara te pacientit gjate transportit ne kushte paraspitalore. | Instrumenta shumeperdorimesh
7414 | Military Tourniquet - orange: 25526; Military Tourniquet - black: 25527 | EMS Technology sh.p.k | 22.05.2020 | GIMA S.P.A., Via Macroni 1, 20060 Gessate (MI) - Italy | Military Tourniquet - orange: 25526; Military Tourniquet - black: 25527 | l | Mjet per ndalimin e hemoragjise masive nga gjymtyret ne kushte te emergjences mjekesore paraspitalore. | Instrumenta shumeperdorimesh
7415 | Tub per ventilator pulmonar | Health & Light shpk | 26.05.2020 | WILAmed GmbH, Aurachhöhe 5-7, 91126 Kammerstein, Deutschland | Medical Devices for respiration therapy : Tube system heated BTS3404A: Single limb system for V60/V680/Alps, 22mm, 150 cm, heated (i) Philips exhalation valve - 27157510 | IIa | Qark pacienti me nje tub per ventilim pulmonar | Tjeter
7416 | JBP Nano Cannula; Hypodermic Needdle | Express Pharma shpk | 26.05.2020 | Feel Tech Co., Ltd. 3,4 Floor, Standard Factory 2-dong, 15, Jayumuyeok 2-gil, Gunsan-si, Jeollabuk-do, Rep of Korea | JBP Nano Cannula; Hypodermic Needdle (sipas listes bashkengjitur) | IIa | Kanjula dhe age hipodermale per nxjerrjen jashte te lengjeve te trupit | Tjeter
7417 | Vidas® C. difficile Toxin A & B (CDAB) | Labopharma shpk | 26.05.2020 | BIOMÉRIEUX SA 376 Chemin de l'Orme - 69280 Marcy L'Etoile - France | Vidas® C. difficile Toxin A & B (CDAB) 30118 (60 teste) | In Vitro | Reagent per percaktimin sasior te antigenit te prodhuar kunder virusit Clostridium Difficile | Pajisje te diagnostikimit in vitro
7418 | Vidas® PTH (1-84) | Labopharma shpk | 26.05.2020 | BIOMÉRIEUX SA 376 Chemin de l'Orme - 69280 Marcy L'Etoile - France | Vidas® PTH (1-84) 422010 (30 teste) | In Vitro | Reagent per percaktimin sasior te hormonit te paratiroides (PTH) | Pajisje te diagnostikimit in vitro
7419 | Vidas® Anti-HEV IgM (HEVM); Vidas® Anti-HEV IgG (HEVG) | Labopharma shpk | 26.05.2020 | BIOMÉRIEUX SA 376 Chemin de l'Orme - 69280 Marcy L'Etoile - France | Vidas® Anti-HEV IgM (HEVM) 418115 (30 teste); Vidas® Anti-HEV IgG (HEVG) 418116 (30 teste) | In Vitro | Reagent per percaktimin sasior te imunoglobulines M;G, kunder virusit te hepatitit E | Pajisje te diagnostikimit in vitro
7420 | Vidas® Galectin-3 (GAL3) | Labopharma shpk | 26.05.2020 | BIOMÉRIEUX SA 376 Chemin de l'Orme - 69280 Marcy L'Etoile - France | Vidas® Galectin-3 (GAL3) 411191 (60 teste) | In Vitro | Reagent per percaktimin sasior te proteines galektin-3 ne serumin njerezor | Pajisje te diagnostikimit in vitro
7421 | Vidas® 25 OH Vitamin D TOTAL | Labopharma shpk | 26.05.2020 | BIOMÉRIEUX SA 376 Chemin de l'Orme - 69280 Marcy L'Etoile - France | Vidas® 25 OH Vitamin D TOTAL (VITD) 30463 (60 teste) | In Vitro | Reagent per percaktimin sasior te 25-hidroksivitamin D ne serumin njerezor | Pajisje te diagnostikimit in vitro
7422 | Oral Bio Filter OBF | Dental Leader Corsi shpk | 26.05.2020 | Farmadent S.L.U. C/Garrotxa , 6 17469 Villamalla (Gerona) | Oral Bio Filter OBF : OBF-006; OBF-040; OBF-120 | I | Pajisje mjekesore te klases se pare, perdoret, per mbajtjen hapur te gojes se pacientit gjate procedurave mjekesore | Pajisje dentare
7423 | Blood Glucoose Monitoring System | Express Pharma shpk | 26.05.2020 | TaiDoc Technology Corporation, B1-7F, No.127, Wugong 2nd Road, 24888 Wugu Dist, New taipei City, Taiwan | Blood Glucoose Monitoring System TD-4116 URiGHT; Blood Glucose Test Strip TD-4302 URiGHT | In Vitro | Sisteme monitorimi te nivelit te glukozes ne gjak | Pajisje te diagnostikimit in vitro
7424 | Dermal Implants Linie | Express Pharma shpk | 26.05.2020 | S&V Technologies GmbH,Neuendorfstrasse 20a, 16761 Henningssdorf, Germany | Dermal Implants (sipas listes bashkengjitur) | III | Pajisje per perdorim ne estetike dermatologjike, mbushes dermale per te konturuar, mbushur pjese te ndryshme per arsye estetike | Pajisje te implantueshme jo aktive; Pajisje nje perdorimeshe
7425 | Ultrasonic Nebulizer; Nebulizer | Express Pharma shpk | 26.05.2020 | TaiDoc Technology Corporation, B1-7F, No.127, Wugong 2nd Road, 24888 Wugu Dist, New taipei City, Taiwan | Ultrasonic Nebulizer TD-7013 URiGHT (NEB Cylinder); Nebulizer TD-7014 URiGHT (NEB Cone) | IIa | Eshte nje pajisje me energji elektrike qe shnderron medikamentin e lengshem ne avull ne menyre qe te inhalohet direkt ne mushkeri permes nje maske fytyren ose gojen | Pajisje anestezie dhe respiratore
7426 | Blood Pressure Monitor | Express Pharma shpk | 26.05.2020 | TaiDoc Technology Corporation, B1-7F, No.127, Wugong 2nd Road, 24888 Wugu Dist, New taipei City, Taiwan | Blood pressure Monitor : TD-3124 U-Right, BP Smart' TD-3128 U-Right, BP Master | IIa | Aparat per monitorimin e presionit te gjakut | Tjeter
7427 | Reagente diagnostifikues In Vitro | Genius shpk | 26.05.2020 | Roche Diagnostics Gmbh, Sandhofer Strasse 116, D-68305 Mannheim, Germany | Reagents (sipas listes bashkangjitur) | In Vitro | Reagente diagnostifikues IVDD per kryerjen e analizave laboratorike imunologjike | Tjeter
7428 | JETPULL ֯ 2hemostatic tourniquet: 25723 | EMS Technology sh.p.k | 22.05.2020 | GIMA S.P.A., Via Macroni 1, 20060 Gessate (MI) - Italy | JETPULL ֯ 2hemostatic tourniquet: 25723 | l | Lak henmostatik qe perdoret gjate manipulimeve venoze per te nxjerre ne dukje venat subkutane per te lehtesuar hyrjen ne to me ane te ages ose kateterit venoz. | Instrumenta shumeperdorimesh
7429 | Sigma F.O. OTOSCOPE - LED light 60.000 lux: 31526 | EMS Technology sh.p.k | 22.05.2020 | GIMA S.P.A., Via Macroni 1, 20060 Gessate (MI) - Italy | Sigma F.O. OTOSCOPE - LED light 60.000 lux: 31526 | l | Otoskop qe perdoret gjate ekzaminimit te veshit me qellimin kryesor vleresimin e membranes timpanike. | Instrumenta shumeperdorimesh
7430 | ECG Disposable electrodes: F2080 | EMS Technology sh.p.k | 22.05.2020 | Fiab SpA, Via P. Costoli, 4 Vicchio, Firenze 50039 Italy | ECG Disposable electrodes: F2080 | l | Elektroda ekg per detektimin e aktivitetit elektrik te zemres permes kontaktit fizik me kraharoron. | Pajisje nje perdorimeshe
7431 | Recording Paper for Medical Devices: 33033 | EMS Technology sh.p.k | 22.05.2020 | Lumed srl Via Staffora 18/9-20090 Opera (MI) Italia | Recording Paper for Medical Devices: 33033 | l | leter ekg-je qe sherben per paraqitjen e funsionit elektrik te zemres. | Pajisje nje perdorimeshe
7432 | Scooping Stretcher: 34103 | EMS Technology sh.p.k | 22.05.2020 | GIMA S.P.A., Via Macroni 1, 20060 Gessate (MI) - Italy | Scooping Stretcher: 34103 | l | Barrela luge eshte nje mjet qe per shkak te formes mundeson vendosjen nen pacient pa i shkaktuar shume levizje dhe kryen imobilizimin e pacientit gjate transportit. | Instrumenta shumeperdorimesh
7433 | IMMULITE (sipas listes bashkengjitur) | Genius shpk | 20.05.2020 | Siemens Healthcare Diagnostic Products Ltd. Glyn Rhonwy, Llanberis, Gwynedd, LL55 4EL, UK | IMMULITE (sipas listes bashkengjitur) | In Vitro | Instrumente dhe reagente in vitro per kryerjen e analizave te ndryshme laboratorike. | Tjeter
7434 | Powerheart G5AED | Albsafety sh.p.k | 30.04.2020 | Cardiac Science Corporation N7 W22025 Johnson Road Waukesha, Wisconsin 53186-1856 United States of America | Powerheart ®AED G5 Semi-Automatic - G5S | IIb | Defibrilator gjysem automatik qe perdoret ne rastet e atakeve kardiake. | Instrumenta shumpërdorimësh
7435 | D-Coccosel Agar: 43151 (2 x 10 plates 90mm) | Labopharma shpk | 22.05.2020 | BIOMERIEUX SA 376 Chemin de l'Orme - 69280 Marcy l'Etoile - France | D-Coccosel Agar: 43151 (2 x 10 plates 90mm) | In Vitro | Pjata qe permbajne terren te cialt sherbejne per izolimin selektiv dhe difewrencimin e baktereve. | Pajisje te diagnostikimit in vitro
7436 | Mac Conkey Agar (MCK): 43141 (2 x 10 plates 90mm), 43149 10 x 10 plates 90mm) | Labopharma shpk | 22.05.2020 | BIOMERIEUX SA 376 Chemin de l'Orme - 69280 Marcy l'Etoile - France | Mac Conkey Agar (MCK): 43141 (2 x 10 plates 90mm), 43149 10 x 10 plates 90mm) | In Vitro | Pjata qe permbajne terren te cialt sherbejne per izolimin selektiv dhe difewrencimin e baktereve. | Pajisje te diagnostikimit in vitro
7437 | Chocolate agar + PolyViteX™ (PVX): 43101 (2 x 10 plates 90mm), 43109 (10 10 plates 90mm) | Labopharma shpk | 22.05.2020 | BIOMERIEUX SA 376 Chemin de l'Orme - 69280 Marcy l'Etoile - France | Chocolate agar + PolyViteX™ (PVX): 43101 (2 x 10 plates 90mm), 43109 (10 10 plates 90mm) | In Vitro | Pjata qe permbajne terrene te cilat rekomandohen vecanerishtr per rritjen e shtameve te sterholluara. | Pajisje te diagnostikimit in vitro
7438 | Columbia agar + 5% horse blood (COH): 43050 (2 x 10 plates 90mm), 43059 (10 x 10 plates 90mm) | Labopharma shpk | 22.05.2020 | BIOMERIEUX SA 376 Chemin de l'Orme - 69280 Marcy l'Etoile - France | Columbia agar + 5% horse blood (COH): 43050 (2 x 10 plates 90mm), 43059 (10 x 10 plates 90mm) | In Vitro | Pjata qe permbajne terrene ne te cilat nuk lejohet rritja e baktereve gram pozitive. | Pajisje te diagnostikimit in vitro
7439 | Columbia agar + 5% sheep blood (COS): 43041 (2 x 10 plates 90mm), 43049 (10 x 10 plates 90mm) | Labopharma shpk | 22.05.2020 | BIOMERIEUX SA 376 Chemin de l'Orme - 69280 Marcy l'Etoile - France | Columbia agar + 5% sheep blood (COS): 43041 (2 x 10 plates 90mm), 43049 (10 x 10 plates 90mm) | In Vitro | Pjata qe permbajne terrene qe sherbejne per izolimin e baktereve qe kane kushte specifike per kultivim dhe perdoren per kampione gjaku etj. | Pajisje te diagnostikimit in vitro
7440 | BCP Agar: 43021 (2 x 10 plate 90mm) | Labopharma shpk | 22.05.2020 | BIOMERIEUX SA 376 Chemin de l'Orme - 69280 Marcy l'Etoile - France | BCP Agar: 43021 (2 x 10 plate 90mm) | In Vitro | Pjata qe permbajne terrene per izolimin dhe diferencimin e kuturave te te gjithe mikroorganizmave qe gjenden me shpesh ne kampione me origjine te ndryshme humane. | Pajisje te diagnostikimit in vitro
7441 | Agar Granada: 43712 (20 plates) | Labopharma shpk | 22.05.2020 | BIOMERIEUX ESPAŇA, S.A. C/Manuel Tovar, 45-47 28034 Madrid - ESPAŇA | Agar Granada: 43712 (20 plates) | In Vitro | Pjata qe permbajne terrene ushqyese te cilat kane nje selektivitet per screening dhe identifikimin e B streptococci. | Pajisje te diagnostikimit in vitro
7442 | Brain-Heart Infusion Broth (BHI-T): 42081 (20 x 9ml tubes) | Labopharma shpk | 22.05.2020 | BIOMERIEUX SA 376 Chemin de l'Orme - 69280 Marcy l'Etoile - France | Brain-Heart Infusion Broth (BHI-T): 42081 (20 x 9ml tubes) | In Vitro | Shishe te cilat permbajne terrene ushqyese te cilat perdoren per izolimin, kultivimin dhe mirembajtjen e mikroorganizmave. | Pajisje te diagnostikimit in vitro
7443 | Trypcase Soy Agar (TSA): 43011 (2 x 10 plates 90mm), 43019 (10 x 10 plates 90mm) | Labopharma shpk | 22.05.2020 | BIOMERIEUX SA 376 Chemin de l'Orme - 69280 Marcy l'Etoile - France | Trypcase Soy Agar (TSA): 43011 (2 x 10 plates 90mm), 43019 (10 x 10 plates 90mm) | In Vitro | Pjata qe perdoren per kultivimin dhe numerimin e nje larmie mikroorganizmash. | Pajisje te diagnostikimit in vitro
7444 | Trypcase Soy Agar + 5% sheep blood (TSS): 43001 (2 x 10 plates 90mm), 43009 (10 x 10 plates 90mm) | Labopharma shpk | 22.05.2020 | BIOMERIEUX SA 376 Chemin de l'Orme - 69280 Marcy l'Etoile - France | Trypcase Soy Agar + 5% sheep blood (TSS): 43001 (2 x 10 plates 90mm), 43009 (10 x 10 plates 90mm) | In Vitro | Pjata qe permbajne terrene ushqyese te cilat perdoren per izolimin dhe percaktimin hemolitik te baktereve. | Pajisje te diagnostikimit in vitro
7445 | Trypcase Soy Agar (TSA-F): 41466 (6 x 200ml bottles), 41467 (6 x 100ml bottles) | Labopharma shpk | 22.05.2020 | BIOMERIEUX SA 376 Chemin de l'Orme - 69280 Marcy l'Etoile - France | Trypcase Soy Agar (TSA-F): 41466 (6 x 200ml bottles), 41467 (6 x 100ml bottles) | In Vitro | Terrene te cilat perdoren per kultivimin dhe numerimin e nje larmie te gjere mikroorganizmash te cilat kerkojne kushte te vecanta kultivimi. | Pajisje te diagnostikimit in vitro
7446 | Device Trolley: AD-163/821 | O.E.S Distrimed sh.p.k | 27.05.2020 | Duman Çelik Eşya San. Ve Tiç. A.Ş. Beylikdüzü Organize San. Bölgesi Açelya Caddesi No: 39/B1 PK.34524 Beylikidüzü - Istanbul / Turkey | Device Trolley: AD-163/821 | l | Mbajtese (karroce) per ventilator mjekesor. | Produkte per institucione te kujdesit shendetesor
7447 | Uni-Graft K DV Patch 2x9cm: 1107400; Uni-Graft K DV Patch 1x7cm: 1107401; Uni-Graft K DV Patch 3x4cm Pak/1: 1107402; Uni-Graft K DV Patch 2x9cm pak/2: 1107403; Uni-Graft K DV Patch 1x7cm Pak/2: 1107404; Uni-Graft K DV Patch 3x4cm Pak/2: 1107405; Uni-Graft K DV Patch 2x9cm Pak/5: 1107406; Uni-Graft K DV Patch 1x7cm Pak/5: 1107407; Uni-Graft K DV Patch 3x4cm Pak/5: 1107408 | O.E.S Distrimed sh.p.k | 27.05.2020 | Aesculap AG Am Aesculap-Platz 78532 Tuttlingen Germany | Uni-Graft K DV Patch 2x9cm: 1107400; Uni-Graft K DV Patch 1x7cm: 1107401; Uni-Graft K DV Patch 3x4cm Pak/1: 1107402; Uni-Graft K DV Patch 2x9cm pak/2: 1107403; Uni-Graft K DV Patch 1x7cm Pak/2: 1107404; Uni-Graft K DV Patch 3x4cm Pak/2: 1107405; Uni-Graft K DV Patch 2x9cm Pak/5: 1107406; Uni-Graft K DV Patch 1x7cm Pak/5: 1107407; Uni-Graft K DV Patch 3x4cm Pak/5: 1107408 | lll | Patch (material, cope) kardioveaskular, perdorim ne kirurgji kardiovaskulare. | Pajisje nje perdorimeshe
7448 | CHROMID Salmonella Elite Agar | Labopharma shpk | 05.05.2020 | BIOMERIEUX SA, 376 CHEMIN DE l'Orme, 69280 Marcy I'Etoile - France | CHROMID ® Salmonella Elite Agar 412108 (SALM) 2x10 plates (90 mm) | In Vitro | Pjata qe permbajnë terren mikrobiologjike që shërbejnë për izolimin selektiv dhe diferencimin e bakterit Salmonella. | Pajisje te diagnostikimit in vitro
7449 | CHROMID C. difficile Agar | Labopharma shpk | 05.05.2020 | BIOMERIEUX SA, 376 CHEMIN DE l'Orme, 69280 Marcy I'Etoile - France | CHROMID ® C. difficile 43871 (CDIF) 2x10 plates (90 mm) | In Vitro | Pjata qe permbajnë terren mikrobiologjike që shërbejnë për kultivimin dhe gjetjen e bakterit C. difficile. | Pajisje te diagnostikimit in vitro
7450 | CHROMID CARBA agar | Labopharma shpk | 05.05.2020 | BIOMERIEUX SA, 376 CHEMIN DE l'Orme, 69280 Marcy I'Etoile - France | CHROMID ® CARBA agar 43861 (CARB) 2x10 plates (90 mm) | In Vitro | Pjata qe permbajnë terrene që shërbejnë për screening-un e bakterit Carbapenemase Producing Enterobacteriaceae. | Pajisje te diagnostikimit in vitro
7451 | CHROMID MRSA agar/ CHROMID S. aureus agar | Labopharma shpk | 05.05.2020 | BIOMERIEUX SA, 376 CHEMIN DE l'Orme, 69280 Marcy I'Etoile - France | CHROMID ® MRSA agar/ CHROMID® S. aureus agar 43466 (MRSA/SAID) 2x10 plates/boites (90 mm) | In Vitro | Pjata qe permbajnë terren mikrobiologjike që shërbejnë për monitorimin e kultures dhe screening e MRSA. | Pajisje te diagnostikimit in vitro
7452 | CHROMID VRE agar | Labopharma shpk | 05.05.2020 | BIOMERIEUX SA, 376 CHEMIN DE l'Orme, 69280 Marcy I'Etoile - France | CHROMID ® VRE Agar 43004 (VRE) 2x10 plates/boites (90 mm) | In Vitro | Pjata qe permbajnë terren mikrobiologjike që shërbejnë për identifikimin E.faecium and E.faecalis pas nje kohe inkubimi 24 oreshe dhe per izolimin dhe identifikimin e cepeve bakteriale qe kane krijuar rezistence ndaj Vankomicines. | Pajisje te diagnostikimit in vitro
7453 | CHROMID Colistin R Agar | Labopharma shpk | 05.05.2020 | BIOMERIEUX SA, 376 CHEMIN DE l'Orme, 69280 Marcy I'Etoile - France | CHROMID ® Colistin R Agar 421170 | In Vitro | Pjata qe permbajnë terrene që shërbejnë për screening-un e rezistences antibiotike te disa cepe bateresh si E.coli, Enterobacter. | Pajisje te diagnostikimit in vitro
7454 | chromID CARBA SMART Agar/Gelose chromID CARBA SMART | Labopharma shpk | 05.05.2020 | BIOMERIEUX SA, 376 CHEMIN DE l'Orme, 69280 Marcy I'Etoile - France | chromID CARBA SMART Agar/Gelose chromID CARBA SMART 414685 (CARB/OXA) 2x10 plates/boites (90 mm) | In Vitro | Pjata qe permbajnë terrene që shërbejnë për screening-un e bakterit Carbapenemase Producing Enterobacteriaceae. | Pajisje te diagnostikimit in vitro
7455 | Anti-SARS-CoV-2 ELISA (IgG): El 2606-9601 G (180 tests) | Swissmed sh.p.k | 27.05.2020 | Euroimmun Medizinische Labordiagnostika AG Seekamp 31 23560 Lubeck Deutschland | Anti-SARS-CoV-2 ELISA (IgG): El 2606-9601 G (180 tests) | In Vitro | Reagent per percaktimin e testit koronavirus (Anti Sars CoV2). Perdorim ne aparatet Euroimmun analyzer I dhe Euroimmun abalyzer I-2P | Pajisje te diagnostikimit in vitro
7456 | DxFLEX Flow Cytometer; CutExpert&DxFLEX Autoloader | Montal sh.p.k | 11.05.2020 | Beckman Coulter, Inc. 250 S, Kraemer Blvd, Brea, CA 92821 USA | DxFLEX Flow Cytometer; CutExpert&DxFLEX Autoloader (sipas listës bashkëngjitur) | In Vitro | Analizator për floucitometri dhe aksesore te konfigurimit të analizatorit. | Pajisje te diagnostikimit in vitro
7457 | KN95 Mask | Omega Optikal sh.p.k | 15.05.2020 | Guangzhou Meisu Indusry Co., Ltd Room 101, Building 5, No. 58, Zhushui 1st Road, Shenshan, Jianggao Town, Baiyun District, Guangzhou | KN95 protective mask ( MS-KN95-01) | I | Maska mbrojtese. | Pajisje nje perdorimeshe
7458 | D-Lux + (polymerization lamp) | Moto-Mania shpk | 01.06.2020 | DiaDent Group International 16, Osongsaengmyeong 4-ro, Osong-eup, Heungdeok-gu, Cheongju-si, Chungcheongbuk-do, 28161 Repuplic of Korea | D-Lux + (polymerization lamp) | l | Llampe polimerizimi per te gjitha llojet e restaurimeve fotopolimerizuese. | Pajisje dentare
7459 | Dental Instruments, Orthodontic Instruments, Surgical Instruments: Re-Usable, Non-Powered (sipas listes bashkengjitur) | Moto-Mania shpk | 01.06.2020 | Metro Medical 35-B, Industrial Estate, P.O.Box # 943, Sialkot-Pakistan | Dental Instruments, Orthodontic Instruments, Surgical Instruments: Re-Usable, Non-Powered (sipas listes bashkengjitur) | l | Instrumenta dentar per perdorim ne klinikat dentare. | Pajisje dentare
7460 | Dental Needle: Star Ject, M Ject (sipas listes bashkengjitur) | Moto-Mania shpk | 01.06.2020 | MCTBIO 46, Chobu-ro, Mohyeon-myeon, Cheoin-gu, Yongin-si, Gyeonggi-do, Korea | Dental Needle: Star Ject, M Ject (sipas listes bashkengjitur) | lla | Age per anestezi lokale ose regjionale te nofulles. | Pajisje dentare
7461 | High and Low Handpiece; Dental Root Canal Instruments | Moto-Mania shpk | 01.06.2020 | Foshan SOCO Precision Instrument Co.,Ltd 2FI. Bldg 3, District A Guangdpng New Light Source Industrial Base,Luocun Shishan Town, Nanhai District Foshan City 528226 Guangdong China | High and Low Handpiece; Dental Root Canal Instruments | lla | Instrument me shpejtesi te ulet per punimet ne goje, instrument mikromotori dore per hapjen e kanalit | Pajisje dentare
7462 | Nebulizer; Nebulizer Set Mask | Flavio-Med shpk | 01.06.2020 | Medisec Tibbi Cihaz ve Ürünleri ith. Ihr. San. Ve Tic. Ltd. Şti. 2. Organize Sanayi Bölgesi Celal Doğan Bulvari No:40 Şehitkamil GAZIANTEP / TURKEY | Nebulizer; Nebulizer Set Mask | lla | Aparat aerozoli, perdoret per te trajtuar nje sere problemesh ne frymemarrje. Maska aeroszoli sherbejne si pjese nderruese e aparatit te aerozolit. | Produkte per institucione te kujdesit shendetesor
7463 | Elecsys Anti-TSHR: 08496609190 | Swissmed sh.p.k | 01.06.2020 | Roche Diagnostics GmbH Sandhofer Strasse 116 D-68305 Mannheim GERMANY | Elecsys Anti-TSHR: 08496609190 | In Vitro | Pajisje mjekesore per percaktimin e antitrupave te receptoreve TSH ne serumin human, duke perdorur antitrup monoklonal stimulues tiroidesh humane. Ky test perdoret per semundjet e renda. | Pajisje te diagnostikimit in vitro
7464 | rotary dental instruments: Diamond burs, Carbide burs and finishers | Moto-Mania shpk | 01.06.2020 | ökoDENT-Preußer OHG Dental -medizinische Präzisionstechnik Lindenweg 13, 07639 Tautenhain, Germany | rotary dental instruments: Diamond burs, Carbide burs and finishers | lla | Freza diamanti per preparimin e dhembit, freza karbidi per hapjene kaviteteve te dhembeve. | Pajisje dentare
7465 | Compressor Nebulizer; Digital Blood Pressure Monitor; Oxygen Concentrator; Electronic Thermometer (sipas listes bashkengjitur) | Montal sh.p.k | 01.06.2020 | Trimpeks Ithalat Ihracat Turizm Tic. A.S. Sultan Selim Mh. Yunus Emre Cd. No: 1 D. 11 Kagithanel / ISTANBUL / TURKEY | Compressor Nebulizer; Digital Blood Pressure Monitor; Oxygen Concentrator; Electronic Thermometer (sipas listes bashkengjitur) | lla | Pajisje mjekesore respiratore, pajisje mjekesore diagnostikuese. | Pajisje anestezie dhe respiratore, instrumenta shumeperdorimesh
7466 | Suction Systems (sipas listes bashkengjitur) | Montal sh.p.k | 01.06.2020 | Intersurgical Crane house,Molly Millars Lane , Wokingham,Berkshire,RG41 2RZ,UK | Suction Systems (sipas listes bashkengjitur) | lla | Pajisje qe shfrytezon vakumin per te thithur lengje ose grimca nga trupi i pacientit qe trajtohet. | Pajisje nje perdorimeshe
7467 | Eosin-methylene blue agar (EMB): 43081 (2 x 10 plates 90mm) | Labopharma shpk | 02.06.2020 | BIOMERIEUX SA 376 Chemin de l'Orme - 69280 Marcy l'Etoile - France | Eosin-methylene blue agar (EMB): 43081 (2 x 10 plates 90mm) | In Vitro | Mjedis slektiv dhe diferencial per analiza mikrobiologjike per izolimin e baktereve koliforme fekale. | Pajisje te diagnostikimit in vitro
7468 | Columbia CNA agar + 5% sheep blood (CNA): 43071 (2 x 10 plates 90mm), 43079 (10 x 10 plates 90mm) | Labopharma shpk | 02.06.2020 | BIOMERIEUX SA 376 Chemin de l'Orme - 69280 Marcy l'Etoile - France | Columbia CNA agar + 5% sheep blood (CNA): 43071 (2 x 10 plates 90mm), 43079 (10 x 10 plates 90mm) | In Vitro | Pjata agari qe permbajne terrene mikrobiologjike te cilat shfytezijne reaksionet hemolitike per identifikimin e baktereve patogjene. | Pajisje te diagnostikimit in vitro
7469 | CASA™ agar: AEB520270 (pack of 20 plates 90mm) | Labopharma shpk | 02.06.2020 | BIOMERIEUX SA 376 Chemin de l'Orme - 69280 Marcy l'Etoile - France | CASA™ agar: AEB520270 (pack of 20 plates 90mm) | In Vitro | Jane pjata agari qe permbajne terrene te cilat sherbejne per identifikimi e bakterit Camphylobacterit enteric ne vetem 18-24 ore. | Pajisje te diagnostikimit in vitro
7470 | chromID™ VIBRIO agar (VIB): 43762 (2 x 10 plates 90mm) | Labopharma shpk | 02.06.2020 | BIOMERIEUX SA 376 Chemin de l'Orme - 69280 Marcy l'Etoile - France | chromID™ VIBRIO agar (VIB): 43762 (2 x 10 plates 90mm) | In Vitro | Pjata qe permbajne terrene mikrobiologjike qe sherbejne per identifikimin e bakterit gram negativ. | Pajisje te diagnostikimit in vitro
7471 | chromID™ ESBL agar (ESBL): 43481 (2 x 10 plates 90mm) | Labopharma shpk | 02.06.2020 | BIOMERIEUX SA 376 Chemin de l'Orme - 69280 Marcy l'Etoile - France | chromID™ ESBL agar (ESBL): 43481 (2 x 10 plates 90mm) | In Vitro | Pjata qe permbajne terrene mikribiologjike te cilat sherbejne per screening-un e Enterobacteria-ve. | Pajisje te diagnostikimit in vitro
7472 | Granada™ agar / Columbia CAN agar + 5% sheep blood (GRAN/CNA): 43467 (2 x 10 plates 90mm) | Labopharma shpk | 02.06.2020 | BIOMERIEUX SA 376 Chemin de l'Orme - 69280 Marcy l'Etoile - France | Granada™ agar / Columbia CAN agar + 5% sheep blood (GRAN/CNA): 43467 (2 x 10 plates 90mm) | In Vitro | Pjata qe permbajne terrene mikrobiologjike te cilat sherbejne per identifikimin e baktereve qe i perkasin grupit B te streptococci-t. | Pajisje te diagnostikimit in vitro
7473 | chromID™ Salmonella / Hektoen agars (SM2/HEKT): 43465 (2 x 10 plates 90mm) | Labopharma shpk | 02.06.2020 | BIOMERIEUX SA 376 Chemin de l'Orme - 69280 Marcy l'Etoile - France | chromID™ Salmonella / Hektoen agars (SM2/HEKT): 43465 (2 x 10 plates 90mm) | In Vitro | Pjata qe permbajne terrene mikrobiologjike te cilat sherbejne per izolimin edhe identifikimin e baktereve Salmonela dhe Shigela. | Pajisje te diagnostikimit in vitro
7474 | chromID™ MRSA agar (MRSA): 43451 (2 x 10 plates 90mm), 43459 (10 x 10 plates 90mm) | Labopharma shpk | 02.06.2020 | BIOMERIEUX SA 376 Chemin de l'Orme - 69280 Marcy l'Etoile - France | chromID™ MRSA agar (MRSA): 43451 (2 x 10 plates 90mm), 43459 (10 x 10 plates 90mm) | In Vitro | Pjata qe permbajne terrene qe sherbejne per monitorimin e kultures dhe screening e bakterit MRSA. | Pajisje te diagnostikimit in vitro
7475 | Clostridium difficile agar (CLO): 43431 (2 x 10 plates 90mm) | Labopharma shpk | 02.06.2020 | BIOMERIEUX SA 376 Chemin de l'Orme - 69280 Marcy l'Etoile - France | Clostridium difficile agar (CLO): 43431 (2 x 10 plates 90mm) | In Vitro | Pjata qe permbajne terren mikrobiologjike te cilat sherbejne per izolimin e bakterit C,difficile. | Pajisje te diagnostikimit in vitro
7476 | CHROMID® S.aureus Elite agar (SAIDE): 419042 (2 x 10 plates 90mm) | Labopharma shpk | 02.06.2020 | BIOMERIEUX SA 376 Chemin de l'Orme - 69280 Marcy l'Etoile - France | CHROMID® S.aureus Elite agar (SAIDE): 419042 (2 x 10 plates 90mm) | In Vitro | Pjata qe permbajne terren mikrobiologjike te cilat sherbejne perv identifikimin e bakterit Staphylococus aureus. | Pajisje te diagnostikimit in vitro
7477 | CHROMID® CPS® Elite agar (CPSE and CPSO) - Translucent medium (CPSE): 416172 (10 x 10 plates 90mm), 418284 (2 x 10 plates 90mm); Opaque medium (CPSO): 416173 (10 x 10 plates 90mm), 418206 (2 x 10 plates 90mm) | Labopharma shpk | 02.06.2020 | BIOMERIEUX SA 376 Chemin de l'Orme - 69280 Marcy l'Etoile - France | CHROMID® CPS® Elite agar (CPSE and CPSO) - Translucent medium (CPSE): 416172 (10 x 10 plates 90mm), 418284 (2 x 10 plates 90mm); Opaque medium (CPSO): 416173 (10 x 10 plates 90mm), 418206 (2 x 10 plates 90mm) | In Vitro | Jane pjata qe permbajne terrene mikrobioplogjike te cilat sherbejne per izolimin e, numerimin dhe identifikimin e mikroorganizmave te cilat shkaktojne infeksione ne traktin urinar. | Pajisje te diagnostikimit in vitro
7478 | CHROMID® OXA-48 agar (OXA): 414011 (2 x 10 plates 90mm) | Labopharma shpk | 02.06.2020 | BIOMERIEUX SA 376 Chemin de l'Orme - 69280 Marcy l'Etoile - France | CHROMID® OXA-48 agar (OXA): 414011 (2 x 10 plates 90mm) | In Vitro | Jane pjata qe permbajne terrene mikrobioplogjike te cilat sherbejne per screening-un e bakterit (CPE) te cilet devijojne nga kodifikimi i genit OXA-48. | Pajisje te diagnostikimit in vitro
7479 | CHROMID® MRSA SMART agar (MRSM): 413050 (2 x 10 plates 90mm), 413051 (10 x 10 plates 90mm) | Labopharma shpk | 02.06.2020 | BIOMERIEUX SA 376 Chemin de l'Orme - 69280 Marcy l'Etoile - France | CHROMID® MRSA SMART agar (MRSM): 413050 (2 x 10 plates 90mm), 413051 (10 x 10 plates 90mm) | In Vitro | Jane pjata qe permbajne terrene mikrobioplogjike te cilat kane efekt te dyfishte - identifikimin e S. aureus duke gjetur ne te njejten kohe dhe mekanizmat e tij te rezistences ne nje hark kohor 18-24 ore. | Pajisje te diagnostikimit in vitro
7480 | Alinity STAT High Sensitive Troponin-I reagent Kit | Labopharma shpk | 04.06.2020 | Abbott Ireland Diagnostics Division Lisnamuck, Longford, Co. Longford Ireland | Alinity i STAT High Sensitive Troponin-I Reagent Kit 08P1322 (200test); Alinity i STAT High Sensitive Troponin-I Reagent Kit 08P1324 (200test); Alinity i STAT High Sensitive Troponin-I Reagent Kit 08P1332 (1200test); Alinity i STAT High Sensitive Troponin-I Reagent Kit 08P1334 (1200test); Alinity i STAT High Sensitive Troponin-I Calibrators 08P1301; ; Alinity i STAT High Sensitive Troponin-I Controls 08P1310 | In Vitro | Imunoanalize mikrogrimcash kemilumineshte (CMIA) qe sherben per percaktimin sasior te troponines kardiake humanea ne serumin njerezor dhe ne plazem; Kalibrator dhe kontrolle | Pajisje te diagnostikimit in vitro
7481 | Alinity i 25-OH Vitamin D | Labopharma shpk | 04.06.2020 | Abbott Ireland Diagnostics Division Lisnamuck, Longford, Co. Longford Ireland | Alinity i 25-OH Vitamin D Calibrators 08P4501; Alinity i 25-OH Vitamin D Controls 08P4510; Alinity i 25-OH Vitamin D Creagent Kit 08P4522 (200test; Alinity i 25-OH Vitamin D Creagent Kit 08P4532 (1000test; | In Vitro | Imunoanalize mikrogrimcash kemilumineshte (CMIA) qe sherben per percaktimin sasior te 25-hidroksivitamin D ne serumin njerezor dhe ne plazem; Kalibrator dhe kontrolle | Pajisje te diagnostikimit in vitro
7482 | Alinity c Prealbumin Reagent Kit: | Labopharma shpk | 04.06.2020 | Abbott GmbH & Co. KG Max -Planck - Ring 2, 65205 Wiesbaden, Germany | Alinity c Prealbumin Reagent Kit: 09P8620 (200 tests) | In Vitro | Jane reagent te perdorur ne analizuesn Alinity per percaktimin sasior te prealbumines ne serumin njerezor dhe plazem | Pajisje te diagnostikimit in vitro
7483 | Alinity I Folate Reagent Kit | Labopharma shpk | 04.06.2020 | Abbott Ireland Diagnostics Division Lisnamuck, Longford, Co. Longford Ireland | Alinity I Folate Reagent Kit: 08P1422 (200 tests); Alinity i Folate RBC Lysis Diluent: 08P1440; Alinity i Folate Manual Diluent: 08P1460; Alinity i Folate Calibrators: 08P1401; Alinity i Folate Controls: 08P1410,; Alinity I Folate Lysis Reagent Kit 08P1542 | In Vitro | Jane kite reagent per pergatitjen e mastrave te cilat i nenshtrohen analizes per oercaktimin sasior te folateve ne qelizat e kuqe te gjakut; Kalibratore dhe kontrolle | Pajisje te diagnostikimit in vitro
7484 | Alinity c Ethanol Reagent Kit | Labopharma shpk | 04.06.2020 | B.R.A.H.M.S GmbH Neuendorfstrasse 25, 16761 Hennigsdorf, Germany | Alinity c Ethanol Reagent Kit with accessories 08P4120 (200 tests), 08P4130 (400 tests); Alinity c Ethanol Calibrator Kit 08P4201; Alinity c Ethanol Control Kit 08P4110 | In Vitro | Jane kite reagente qe perdoren per percaktimin sasior te etanolit ne urine dhe plazme te shoqeruara me kite reagentesh per klibrimin dhe kontrollinj e pajisjes | Pajisje te diagnostikimit in vitro
7485 | Urintainer | Greemed sh.p.k | 04.06.2020 | F.L. Medical s.r.l. Unipersonale, Torreglia (PD) Via Enrico Mattei, 20 | Urintainer® Urine Container 60 ml in polypropylene with red screw cap, with frosted label, individually wrapped - 25182 | In Vitro | Kontenitore urine | Pajisje te diagnostikimit in vitro
7486 | KIN BABY NASAL ASPIRATOR | Delta Pharma-Al | 04.06.2020 | LABORATORIOS KIN S.A, Av. Diagonal 200, 2 floor, 08018 Barcelona, Spain | KIN BABY NASAL ASPIRATOR | I | Pajisje qe largon sekrecioner mukozale te hundes tek foshnjet. | Tjeter
7487 | KIN HIDRAT spray bucal | Delta Pharma-Al | 04.06.2020 | LABORATORIOS KIN S.A, Av. Diagonal 200, 2 floor, 08018 Barcelona, Spain | KIN HIDRAT spray bucal | I | Spray oral qe perbehet nga peshtyme artificiale qe lehteson diskomfortin e shkaktuar nga tharja e gojes. | Tjeter
7488 | Patient Gown without cuff, Patient Gown with cuff, ECO Surgical Bonnet | Evita shpk | 05.06.2020 | Su Biyomedikal Sistemler ve Saglik Hizmetleri Sanayi ve Ticaret Limited Sirketi, Orhangazi Mah. 1673. Sok. No:20/2-3 Esenyurt, Isanbul, Turkey | Patient Gown without cuff, Patient Gown with cuff, ECO Surgical Bonnet (sipas listës bashkëngjitur) | I | Përparëse pacienti me dhe pa mansheta dhe mbulesa kirurgjikale. | Tjeter
7489 | Reinforced Surgical Gown | Evita shpk | 05.06.2020 | Su Biyomedikal Sistemler ve Saglik Hizmetleri Sanayi ve Ticaret Limited Sirketi, Orhangazi Mah. 1673. Sok. No:20/2-3 Esenyurt, Isanbul, Turkey | Reinforced Surgical Gown: S-SG-002-1; M-SG-002-2; L-SG-002-3; XL-SG-002-4; XXL-SG-002-5; XXXL-SG-002-6 | Is | Përparëse kirurgjikale e përforcuar. | Pajisje një përdorimëshe
7490 | QuickComp 4 Kit, Part Number 177017 | Montal sh.p.k | 05.06.2020 | Beckman Coulter, Inc. 250 S, Kraemer Blvd, Brea, CA 92821 USA | QuickComp 4 Kit, Part Number 177017 | In Vitro | Kit reagentësh për diagnostikim in vitro i cili përbëhet nga 4 reagente fluoreshente me ngjyra të ndryshme. | Pajisje te diagnostikimit in vitro
7491 | Abbott RealTime HBV | Pegasus sh.p.k | 08.06.2020 | Abbott Molecular Inc. 1300 'East Touhy Avenue Des Plaines, IL 60018 USA | Abbott RealTime HBV Calibrator Kit 2G34-70; Abbott RealTime HBV Control Kit 2G34-80; Abbott RealTime HBV Amplification Reagent Kit 2G34-90 (96 teste) | In Vitro | Kalibrator, reagente dhe kontroll I gjetjes sasiore te AND-se se virusit HBV(hepatit B) | Pajisje te diagnostikimit in vitro
7492 | Abbott mSample Preparation System | Pegasus sh.p.k | 08.06.2020 | Promega Corporation 2800 Woods Hollow Road Madison, WI 53711 - 5399 United States | Abbott mSample Preparation System (4 x 24 Preps) 04J70-24 (96 teste) | In Vitro | Sistem per ekstraktimin e acideve nukleike | Pajisje te diagnostikimit in vitro
7493 | Abbott m2000rt Optical Calibrator Kit | Pegasus sh.p.k | 08.06.2020 | Abbott Molecular Inc. 1300 'East Touhy Avenue Des Plaines, IL 60018 USA | Abbott m2000rt Optical Calibrator Kit 04J71-93 | In Vitro | Kalibrator per purifikimin e acideve nukleike | Pajisje te diagnostikimit in vitro
7494 | Abbott RealTime HCV | Pegasus sh.p.k | 08.06.2020 | Abbott Molecular Inc. 1300 'East Touhy Avenue Des Plaines, IL 60018 USA | Abbott RealTime HCV Calibrator Kit 4J86-70; Abbott RealTime HCV Control Kit 4J86-80; Abbott RealTime HCV 4J86-90 (96 teste) | In Vitro | Kalibrator, reagente dhe kontroll I gjetjes sasiore te AND-se se virusit HCV(hepatit C) | Pajisje te diagnostikimit in vitro
7495 | Abbott mSample Preparation SystemDNA | Pegasus sh.p.k | 08.06.2020 | Promega Corporation 2800 Woods Hollow Road Madison, WI 53711 - 5399 United States | Abbott mSample Preparation SystemDNA (4 x 24 Preps) 06K12-24 (96 teste) | In Vitro | Sistem per ekstraktimin e acideve nukleike | Pajisje te diagnostikimit in vitro
7496 | Abbott Uracil-N-Glycosylase (UNG) | Pegasus sh.p.k | 08.06.2020 | Abbott Molecular Inc. 1300 'East Touhy Avenue Des Plaines, IL 60018 USA | Abbott Uracil-N-Glycosylase (UNG) 6L87-02 (96 teste) | In Vitro | Reagent per aplikimin automatik ne kitet HCV/HIV | Pajisje te diagnostikimit in vitro
7497 | Abbott m2000rt Instrument | Pegasus sh.p.k | 08.06.2020 | Abbott Molecular Inc. 1300 'East Touhy Avenue Des Plaines, IL 60018 USA | Abbott m2000rt Instrument (sipas listes se bashkalidhur) | In Vitro | Aparature dhe aksesoret e aparatures per te zbuluar reaksionet PCR | Pajisje te diagnostikimit in vitro
7498 | Abbott m2000sp Instrument - E series | Pegasus sh.p.k | 08.06.2020 | Abbott Molecular Inc. 1300 'East Touhy Avenue Des Plaines, IL 60018 USA | Abbott m2000sp Instrument - E series (sipas listes se bashkalidhur) | In Vitro | Aparature e cila perdoret ne analizatoret Abbott RealTime duke bere te mundur leximin dhe procesimin e barkodeve | Pajisje te diagnostikimit in vitro
7499 | Vacumed® | Greemed sh.p.k | 08.06.2020 | F.L Medical s.r.l. Unipersonale, Torreglia (PD) Via Enrico Mattei, 19 | Vacumed® 16 x 100mm with gel separator + clot activator x 8ml of blood, Red cap, sterile device 44718 | In Vitro | Tub me vakum steril per marrje gjaku | Pajisje te diagnostikimit in vitro
7501 | Vacumed® | Greemed sh.p.k | 08.06.2020 | F.L Medical s.r.l. Unipersonale, Torreglia (PD) Via Enrico Mattei, 20 | Vacumed® 13x17 mm With sodium citrate 3.2% x 3.6ml of blood for coagulation, Light Blue cap, Sterile 42412 | In Vitro | Tub me vakum steril per marrje gjaku me sodium citrat | Pajisje te diagnostikimit in vitro
7500 | Vacumed® | Greemed sh.p.k | 08.06.2020 | F.L Medical s.r.l. Unipersonale, Torreglia (PD) Via Enrico Mattei, 21 | Vacumed® 13 x 75mm with K3 EDTA x 4ml of blood, Violet cap, sterile device 42112 | In Vitro | Tub me vakum steril per marrje gjaku | Pajisje te diagnostikimit in vitro
7502 | Promed® | Greemed sh.p.k | 08.06.2020 | F.L Medical s.r.l. Unipersonale, Torreglia (PD) Via Enrico Mattei, 22 | Promed® light Blue tip Eppendorf-Gilson-Brand-Socorex type from 200 to device 1000 µl 28053 | In Vitro | Pipete njeperdorimshe per perdorim ne aparature volumi laboratorike | Pajisje te diagnostikimit in vitro
7503 | Promed® | Greemed sh.p.k | 08.06.2020 | F.L Medical s.r.l. Unipersonale, Torreglia (PD) Via Enrico Mattei, 23 | Promed® Yellow tip Gilson type ftom 0 to 200 µl 28063 | In Vitro | Pipete njeperdorimshe per perdorim ne aparature volumi laboratorike | Pajisje te diagnostikimit in vitro
7504 | Urintainer | Greemed sh.p.k | 08.06.2020 | F.L. Medical s.r.l. Unipersonale, Torreglia (PD) Via Enrico Mattei, 20 | Coprotainer® Faeces container 30ml in polypropylene with red screw cap, with frosted label, individually wrapped - 25132 | In Vitro | Kontenitore fece per kultura biologjike | Pajisje te diagnostikimit in vitro
7505 | Non-sterile, Non-medicated Natural Rubber | MedCare International sh.p.k | 08.06.2020 | Medical-Latex (DUA) SDN BHD, Plo 8 Senai Industrial Estate, Senai,Johor, 81400 Malaysia | Non-sterile, Non-medicated Natural Rubber Latex Male Condoms (Pasante) (sipas listës bashkëngjitur) | IIb | Kondome, perdoren per te parandaluzar shtatzanite e padeshiruara dhe semundjet seksualisht te transmetueshme | Tjeter
7506
7507 | Prophy Powder Mint flavor: PP1011; Prophy Powder Lemon flavor: PP1012; Prophy Powder Strawberry flavor: PP1013 | Albadent shpk | 09.06.2020 | MK-dent GmbH Marie-Curie-Str. 2, D-22941 Bargteheide, Germany | Prophy Powder Mint flavor: PP1011; Prophy Powder Lemon flavor: PP1012; Prophy Powder Strawberry flavor: PP1013 | l | Pluhur per pastrimin e cipave ne profilaksi. | Pajisje dentare
7508 | Steridiamond - Steriperfect Flat Rolls, Gussetted Rolls, Flat Pouches, Gussetted Pouches, Self-Sealing Pouches for Steam, EO and FORM sterilization | P.N.G shpk | 09.06.2020 | E.C.S. S.r.l. Via l° Maggio, 18/22 23881 Airuno (LC) Italy | Steridiamond - Steriperfect Flat Rolls, Gussetted Rolls, Flat Pouches, Gussetted Pouches, Self-Sealing Pouches for Steam, EO and FORM sterilization | l | Rulona letre te sheshte etj, perdoren per mbeshtjelljen e instrumentave mjekesore per tu sterilizuar. | Pajisje nje perdorimeshe
7509 | Premium Service Oil - Lubrication Oil: LU1011, LU1022, LU1031 | Albadent shpk | 09.06.2020 | MK-dent GmbH Marie-Curie-Str. 2, D-22941 Bargteheide, Germany | Premium Service Oil - Lubrication Oil: LU1011, LU1022, LU1031 | l | Vaj spraj per mrmbajtje. | Pajisje dentare
7510 | Quartysept (packed in bottles HDPE of 1L, canisters HDPE of 5L and 10L - for disinfection of medical devices | AMBA DENT ALBANIA shpk | 24.06.2020 | Zhivas Ltd, 36 Dondukov Blvd. 1000, Sofia, Bulgaria | Quartysept (packed in bottles HDPE of 1L, canisters HDPE of 5L and 10L - for disinfection of medical devices | lla | Dezinfektant per pajisjet dentare. | Pajisje dentare
7511 | Pajisje per diagnostikim imazherik | Health & Light shpk | 10.06.2020 | General Medical Merate SPA (GMM) 24068 Seriate BG- Via Partigiani 25, Italy | Mobile Radiograohic Units - ACCORD DR; ACCORD DR40 | Iib | Pajisje per diagnostikim imazherik ME RREZE X | Pajisje diagnostikuese dhe terapeutike me rrezatim
7512 | Color LCD Display: MLW-2150HD | Biometric Albania sh.p.k. | 10.06.2020 | Ikegami Electronics (Europe) GmbH Ikegamistraße 1, 41460 Neuss Germany | Color LCD Display: MLW-2150HD | l | Monitor per shfaqjen e imazheve ne procedurat e Histeroskopise. | Pajisje elektromekanike
7513 | Full-HD Endoscopy Camera Control Unit, Tekno Cam Nexo HD, with capture and: 754-3412 HD; Grasping Forceps, Serrated, Allig, Jaw 40cm, 5 Charr, Semi-Rigid, Double Action: 790-219; Scissors, 40cm, 5 Charr, Semi-Rigid Single Action with Flushing Port: 790-216; Obtarutor for 24 Charr, Bipolar Resectoscope Sheaths: 799-323; Cable for Bipolar Resectoscope, 5M: 707-350 | Biometric Albania sh.p.k. | 10.06.2020 | Tekno-Medical Optik-Chirurgie GmbH Sattlestraße 11, 78532 Tuttlingen Germany | Full-HD Endoscopy Camera Control Unit, Tekno Cam Nexo HD, with capture and: 754-3412 HD; Grasping Forceps, Serrated, Allig, Jaw 40cm, 5 Charr, Semi-Rigid, Double Action: 790-219; Scissors, 40cm, 5 Charr, Semi-Rigid Single Action with Flushing Port: 790-216; Obtarutor for 24 Charr, Bipolar Resectoscope Sheaths: 799-323; Cable for Bipolar Resectoscope, 5M: 707-350 | l | Aparate dhe aksesore per histeroscopi. | Instrumenta shumeperdorimesh
7513/1 | DIART, 1.8% injectable implant based on hyaluronic acid volume 2 ml | Partners Pharma sh.p.k | 10.06.2020 | Diaco Biofarmaceutici Srl., Via Flavia, 124 34147 Trieste, Italy | DIART® 1.8% injectable implant based on hyaluronic acid -volume 2 ml | III | Sherben per tu injektuar ne artikulcione per tu rindetuar perkohesisht visco-elasticiteti i lengut sinovial i artikulcioneve. | Tjeter
7514 | Softo Station; Softo ENT; Softo Pera; Softo Light; Softo Flexi; Softo EMG; Softo Heavy | Biometric Albania sh.p.k. | 10.06.2020 | SOFTOMED MEDIKAL SAN. TIC. A.S. Karadeniz Caddesi 16/B A. Dudullu 34773 Umraniye/ Istanbul | Softo Station: II-II bse-II L- II D; Softo ENT: II-D-II D; Softo Pera: II ECG-S-M-Noebook- RW-L-XL; Softo Light: bse; Softo Flexi: D-D RW-II-II D; Softo EMG: I 410-I 411-II 414-II 415-II D; Softo Heavy: S-SD-T-TD | I | Karele mjekesore Endoskopike dhe aksesoret perkatese. | Pajisje mobilim spitalor; Produkte për institucione të kujdesit shëndetësor
7515 | Primo MRI ™ VR Sure Scan™: DVMD3D1- DVMD3D4; Mirro MRI ™ VR Sure Scan™:DVMD3D1- DVMD3D4;Primo MRI ™ DR Sure Scan™: DVMD3D1- DVMD3D4; Mirro MRI ™ VR Sure Scan™:DVMD3D1- DVMD3D4 | O.E.S Distrimed sh.p.k | 10.06.2020 | Medtroniv Inc. 710 Medtronic parkway N.E Minneapolis MN 55432 USA | Primo MRI ™ VR Sure Scan™: DVMD3D1- DVMD3D4; Mirro MRI ™ VR Sure Scan™:DVMD3D1- DVMD3D4;Primo MRI ™ DR Sure Scan™: DVMD3D1- DVMD3D4; Mirro MRI ™ VR Sure Scan™:DVMD3D1- DVMD3D4 | Të implantueshme aktive | Defibrilatore të implantueshme ICD, njëdhomësh dhe dydhomësh, MRI kompatibël, përdoren në kardiologji. | Pajisje të implantueshme aktive
7516 | Electrodes for ECG | EMS Technology sh.p.k | 10.06.2020 | FIAB SpA , via P.Costoli, 4-50039 Vicchio(FI), Itali | Disposable electrods for ECG: F9089/100; F9089P/100; F9089GL; | I | Elektroda te EKG per detektimin e aktivitetit elektrik te zemres permes kontaktit fizik me kraharorin. | Pajisje nje perdorimeshe
7517 | Laryngoscopes | EMS Technology sh.p.k | 10.06.2020 | Gima S.p.a., Via Marconi, 1, 20060 Gessate (MI), Italy | Laryngoscopes: 34310; 34311; 34312; 34313; 34314; 34317; 34318; 34319; 34320; 34321; 34301; 34305; 34306; 34302; 34303; 34352; 34354; 34492; 34495; 34493; 34494 | I | Laringoskopi shërben për të vizualizur laringun dhe për të ndihmuar në futjen brënda në laring dhe trakte të pajisjeve të avancura të rrugëve të frymarrjes. | Instrumenta shumpërdorimësh
7518 | Fitoaerosol junior | Fufarma sha | 12.06.2020 | Biodue S.p.A Via Lorenzetti 3/A, 50028 Loc.Sambuca, Barberino Tavernelle (FI) Italy | Solution for aerosol therapy : Fitoaerosol junior | IIa | eshte nje pajisje mjekesore e cila perdoret per trajtimin e simptomave tipike te te ftohtit,te tilla si kongjestioni nazal dhe acarimi I mikoze nazale etj | Tjeter
7519 | Fitointimo gel | Fufarma sha | 12.06.2020 | Biodue S.p.A Via Lorenzetti 3/A, 50028 Loc.Sambuca, Barberino Tavernelle (FI) Italy | Vaginal Gel : Fitointimo gel | IIa | pajisje mjekesore qe lehteson shpejt simptomat qe lidhen me thatesine vaginale,ndihmon ne parandalimin e irritimeve kruarjave dhe djegieve | Tjeter
7520 | Fitoaerosol | Fufarma sha | 12.06.2020 | Biodue S.p.A Via Lorenzetti 3/A, 50028 Loc.Sambuca, Barberino Tavernelle (FI) Italy | Solution for aerosol therapy : Fitoaerosol | IIa | eshte nje pajisje mjekesore e cila perdoret per trajtimin e simptomave tipike te te ftohtit,te tilla si kongjestioni nazal dhe acarimi I mikoze nazale etj | Tjeter
7521 | Fitohyalo Spray | Fufarma sha | 12.06.2020 | Biodue S.p.A Via Lorenzetti 3/A, 50028 Loc.Sambuca, Barberino Tavernelle (FI) Italy | Nasal Spray : Fitohyalo Spray | IIa | Ndihmues ne trajtimin e simptomave te te ftohtit dhesinusitit, mbron dhe hidraton mukozen nazale. | Tjeter
7522 | Classic Dual Head Stethoscope | EMS Technology sh.p.k | 16.06.2020 | Gima S.p.A., Gessate (MI), Via Marconi 1 | Classic Dual Head Stethoscope - Y royal Blue 32540 | I | Stetoskop per degjimin ne zhurmave respiratore dhe kardiake | Instrumenta shumëpërdorimëshe
7523 | OtoClear Spray Wash Kit | EMS Technology sh.p.k | 16.06.2020 | Bionix Development Corporation 5154 Enterprise Blvd., Toledo, Ohio 43612.USA | OtoClear Spray Wash Kit | I | Set I lavazhit te veshit | Instrumenta shumëpërdorimëshe
7524 | Otoscope 2.5 V - case - blue 31518 | EMS Technology sh.p.k | 16.06.2020 | Gima S.p.A., Gessate (MI), Via Marconi 1 | Otoscope 2.5 V - case - blue (31518) | I | Pajisje mjekesore perdoret per ekzaminimin e veshit | Instrumenta shumëpërdorimëshe
7525 | Aneroid Sphygmomanometer R1 shock-proof | EMS Technology sh.p.k | 16.06.2021 | Rudolf Riester GmbH Bruckstraße 31, D-72417 Jungingen, Germany | Aneroid Sphygmomanometer R1 shock-proof | l | Pajisje per matjen e tensionit arterial periferik te gjakut | Instrumenta shumëpërdorimëshe
7526 | Disposable non-woven polypropylene gown | Greemed sh.p.k | 17.06.2020 | RAYS S.p.A. Via Francesco Crispi, 26- 60027 OSIMO (AN)- ITALY | Disposable non woven polypropylene gown : ISOGOWN 401283V; 401283RV; 401283ECV; 40128EDV | I | Perparese plastike per perdorim spitalor | Pajisje nje perdorimeshe
7527 | Coat and trousers suit : Twin Set | Greemed sh.p.k | 17.06.2020 | RAYS S.p.A. Via Francesco Crispi, 26- 60027 OSIMO (AN)- ITALY | Coat and trousers suit : Twin Set 495506A | I | Kostum plastike per perdorim spitalor | Pajisje nje perdorimeshe
7528 | Unsterile urine bags | Greemed sh.p.k | 17.06.2020 | RAYS S.p.A. Via Francesco Crispi, 26- 60027 OSIMO (AN)- ITALY | Unsterile Urine Bags | I | Qese urine per perdorim spitalor | Pajisje nje perdorimeshe
7529 | S/S Utility and bandages Scissors | EMS Technology sh.p.k | 17.06.2020 | Gima S.p.A Via Marconi,1 20060 Gessate(MI)-Italy | S/S Utility and bandages Scissors 6.5" - 16.5cm -blue | I | Gershere celiku multifunksionale per prerjen e fashove dhe garxave, materialeve plastike etj | Pajisje shumeperdorimeshe
7530 | Peak Flow Meters | EMS Technology sh.p.k | 17.06.2020 | nSpire Health Limited, 8 Harforde Court, John Tate Road, Hertford, SG13 7NW, UK | Peak Flow Meters : 208[EU]/F Pocket Peak™ Standart Range | I | Perdoret gjate ekzaminimit fizik per te percaktuar vellimin ekspirator maksimal si dhe gjate menaxhimit te asthmes dhe SPOKU-t | Pajisje shumeperdorimeshe
7531 | Boston Splints | EMS Technology sh.p.k | 17.06.2020 | Gima S.p.A Via Marconi,1 20060 Gessate(MI)-Italy | Boston Splints 34123 | I | Splintet jane mjete per te bere imobilizimin e anesive ose pjeseve te tyre ne raste frakturash a ndrydhjesh | Pajisje shumeperdorimeshe
7532 | JETPULL 2° hemostatic tourniquet | EMS Technology sh.p.k | 17.06.2020 | Gima S.p.A Via Marconi,1 20060 Gessate(MI)-Italy | JETPULL 2° hemostatic tourniquet 25722 | I | Pajisje mjekesoreqqe perdoret gjate hapjes se rruges venoze | Pajisje shumeperdorimeshe
7533 | Penlight | EMS Technology sh.p.k | 17.06.2020 | Gima S.p.A Via Marconi,1 20060 Gessate(MI)-Italy | Penlight : 25626; 25639; 25633; 25638; 25634 | I | Dite xhepi qe perdoret gjate ekzaminimit fizik per te vleresuar pupilat, gojen dhe fytin | Pajisje shumeperdorimeshe
7534 | Neurological Hammers | EMS Technology sh.p.k | 17.06.2020 | Gima S.p.A Via Marconi,1 20060 Gessate(MI)-Italy | Neurological Hammers : 31270; 31252; 31271; 31254; 31255; 31256; 31257; 31258; 31260; 31272; 31273 | I | Cekic neurologjik gjate ekzaminimit fizik per te vleresuar reflekset e thella tendinoze | Pajisje shumeperdorimeshe
7535 | Tubulcus®, taille S; Tubulcus®, taille M; Tubulcus®, taille L; Tubulcus®, taille XL; Tubulcus®, taille XXL (Tubular compression orthesis for legs) | Alfarmakos shpk | 18.06.2020 | Laboratoires Innothera S.A.S. 22 Avenue Aristide Briand, 94110 Arcueil, France | Tubulcus®, taille S; Tubulcus®, taille M; Tubulcus®, taille L; Tubulcus®, taille XL; Tubulcus®, taille XXL (Tubular compression orthesis for legs) | l | Ortoza tubulare me kompresion. | Tjeter
7536 | Dental Video Camera: CS 1500, Wired version | MSE shpk | 18.06.2020 | Carestream Dental LLC 3625 Cumberland Boulevard, Suite 700, Atlanta, GA USA 30339 | Dental Video Camera: CS 1500, Wired version | l | Kamera intraorale | Pajisje dentare
7537 | Face Mask: 17.5cm x 9.5cm; Nurse Caps: 64 x 13cm; Shoe Cover: 40 x 15cm; Surgical Caps: 64 x 13cm; Disposable Isolation Gown: S, M, L, XL, XXL | O.E.S Distrimed sh.p.k | 18.06.2020 | Suzhou TexNet Co., Ltd. RM1103-1104, 11/F, Block A Xin Tian Xiang Bldg., 388 Suya Road, SIP 215021 Suzhou, P.R.China | Face Mask: 17.5cm x 9.5cm; Nurse Caps: 64 x 13cm; Shoe Cover: 40 x 15cm; Surgical Caps: 64 x 13cm; Disposable Isolation Gown: S, M, L, XL, XXL | l | Maska fytyre mbrojtese, kapuc per infermiere, mbulese kepucesh, kapuc kirurgjikal, perparse kirurgjikale. | Pajisje nje perdorimeshe
7538 | Implantable Pulse Generator (IPG) - Attesta, Sphera Programer Aplication Software: SW043; Astra/Azura single-and dual-chamber MR Conditional implantable pacemaker generators and Aplication Software (External); (sipas listes bashkengjitur) | O.E.S Distrimed sh.p.k | 18.06.2020 | Medtronic Inc. 710Medtronic Parkway N.E. Minneapolis MN 55432 USA | Implantable Pulse Generator (IPG) - Attesta, Sphera Programer Aplication Software: SW043; Astra/Azura single-and dual-chamber MR Conditional implantable pacemaker generators and Aplication Software (External); (sipas listes bashkengjitur) | Te implantueshme aktive | Ritemberes te implantueshem per sinkronizim te ritmit kardiak. | Pajisje te impalntueshme aktive
7539 | Claria MRI™, Amplia MRI™, Compia MRI™ CRT-D implantable cardioverter defibrilator with cardiac resynchronization therapy and SureScan Technology; Evera MRI SureScan Implantable Cardioverter Defibrilator (ICD) Devices and Application Software (External); Visia AF MRI™ SureScan™ Single Chamber (VR) Implantable Cardioverter-Defibrilator (ICD) Devices and Application Software (External); (sipas listes bashkengjitur) | O.E.S Distrimed sh.p.k | 18.06.2020 | Medtronic Inc. 710Medtronic Parkway N.E. Minneapolis MN 55432 USA | Claria MRI™, Amplia MRI™, Compia MRI™ CRT-D implantable cardioverter defibrilator with cardiac resynchronization therapy and SureScan Technology; Evera MRI SureScan Implantable Cardioverter Defibrilator (ICD) Devices and Application Software (External); Visia AF MRI™ SureScan™ Single Chamber (VR) Implantable Cardioverter-Defibrilator (ICD) Devices and Application Software (External); (sipas listes bashkengjitur) | Te implantueshme aktive | Defibrilatore te implantueshem (ICT) dhe defibrilatore te implantueshem me terapi risinkronizimi (CRT-D), nje dhomesh dhe dy dhomesh, MRI kompatibel. | Pajisje te impalntueshme aktive
7540 | Sterile Disposable Gowns and Drapes - Dr. Green's (sipas listes bashkengjitur) | Medfau shpk | 19.06.2020 | Aden Medikal Cihazlar Ve Aletler Ithalat Ihracat Paz. Sanayi Tic. Ltd. Sti. Cangeldere Mah. Ulus Cad. No:14/A Cavausbasi-Beykoz/, Istanbul, Turkey | Sterile Disposable Gowns and Drapes - Dr. Green's (sipas listes bashkengjitur) | l | Veshje sterile nje perdorimeshe per procedura mjekesore. | Pajisje nje perdorimeshe
7541 | Medical Face Mask: Planar Large Size (Surgical Face Mask), Folded (Medical Protective Mask) - STERILE | Avex shpk | 22.06.2020 | ESound Medical Device Co., Ltd. High-Tech Medical Equipment Industrial Park, Changyuan County, China | Medical Face Mask: Planar Large Size (Surgical Face Mask), Folded (Medical Protective Mask) - STERILE | l | Maska kirurgjikale N95 te palosshme, sterile. | Pajisje nje perdorimeshe
7542 | InnoSight Diagnostic Ultrasound System - InnoSight: 989605460371 | Health & Light shpk | 22.06.2020 | Qsida Corporation No.157, Shan-Ying Road, Shan-Ting Li, Gueishan Dist., Taoyuan City, Taiwan, R.O.C. | InnoSight Diagnostic Ultrasound System - InnoSight: 989605460371 | lla | Pajisje per diagnostikim imazherik me ultratinguj | Pajisje elektromekanike
7543 | Danis Procedure Pack: 019-088-25-135 | Euromed sh.p.k | 22.06.2020 | ELLA-CS, s.r.o. Milady Horakove 504/45, Trebes, Hradec Kralove, 500 06 Czech Republic | Danis Procedure Pack: 019-088-25-135 | llb | Paketa e plote e procedures se stentave, duke perfshire te githa aksesoret per implantim. | Pajisje te implantueshme jo aktive
7544 | SX-ELLA Stent Esophageal (Flexella Plus) - Self-expandable esophageal metallic stent in the "pull" delivery system (Non-active implantable medical device): 019-07S-20-085, 019-07S-20-110, 019-07S-20-135, 019-07S-20-150, 019-07S-20-085-O, 019-07S-20-110-O, 019-07S-20-135-O, 019-07S-20-150-O | Euromed sh.p.k | 22.06.2020 | ELLA-CS, s.r.o. Milady Horakove 504/45, Trebes, Hradec Kralove, 500 06 Czech Republic | SX-ELLA Stent Esophageal (Flexella Plus) - Self-expandable esophageal metallic stent in the "pull" delivery system (Non-active implantable medical device): 019-07S-20-085, 019-07S-20-110, 019-07S-20-135, 019-07S-20-150, 019-07S-20-085-O, 019-07S-20-110-O, 019-07S-20-135-O, 019-07S-20-150-O | llb | Stenta ezofageale, jo te absorbueshme, te implantueshme ne ezofag nga stomaku dhe ne gjatesine e tij per tu mbrojtur ndaj ulcerave ose polipeve te formuara. | Pajisje te implantueshme jo aktive
7545 | Palifique Estelite | Dental Leader Corsi shpk | 24.06.2020 | Tokuyama Dental Corporation, 38-9, Taitou 1-chome, Taitou-ku, Tokyo, 110-0016, Japan | Dental Composites (sipas listes bashkengjitur) | IIa | Sete kompoziti, mbushje dentare qe perdoren nga dentistet per te riparuar dhembet e karuar | Pajisje Dentare
7546 | Computer guided local dental anesthesia delivery devices and sterile handpieces | Dental Leader Corsi shpk | 24.06.2020 | Milestone Scientific, Inc.S, Orange Avenue, Livingston, NJ 07039, USA | Computer guided local dental anesthesia delivery devices and sterile handpieces (sipas listes bashkengjitur) | Iia | Sistem anestetik i kontrolluar ne menyre kompjuterike per sasine dhe shpejtesine e anestezise qe injektohet ne inde dhe perdoret per te zvogeluar dhimbjen gjate anestezise lokale per trajtimet dentare | Pajisje dentare
7547 | Appliers for VITALITEC Hemostatik Clips | Evita shpk | 24.06.2020 | PETERS SURGICAL 42 rue Benoit Frachon 93013 BOBIGNY CEDEX FRANCE | Appliers for VITALITEC ®Hemostatik Clips (sipas listës bashkëngjitur) | I | Pajisje për aplikimin e klipeve kirurgjikale Vitalitec. | Tjetër
7548 | Otoscopes: 31440 | EMS Technology sh.p.k | 24.06.2020 | GIMA S.P.A., Via Macroni 1, 20060 Gessate (MI) - Italy | Otoscopes: 31440 | l | Otoskop qe perdoret gjate ekzaminimit te veshit me qellimin kryesor vleresimin e membranes timpanike. | Instrumenta shumeperdorimesh
7549 | Ambu® Perfit™ ACE®: 002810001 | EMS Technology sh.p.k | 24.06.2020 | Ambu A/S Baltorpbakken 13, DK-2750 Ballerup Denmark | Ambu® Perfit™ ACE®: 002810001 | l | Qafore per te bere mobilizimin e kolones cervikale ne raste traumash. | Instrumenta shumeperdorimesh
7550 | Stethoscopes: 32527-32528-32529-32552-32523-32531-32532-32533-32534-32535-32536-32537-32538-32539-32542-32512-32516-32579-32580-32581-32582-32583-32584-32585-32586-32587-32570-32571-32572-32575-32576-32577-32509-32511-32513-32514-32530-32559-32560-32561-32562-32563-32564-32565-32566-32567-32590 | EMS Technology sh.p.k | 24.06.2020 | GIMA S.P.A., Via Macroni 1, 20060 Gessate (MI) - Italy | Stethoscopes: 32527-32528-32529-32552-32523-32531-32532-32533-32534-32535-32536-32537-32538-32539-32542-32512-32516-32579-32580-32581-32582-32583-32584-32585-32586-32587-32570-32571-32572-32575-32576-32577-32509-32511-32513-32514-32530-32559-32560-32561-32562-32563-32564-32565-32566-32567-32590 | l | Stetoskop pe ekzaminim fizik per zhurmat pulmonare dhe kardiake. | Instrumenta shumeperdorimesh
7551 | Thermal Blankets: 34085 | EMS Technology sh.p.k | 24.06.2020 | GIMA S.P.A., Via Macroni 1, 20060 Gessate (MI) - Italy | Thermal Blankets: 34085 | l | Mbelese termike qe perdoret per te izoluar termikisht pacientin ne rastet e demtimeve nga temperaturat dhe traumat. | Instrumenta shumeperdorimesh
7552 | C.f.a.s. PUC 03121305 | Genius shpk | 24.06.2020 | Roche Diagnostics GmbH, Roche Centralized Diagnostics Sandhofer Strasse 116 D-68305 Mannheim | C.f.a.s. PUC (03121305) | In Vitro | Reagent in vitro diagnostifikues IVDD per analiza laboratorike | Pajisje te diagnostikimt in vitro;Tjeter
7553 | C.f.a.s. Lipids 12172623 | Genius shpk | 24.06.2020 | Roche Diagnostics GmbH, Roche Professional Diagnostics Sandhofer Strasse 116 D-68305 Mannheim | C.f.a.s. Lipids (12172623) | In Vitro | Reagent in vitro diagnostifikues IVDD per analiza laboratorike | Pajisje te diagnostikimt in vitro;Tjeter
7554 | AST 05850819 | Genius shpk | 24.06.2020 | Roche Diagnostics GmbH, Roche Professional Diagnostics Sandhofer Strasse 116 D-68305 Mannheim | AST Aspartate Aminotransferase acc.to IFCC without pyridoxal phosphate activation (05850819) | In Vitro | Instrument dhe Reagent in vitro diagnostifikues IVDD per analiza laboratorike | Pajisje te diagnostikimt in vitro;Tjeter
7555 | ALT 05850797 | Genius shpk | 24.06.2020 | Roche Diagnostics GmbH, Roche Professional Diagnostics Sandhofer Strasse 116 D-68305 Mannheim | ALT Alanine Aminotransfetrase acc. to IFCC without pyridoxal phosphate activation (05850797) | In Vitro | Instrument dhe Reagent in vitro diagnostifikues IVDD per analiza laboratorike | Pajisje te diagnostikimt in vitro;Tjeter
7556 | HDLC4 HDL- Cholesterol Gen.4 07528566190 | Genius shpk | 24.06.2020 | Roche Diagnostics GmbH, Sandhofer Strasse 116 D-68305 Mannheim | HDLC4 HDL- Cholesterol Gen.4 (07528566190) | In Vitro | Instrument dhe Reagent in vitro diagnostifikues IVDD per analiza laboratorike | Pajisje te diagnostikimt in vitro;Tjeter
7557 | IRON2 Iron Gen. 2 03183696 | Genius shpk | 24.06.2020 | Roche Diagnostics GmbH, Roche Centralized Diagnostics Sandhofer Strasse 116 D-68305 Mannheim | IRON2 Iron Gen. 2 (03183696) | In Vitro | Instrument dhe Reagent in vitro diagnostifikues IVDD per analiza laboratorike | Pajisje te diagnostikimt in vitro;Tjeter
7558 | GLUC3 Glucose HK 04404483 | Genius shpk | 24.06.2020 | Roche Diagnostics GmbH, Roche Centralized Diagnostics Sandhofer Strasse 116 D-68305 Mannheim | GLUC3 Glucose HK (04404483) | In Vitro | Instrument dhe Reagent in vitro diagnostifikues IVDD per analiza laboratorike | Pajisje te diagnostikimt in vitro;Tjeter
7559 | Reagent Mjekesore | Genius shpk | 24.06.2020 | Roche Diagnostics GmbH, Roche Centralized Diagnostics Sandhofer Strasse 116 D-68305 Mannheim | Activator - (04663632) | In Vitro | Instrument dhe Reagent in vitro diagnostifikues IVDD per analiza laboratorike | Pajisje te diagnostikimt in vitro;Tjeter
7560 | Reagent Mjekesore | Genius shpk | 24.06.2020 | Roche Diagnostics GmbH, Roche Professional Diagnostics Sandhofer Strasse 116 D-68305 Mannheim | α-Amylase liquid acc. To IFCC- AMYL (11876473), (11555685) | In Vitro | Instrument dhe Reagent in vitro diagnostifikues IVDD per analiza laboratorike | Pajisje te diagnostikimt in vitro;Tjeter
7561 | Reagent Mjekesore | Genius shpk | 24.06.2020 | Roche Diagnostics GmbH, Roche Professional Diagnostics Sandhofer Strasse 116 D-68305 Mannheim | Albumin BCP - ALBP (05599261) | In Vitro | Instrument dhe Reagent in vitro diagnostifikues IVDD per analiza laboratorike | Pajisje te diagnostikimt in vitro;Tjeter
7562 | Reagent Mjekesore | Genius shpk | 24.06.2020 | Roche Diagnostics GmbH, Sandhofer Strasse 116 D-68305 Mannheim | Cholesterol Gen.2 - CHOL2 (05168538190), (05168538214) | In Vitro | Instrument dhe Reagent in vitro diagnostifikues IVDD per analiza laboratorike | Pajisje te diagnostikimt in vitro;Tjeter
7563 | C.f.a.s Proteins | Genius shpk | 24.06.2020 | Roche Diagnostics GmbH, Sandhofer Strasse 116, 68305 Mannheim, Germany | C.f.a.s Proteins - 11355279 | In Vitro | Reagente in vitro për kryerjen e analizave laboratorike. | Tjetër
7564 | UA2 URIC ACID ver.2 | Genius shpk | 24.06.2020 | Roche Diagnostics GmbH, Sandhofer Strasse 116, 68305 Mannheim, Germany | UA2 URIC ACID ver.2 - 03183807 | In Vitro | Reagente in vitro për kryerjen e analizave laboratorike. | Tjetër
7565 | TP2 TOTAL PROTEIN Gen.2 | Genius shpk | 24.06.2020 | Roche Diagnostics GmbH, Sandhofer Strasse 116, 68305 Mannheim, Germany | TP2 TOTAL PROTEIN Gen.2 - 05171385190; TP2 TOTAL PROTEIN Gen.2 - 05171385214 | In Vitro | Reagente in vitro për kryerjen e analizave laboratorike. | Tjetër
7566 | ALBP ALBUMIN BCP | Genius shpk | 24.06.2020 | Roche Diagnostics GmbH, Sandhofer Strasse 116, 68305 Mannheim, Germany | ALBP ALBUMIN BCP - 05599261 | In Vitro | Reagente in vitro për kryerjen e analizave laboratorike. | Tjetër
7567 | ALBT2 Tina-quant ALBUMIN CSF | Genius shpk | 24.06.2020 | Roche Diagnostics GmbH, Sandhofer Strasse 116, 68305 Mannheim, Germany | ALBT2 Tina-quant ALBUMIN CSF - 04469658190 | In Vitro | Reagente in vitro për kryerjen e analizave laboratorike. | Tjetër
7568 | NC Solarice Rapid Exchange Balloon Dilatation Catheter | O.E.S Distrimed sh.p.k | 24.06.2020 | Medtronic, Inc. 710 Medtronic Parkway Minneapolis, MN 55432,USA | NC Solarice Rapid Exchange Balloon Dilatation Catheter (sipas listes bashkengjitur) | III | Kateter dilatacioni me balon me shkembim te shpejte per kardiokirurgji | Pajisje nje perdorimeshe
7569 | Ventilator full face mask | O.E.S Distrimed sh.p.k | 24.06.2020 | Kingmed Medikal Elektronik Saǧlik Hizmetleri VE Kimyasal Maddeler ¡thalat VE ihracat Ticaret Limited Şirketi, Cinar San. Sit. 10001 Sok. No : 28/A-10 Ulukent Menemen, Izmir 35663-Turkey | Reusable Silicone Breathing Maska : Silicone CPAP/Bi-PAP/Ventilator Fullface Mask - 7600040; 7600041; 7600042 | IIa | Maska silikoni per mbulim te plote te fytyres per C-pap, B-pap per ventilatore per perdorim spitalor | Pajisje per institucione te kujdesit shendetesor
7570 | UREAL Urea/BUN | Genius shpk | 24.06.2020 | Roche Diagnostics GmbH, Sandhofer Strasse 116, 68305 Mannheim, Germany | UREAL Urea/BUN - 04460715 | In Vitro | Reagente in vitro për kryerjen e analizave laboratorike. | Tjetër
7571 | MG Magnesium | Genius shpk | 24.06.2020 | Roche Diagnostics GmbH, Sandhofer Strasse 116, 68305 Mannheim, Germany | MG Magnesium - 20737593 | In Vitro | Reagente in vitro për kryerjen e analizave laboratorike. | Tjetër
7572 | Calibrator or automated systems | Genius shpk | 24.06.2020 | Roche Diagnostics GmbH, Sandhofer Strasse 116, 68305 Mannheim, Germany | Calibrator for automated systems - 10759350 | In Vitro | Reagente in vitro për kryerjen e analizave laboratorike. | Tjetër
7573 | LDL-C LDL-Cholesterol plus 2nd generation | Genius shpk | 24.06.2020 | Roche Diagnostics GmbH, Sandhofer Strasse 116, 68305 Mannheim, Germany | LDL-C LDL-Cholesterol plus 2nd generation -03038866 | In Vitro | Reagente in vitro për kryerjen e analizave laboratorike. | Tjetër
7574 | Sterile Disposable Sampling Swab | O.E.S Distrimed sh.p.k | 25.06.2020 | Miraclean Technology Co., Ltd. No. 18, Rongshuxia Industrial Zone Tongle Community, Longgang District Shenzen 518116 Guangdong, China | Sterile Disposable Sampling Swab: 93050; 93050D; 93051; 93052; 93053; 93054; FS740; PS740; P93050; 93050V; 96000; 95000M; 95000L; 95000LV; (Oral, Nose, Thrat, Cervix) | I | Tampone sterile per marrje mostrash ne goje, hunde, fyt, cerviks | Produkte per institucione te kujdesit shendetesor
7575 | Reagents | Genius shpk | 26.06.2020 | ELITech Clinical Systems SAS, Zone Industrielle 61500 SEES France | Reagents (sipas listës bashkëngjitur) | In Vitro | Reagente in vitro për kryerjen e analizave biokimike. | Tjetër
7576 | Steam Sterilizer, HS33 60L, manual | MSE shpk | 26.06.2020 | Getinge Infection Control Production Poland Sp. Z o. o.ul., Szkolna 30, 62-064 Plewiska, Poland | Steam Sterilizer, HS33 60L,Single door, manual (601197804) | llb | Pajisje per sterilizim | Tjeter
7577 | Steam Sterilizer, HS33 100L | MSE shpk | 26.06.2020 | Getinge Infection Control Production Poland Sp. Z o. o.ul., Szkolna 30, 62-064 Plewiska, Poland | Steam Sterilizer, HS33 100L,Single door, manual (6011978042) | llb | Pajisje per sterilizim | Tjeter
7578 | Steam Sterilizer, HS33 60L, automatic | MSE shpk | 26.06.2020 | Getinge Infection Control Production Poland Sp. Z o. o.ul., Szkolna 30, 62-064 Plewiska, Poland | Steam Sterilizer, HS33 60L,Single door, Automatic (601197804) | llb | Pajisje per sterilizim | Tjeter
7579 | Maska mjekesore nje perdorimeshe | Fedos shpk | 29.06.2020 | Zibo Xinmai medical equipment technology Co., Ltd. No.37 lanyan Avenue, high tech Zone, Zibo City, Shandong Province, China | Disposable medical mask, 7.5cm x 9.5cm; 14.5cm x 9.0cm | I | Maska mjekesore nje perdorimeshe | Pajisje nje perdorimeshe
7580 | Reusable Elctrodes, Cables and Accessories for ECG | Fedos shpk | 29.06.2020 | Spes medica S.r.l. Via Buccari 21 - 16153 Genova, Italy | Reusable Elctrodes, Cables and Accessories for ECG : Cup Elctrode (DXXXXXXXXX) | I | Fisha te cilat sherbejne per perdorim ne aparatin e elektroencefalogrames per te zbuluar aktivitetin e lektrik te trurit | Tjeter
7581 | Patient Cable | MSE shpk | 29.06.2020 | CARDIOLINE S.p.A, Via Linz 151, 38121 Trento, Italy | Cardioline-Patient Cable ( for click holter and hr one 48): - 63090235 - 63090231 - 63050078 - 63050081 - 63050082 - 63050073 - 63050049 | I | Kabull pacienti për holter. | Tjetër
7582 | Aerosol, Oxygen and Tracheostomy Mask Product | Montal sh.p.k | 30.06.2020 | Intersurgical Ltd. Crane House, Molly Millars Lane , Workingham, Berkshire, RG41 2RZ, UK | Aerosol, Oxygen and Tracheostomy Mask Product (sipas listes bashkengjitur)
7583 | Micra ™Transcatheter Leadless Pacemarker system- MC1VR01 | O.E.S Distrimed sh.p.k | 30.06.2020 | Medtronic Inc. 710 Medtronic Parkway Minneapolis MN 55432 USA | Micra ™Transcatheter Leadless Pacemarker system- MC1VR01 | Të implantueshme aktive | Sistem Pacemaker Transkateter i implantueshme, pa elektoda per sinkronizimin e ritmit kardiak per perdorim ne kardiologji. | Pajisje të implantueshme aktive
7584 | Reveal LINQ ™ Insertable Cardiac Monitor-LNQ11 | O.E.S Distrimed sh.p.k | 30.06.2020 | Medtronic Inc. 710 Medtronic Parkway Minneapolis MN 55432 USA | Reveal LINQ ™ Insertable Cardiac Monitor-LNQ11 | Të implantueshme aktive | Monitor kaediak i insertueshem per monitorimin e ECG dhe parametrave te tjere fiziologjik te pacientebe. Perdoret ne kardiologji. | Pajisje të implantueshme aktive
7585 | ICD, CRT-D | O.E.S Distrimed sh.p.k | 30.06.2020 | Medtronic Inc. 710 Medtronic Parkway Minneapolis MN 55432 USA | ICD, CRT-D (sipas listës bashkëngjitur) | Të implantueshme aktive | Defibrilatore të implantueshme kardiake dhe defibrilatore të implantueshme me terapi te risinkronizuar per perdorim ne kardiologji. | Pajisje të implantueshme aktive
7586 | C-Reactive Protein Gen.3 - CRPL3: 08057575190 | Genius shpk | 01.07.2020 | Roche Diagnostics GmbH, Roche Professional Diagnostics Sandhofer Strasse 116 D-68305 Mannhein | C-Reactive Protein Gen.3 - CRPL3: 08057575190 | In Vitro | Instrument dhe reagent in vitro diagnostikues IVDD per kryerjen e analizave te ndryshme laboratorike. | Pajisje te diagnostikimit in vitro
7587 | Creatinine Jaffe method - CREA: 11875418, 11929941, 11875647, 11875663, 11875612 | Genius shpk | 01.07.2020 | Roche Diagnostics GmbH, Roche Professional Diagnostics Sandhofer Strasse 116 D-68305 Mannhein | Creatinine Jaffe method - CREA: 11875418, 11929941, 11875647, 11875663, 11875612 | In Vitro | Instrument dhe reagent in vitro diagnostikues IVDD per kryerjen e analizave te ndryshme laboratorike. | Pajisje te diagnostikimit in vitro
7588 | Calcium Gen.2 - CA2: 08057427190 | Genius shpk | 01.07.2020 | Roche Diagnostics GmbH, Roche Professional Diagnostics Sandhofer Strasse 116 D-68305 Mannhein | Calcium Gen.2 - CA2: 08057427190 | In Vitro | Instrument dhe reagent in vitro diagnostikues IVDD per kryerjen e analizave te ndryshme laboratorike. | Pajisje te diagnostikimit in vitro
7589 | Alkaline Phosphatase acc. To IFCC Gen.2 - ALP2: 05166888190, 05166888214 | Genius shpk | 01.07.2020 | Roche Diagnostics GmbH, Roche Professional Diagnostics Sandhofer Strasse 116 D-68305 Mannhein | Alkaline Phosphatase acc. To IFCC Gen.2 - ALP2: 05166888190, 05166888214 | In Vitro | Instrument dhe reagent in vitro diagnostikues IVDD per kryerjen e analizave te ndryshme laboratorike. | Pajisje te diagnostikimit in vitro
7590 | Lactate Dehydrogenase acc. IFCC ver.2 - LDHI2: 03004732 | Genius shpk | 01.07.2020 | Roche Diagnostics GmbH, Roche Professional Diagnostics Sandhofer Strasse 116 D-68305 Mannhein | Lactate Dehydrogenase acc. IFCC ver.2 - LDHI2: 03004732 | In Vitro | Instrument dhe reagent in vitro diagnostikues IVDD per kryerjen e analizave te ndryshme laboratorike. | Pajisje te diagnostikimit in vitro
7591 | Waste Container: 21046179001 | Genius shpk | 01.07.2020 | Roche Diagnostics GmbH, Roche Professional Diagnostics Sandhofer Strasse 116 D-68305 Mannhein | Waste Container: 21046179001 | In Vitro | Instrument dhe reagent in vitro diagnostikues IVDD per kryerjen e analizave te ndryshme laboratorike. | Pajisje te diagnostikimit in vitro
7592 | Hand files, non-sterile, stainless steel | Albadent Group | 01.07.2020 | Sendoline AB, Box 7037, Tillverkarvägen 6 SE-187 11 Täby, Sweden | Hand files, non-sterile, stainless steel (sipas listes bashkengjitur) | IIa | Instrumenta per hapjen e kanaleve te rrenjes se dhembit | Pajisje dentare
7593 | Peso Reamers and Gates Glidden | Albadent Group | 01.07.2020 | Sendoline AB, Box 7037, Tillverkarvägen 6 SE-187 11 Täby, Sweden | Peso Reamers and Gates Glidden (sipas listes bashkengjitur) | IIa | Instrumenta per hapjen e kanaleve te rrenjes se dhembit | Pajisje dentare
7594 | Rotary Files, sterile | Albadent Group | 01.07.2020 | Sendoline AB, Box 7037, Tillverkarvägen 6 SE-187 11 Täby, Sweden | Rotary Files, sterile (sipas listes bashkengjitur) | IIa | Instrument sterile rotativ per te hapur kanalin e dhembit | Pajisje dentare
7595 | Rotary Files, non-sterile | Albadent Group | 01.07.2020 | Sendoline AB, Box 7037, Tillverkarvägen 6 SE-187 11 Täby, Sweden | Rotary Files, non-sterile (sipas listes bashkengjitur) | IIa | Instrument jo sterile rotativ per te hapur kanalin e dhembit | Pajisje dentare
7596 | Surtron dhe aksesoret perkates | Montal sh.p.k | 01.07.2020 | LED SpA, Via Selciatella, 40 - 04011 Aprila, Italy | High frequency electrosurgical equipment (sipas listes bashkengjitur) | IIb | Bisturi elektrike per kirurgji, me frekuence te larte | Pajisje elektromekanike
7597 | Catheter Sheath Set | Montal sh.p.k | 01.07.2020 | Zhejiang Barty Medical technology Co., Ltd. Building 1-2, No.20-2 Street, Economic & Technology Development Area, 310018 Hangzhou, PR of China | Catheter Sheath Set (sipas listes bashkengjitur) | IIa | Pajisje mjekesore udhezuese qe lehteson kalimin e telave udhezues dhe katetereve neper vena dhe aterie | Pajisje nje perdorimeshe
7598 | Omnichroma | Dental Leader Corsi shpk | 01.07.2020 | Tokuyama Dental Corporation, 38-9, Taitou 1-chome, Taitou-ku, Tokyo, 110-0016, Japan | Dental restorativ material : OMNICHROMA SYRINGE; OMNICHROMA S SYRINGE; OMNICHROMA TRIAL SYRINGE; OMNICHROMA S PLT; OMNICHROMA PLT; OMNICHROMA PLT TRIAL KIT | IIa | Kompizit dentar per mbushjen e dhembit | Pajisje dentare
7599 | ESR Rack without graduation | Swissmed sh.p.k | 01.07.2020 | Greiner Bio-One GmbH Bad Haller Straße 32, 4550 Kremsmünster, Austria | 836072 ESR Rack without graduation for 454073; 836075 ESR Rack without graduation for 729070 I 729090; 836077 ESR Rack without graduation for 729073 I 729093 | In Vitro | Pajisje mjekesore, stativ per vendosjen ne tubin e gjakut per matje sedimenti | Pajisje te diagnostikimit in vitro, Pajisje laboratori
7600 | ESR pipette with adapter | Swissmed sh.p.k | 01.07.2020 | Greiner Bio-One GmbH Bad Haller Straße 32, 4550 Kremsmünster, Austria | 727111 ESR pipette with adapter, graduated 200mm for 454073 | In Vitro | Mikropipeta per vendosjen ne tubin e gjakut per matjen e sedimentit | Pajisje te diagnostikimit in vitro, Pajisje laboratori
7601 | Sapphire Single Channel Pipette | Swissmed sh.p.k | 01.07.2020 | Greiner Bio-One GmbH Bad Haller Straße 32, 4550 Kremsmünster, Austria | Sapphire 20-200µL Single Channel Pipette; Sapphire 100-1000µL Single Channel Pipette; Tube 15ml, PP,17/200mm, Conical bottom, Cellestar®, Blue Screw cp, natural graduated, Writing Area, Sterile(50pcs./box) | l | Pipete per perdorim laboratorike | Pajisje nje perdorimeshe; Pajisje per institucione te kujdesit shendetesor; Pajisje laboratori
7602 | Disposable Medical Latex Examination Gloves: SS, S, M, L, XL | Fedos shpk | 01.07.2020 | Qingdao Hiprove Medical Technologies Co., Ltd. Room 403, No.592, Tonghe Road, 266035 Qingdao, P.R.China | Disposable Medical Latex Examination Gloves: SS, S, M, L, XL | l | Doreza ekzaminimi njeperdorimshe lateks me puder. | Pajisje nje perdorimeshe
7603 | Reusable Conventional Laryngoscope (Code: TI-017-216, TI-017-216.92, TI-017-216.113, TI-017-216.135, TI-017-217.92) | Fedos shpk | 01.07.2020 | Transact International Roras Road, Muzaffar Pur, P.O.S.I.E., Sialkot - 51310 - Pakistan | Reusable Conventional Laryngoscope (Code: TI-017-216, TI-017-216.92, TI-017-216.113, TI-017-216.135, TI-017-217.92) | l | Instrumetn metalik i cili sherben per ekzaminimin e laringut dhe kordave vokale per te pare problematikat shendetesore qe shfaqen ne kete regjion. | Instrumenta shumeperdorimesh
7604 | Coprotainer Faeces Container 30ml In Polypropylene With red Screw Cap, With Frosted Label, Sterile | Swissmed sh.p.k | 01.07.2020 | F.L Medical s.r.l. Unipersonale, Via Enrico Mattei, 20-35038 TORREGLIA (PD), ITALY | Coprotainer ®Faeces Container 30ml In Polypropylene With red Screw Cap, With Frosted Label, Sterile - 25136 | In Vitro | Kontenitor per ruajtjen e materialit fekal te pacientit. | Pajisje te diagnostikimit in vitro; Produkte për institucione të kujdesit shëndetësor; Pajisje nje perdorimeshe
7605 | Elecsys free ßhCG | Swissmed sh.p.k | 01.07.2020 | Roche Diagnostics GmbH, Sandhofer Strasse 116, 68305 Mannheim, Germany | Elecsys free ßhCG - 08860297190 | In Vitro | Test imunologjik për përcaktimin e HCG së lirë në serumin human për vlersimin e riskut në trimestrin e 21 të sindromës down. | Pajisje te diagnostikimit in vitro; Pajisje laboratori
7606 | TSH CalSet - 08443459190 | Swissmed sh.p.k | 01.07.2020 | Roche Diagnostics GmbH, Sandhofer Strasse 116, 68305 Mannheim, Germany | TSH CalSet - 08443459190 | In Vitro | Pajisje per kalibrimin e testit sasior TSH. | Pajisje te diagnostikimit in vitro; Pajisje laboratori
7607 | Promed Test Tube 12x75 mm 5ml Cylindrical, Without Rim, In Polypropylene sorwall Type in Bulk - 21014B | Swissmed sh.p.k | 01.07.2020 | F.L Medical s.r.l. Unipersonale, Via Enrico Mattei, 20-35038 TORREGLIA (PD), ITALY | Promed ®Test Tube 12x75 mm 5ml Cylindrical, Without Rim, In Polypropylene sorwall Type in Bulk - 21014B | In Vitro | Tub plastik për përdorim laboratorik. | Pajisje te diagnostikimit in vitro; Produkte për institucione të kujdesit shëndetësor; Pajisje nje perdorimeshe
7608 | Promed ® Pasteur Pipette 3ml In Polyethylene | Swissmed sh.p.k | 01.07.2020 | F.L Medical s.r.l. Unipersonale, Via Enrico Mattei, 20-35038 TORREGLIA (PD), ITALY | Promed ® Pasteur Pipette 3ml In Polyethylene - 27055 | In Vitro | Pipete plastike per perdorim laboratorik. | Pajisje te diagnostikimit in vitro; Produkte për institucione të kujdesit shëndetësor; Pajisje nje perdorimeshe
7609 | Promed ® Pasteur Pipette 1ml In Polyethylene | Swissmed sh.p.k | 01.07.2020 | F.L Medical s.r.l. Unipersonale, Via Enrico Mattei, 20-35038 TORREGLIA (PD), ITALY | Promed ® Pasteur Pipette 1ml In Polyethylene - 27054 | In Vitro | Pipete plastike per perdorim laboratorik. | Pajisje te diagnostikimit in vitro; Produkte për institucione të kujdesit shëndetësor; Pajisje nje perdorimeshe
7610 | Promed ® Petri Dish In Polystyrene Ø 90mm, h 14,2 mm without Vents (Produced in cleanroom ISO 6) - 29142 | Swissmed sh.p.k | 01.07.2020 | F.L Medical s.r.l. Unipersonale, Via Enrico Mattei, 20-35038 TORREGLIA (PD), ITALY | Promed ® Petri Dish In Polystyrene Ø 90mm, h 14,2 mm without Vents (Produced in cleanroom ISO 6) - 29142 | In Vitro | Pjatë plastike për përdorim bakterologjik në laborator. | Pajisje te diagnostikimit in vitro; Produkte për institucione të kujdesit shëndetësor; Pajisje nje perdorimeshe
7611 | Promed ® Petri Dish In Polystyrene Ø 60mm, h 14,2 mm without Vents - 29150 | Swissmed sh.p.k | 01.07.2020 | F.L Medical s.r.l. Unipersonale, Via Enrico Mattei, 20-35038 TORREGLIA (PD), ITALY | Promed ® Petri Dish In Polystyrene Ø 60mm, h 14,2 mm without Vents - 29150 | In Vitro | Pjatë plastike për përdorim bakterologjik në laborator. | Pajisje te diagnostikimit in vitro; Produkte për institucione të kujdesit shëndetësor; Pajisje nje perdorimeshe
7612 | X-Ray and Radiology Labels - product references: CL series, V series, SL series, SF series, PM series, CM-25, CM-50 | MSE shpk | 01.07.2020 | The Suremark Company PO Box 1570, Simi Valley, CA 92062, USA | X-Ray and Radiology Labels - product references: CL series, V series, SL series, SF series, PM series, CM-25, CM-50 | l | Projektuar per te shenuar prerje kirurgjikale / vendet anatomike ne lekuren e pacientit para procedurave kirurgjikale. | Tjeter
7613 | Monitor/Defibrilator - HeartStart Interpid: 867172 | Health & Light shpk | 01.07.2020 | Philips Goldway (Shenzhen) Industrial Inc. No.2 Keji North 3rd Road, Nanshan District, 518057 Shenzhen, P.R. China | Monitor/Defibrilator - HeartStart Interpid: 867172 | llb | Defibrilator per reanimim kardiopulmonar. | Pajisje elektromekanike
7614 | Avalon Fetal Monitor (sipas listes bashkengjitur) | Health & Light shpk | 01.07.2020 | Philips Medizin Systeme Böblingen GmbH Hewlett-Packard Strasse 2, 71034 Böblingen, Germany | Avalon Fetal Monitor (sipas listes bashkengjitur) | llb | Monitor fetal jonivazim per monitirimin e fetusit dhe te nenes. | Pajisje elektromekanike
7615 | Electrosurgery unit | Moto-Mania shpk | 01.07.2020 | Bonart Co., Ltd. 4F-11, No. 3, Wuqan 1st Rd., Xinzhuang Dist., New Taipei City, 24892, Taiwan, R.O.C | Dental Surgical Instruments : Electrosurgery Unit ART-E1 | IIb | Pajisje perkirurgjine orale te indeve te buta, koagulim dhe prerje | Pajisje dentare
7616 | Elecsys TSH | Swissmed sh.p.k | 01.07.2020 | Roche Diagnostics GmbH, Sandhofer Strasse 116 D-68305 Mannheim | Elecsys TSH - 08429324190 | In Vitro | Pajisje per percaktimin e Thyrotropines ne serumin dhe plazmen humane | Pajisje te diagnostikimit in vitro, Pajisje laboratori
7617 | Promed® Yellow tip Gilson type ftom 0 to 200 µl - 28063 | Swissmed sh.p.k | 01.07.2020 | F.L Medical s.r.l. Unipersonale, Torreglia (PD) Via Enrico Mattei, 20 | Promed® Yellow tip Gilson type ftom 0 to 200 µl - 28063 | In Vitro | Maje pipete plastike per perdorim ne laborator | Pajisje nje perdorimeshe; Pajisje per institucione te kujdesit shendetesor; Pajisje laboratori; Pajisje te diagnostikimit in vitro
7618 | Easy-Lock® Microtube | Swissmed sh.p.k | 01.07.2020 | F.L Medical s.r.l. Unipersonale, Torreglia (PD) Via Enrico Mattei, 20 | Easy-Lock® Microtube 1.5ml Conical in Polypropylene with flat cap and frosted label, Graduated, Natural colour - 23053 | In Vitro | Tub plastik perdorim laboratorik | Pajisje nje perdorimeshe; Pajisje per institucione te kujdesit shendetesor; Pajisje laboratori; Pajisje te diagnostikimit in vitro
7619 | Extractor for SX-ELLA Stents Esophageal | Euromed sh.p.k | 02.07.2020 | ELLA-CS, s.r.o. Milady Horakove 504/45, Trebes 500 06 Hradec Kralove, Czech Republic | Extractor for SX-ELLA Stents Esophageal (ELLA Extractor)-015-01-28-1000 | IIa | Stenta ezofageale jo të absorbueshme të implantueshme ne ezofag nga stomaku dhe ne gjatesine e tij per te mbrojtur ndaj ulcerave ose polipeve te formuara. | Pajisje te implantueshme jo aktive
7620 | SX-ELLA Stent Esophageal-(Flexella Plus) | Euromed sh.p.k | 02.07.2020 | ELLA-CS, s.r.o. Milady Horakove 504/45, Trebes 500 06 Hradec Kralove, Czech Republic | SX-ELLA Stent Esophageal-(Flexella Plus):-019-06S-20-085; -019-06S-20-110 | IIb | Stenta ezofageale jo të absorbueshme të implantueshme ne ezofag nga stomaku dhe ne gjatesine e tij per te mbrojtur ndaj ulcerave ose polipeve te formuara. | Pajisje te implantueshme jo aktive
7621 | SX-ELLA Stent Esophageal-(Flexella Plus) | Euromed sh.p.k | 02.07.2020 | ELLA-CS, s.r.o. Milady Horakove 504/45, Trebes 500 06 Hradec Kralove, Czech Republic | SX-ELLA Stent Esophageal-(Flexella Plus):-019-07S-20-085; -019-07S-20-110; -019-07S-20-135; -019-07S-20-150; -019-07S-20-085-O; -019-07S-20-110-O; -019-07S-20-135-O; -019-07S-20-150 -O; | IIb | Stenta ezofageale jo të absorbueshme të implantueshme ne ezofag nga stomaku dhe ne gjatesine e tij per te mbrojtur ndaj ulcerave ose polipeve te formuara. | Pajisje te implantueshme jo aktive
7622 | Pace Maker | O.E.S Distrimed sh.p.k | 02.07.2020 | Medtronic Inc. 710Medtronic Parkway N.E. Minneapolis MN 55432 USA | Implantable Pacemaker Systems : Advisa DR MRI SureScan - A3DR01; Ensura DR MRI SureScan - EN1DR01; [Application Software (external)] | Te implantueshme aktive | Pacemaker, ritemberes te implantueshme dy dhomesh, MRI kompatibel per sinkronizimin e ritmit kardiak per perdorim ne kirugji | Pajisje te implantueshme aktive
7623 | SX-ELLA Stent Esophageal HV (HV Stent Plus) | Euromed sh.p.k | 02.07.2020 | ELLA-CS, s.r.o. Milady Horakove 504/45, Trebes 500 06 Hradec Kralove, Czech Republic | SX-ELLA Stent Esophageal HV (HV Stent Plus):-019-09S-18-085; -019-09S-18-110; -019-09S-18-135; -019-09S-18-150; -019-09S-18-085-O; -019-09S-18-110-O; -019-09S-18-135-O; -019-09S-18-150 -O; | IIb | Stenta ezofageale jo të absorbueshme të implantueshme ne ezofag nga stomaku dhe ne gjatesine e tij per te mbrojtur ndaj ulcerave ose polipeve te formuara. | Pajisje te implantueshme jo aktive
7624 | SX-ELLA Stent Biliary (Nitinella Plus) | Euromed sh.p.k | 02.07.2020 | ELLA-CS, s.r.o. Milady Horakove 504/45, Trebes 500 06 Hradec Kralove, Czech Republic | SX-ELLA Stent Biliary (Nitinella Plus) (sipas listës bashkëngjitur) | IIa | Stenta ezofageale jo të absorbueshme të implantueshme ne ezofag nga stomaku dhe ne gjatesine e tij per te mbrojtur ndaj ulcerave ose polipeve te formuara. | Pajisje te implantueshme jo aktive
7625 | Anesthesia Circuit | P.N.G | 03.07.2020 | Plasti-Med Plastik Medikal Ürünler Sanayi Ve Ticaret Limited Şirketi Deri OSB Mahallesi. Yan Sanayi Cad. No:13 Tuzla / Istanbul / Turkey | Anesthesia Circuit - Smoothbore: 481 XXX | IIa | Cirkuti anestezie | Tjeter
7626 | EverCross 0.035'' OTW PTA Dilatation Catheter | O.E.S Distrimed sh.p.k | 03.07.2020 | ev3, Inc 4600 Nathan Lane North Plymouth Minnesota 55442 USA | EverCross 0.035'' OTW PTA Dilatation Catheter (sipas listës bashkëngjitur) | IIa | Kateter per dilatacion | Pajisje nje perdorimeshe
7627 | Hysteroscopy instruments and accessories (sipas listes bashkengjitur) | Biometric Albania sh.p.k. | 03.07.2020 | Tekno-Medical Optik-Chirurgie GmbH Sattlestraße 11, 78532 Tuttlingen Germany | Hysteroscopy instruments and accessories (sipas listes bashkengjitur) | lla, llb | Instrumenta dhe aksesore per histeroskopi. | Pajisje elektromekanike
7628 | Hysteroscopy instruments and accessories (sipas listes bashkengjitur) | Biometric Albania sh.p.k. | 03.07.2020 | Tekno-Medical Optik-Chirurgie GmbH Sattlestraße 11, 78532 Tuttlingen Germany | Hysteroscopy instruments and accessories (sipas listes bashkengjitur) | lla, llb | Instrumenta dhe aksesore per histeroskopi. | Pajisje elektromekanike
7629 | Synthetic material for bone regeration OssaBase-HA® - Granules from 0,3mm to 6,0mm | Moto-Mania shpk | 03.07.2020 | LASAK s.r.o. Českobrodská 1047/56, 19001 Praha 9 - Hloubětin, Czech Republic | Synthetic material for bone regeration OssaBase-HA® - Granules from 0,3mm to 6,0mm | llb | Kocke sintetike per mbushjen dhe rigjenerimin e difekteve kockore ne nofull. | Pajisje dentare
7630 | Synthetic resorbable material for bone regeneration PORESORB®-TPC - Granules from 0.16mm to 6.0mm | Moto-Mania shpk | 03.07.2020 | LASAK s.r.o. Českobrodská 1047/56, 19001 Praha 9 - Hloubětin, Czech Republic | Synthetic resorbable material for bone regeneration PORESORB®-TPC - Granules from 0.16mm to 6.0mm | lll | Koceke sintetike e rezorbueshme per mbushjen dhe rigjenerimin e difekteve kockore ne nofull. | Pajisje dentare
7631 | silicones and alginates for impression taking and relative catalyst and accessories - Prestige A Plus Putty: 055101; Prestige A Plus Light: 055108, 055208, 055408; Superform Tray Ssytem: 101024, 101025 | Moto-Mania shpk | 03.07.2020 | Vannini Dental Industry S.r.l via di Campigliano 55/A 50012 Grassina (FI) Italy | silicones and alginates for impression taking and relative catalyst and accessories - Prestige A Plus Putty: 055101; Prestige A Plus Light: 055108, 055208, 055408; Superform Tray Ssytem: 101024, 101025 | l | Materila per marrjen e mases se protezave fikse dhe te levizshme, luge per marrjen e mases se protezave fikse dhe te levizshme. | Pajisje dentare
7632 | Instruments - Instruments of the implant system; Dental Impresion components - Impresion of Dental Implant System (sipas listes bashkengjitur) | Moto-Mania shpk | 03.07.2020 | LASAK s.r.o. Českobrodská 1047/56, 19001 Praha 9 - Hloubětin, Czech Republic | Instruments - Instruments of the implant system; Dental Impresion components - Impresion of Dental Implant System (sipas listes bashkengjitur) | l | Materiale ndihmese per marrjen e masave mbi implante, instrumenta kit per vendosjen e implanteve. | Pajisje dentare
7633 | Dental Dam; Face Mask | Moto-Mania shpk | 03.07.2020 | Cranberry International SDN. BHD. No. 1, Jalan Sitar 33/6 Seksyen 33, 40400 Shah Alam, Selangor, Malaysia | Dental Dam; Face Mask | l | Dental Dam per izolimin e dhembeve nga sekrecionet, peshtyma, maske per mbrojtje. | Pajisje dentare
7634 | Dental implant system IMPLADENT; Dental implant system BioniQ - Instruments/Superstructures (sipas listes bashkengjitur) | Moto-Mania shpk | 03.07.2020 | LASAK s.r.o. Českobrodská 1047/56, 19001 Praha 9 - Hloubětin, Czech Republic | Dental implant system IMPLADENT; Dental implant system BioniQ - Instruments/Superstructures (sipas listes bashkengjitur) | lla | Freza implantare per hapjen e vendit te implantit ne kocke, superstruktura per fiksimin e protetikes mbi implant. | Pajisje dentare
7635 | Ball Heads Instruments | LAYO sh.p.k | 06.07.2020 | Smith&Nephew Orthopaedics AG, Oberneuhofstrasse 10d, 6340 Baar, Switzerland | Ball Heads Instruments (sipas listës bashkëngjitur) | IIa | Instrumen mjekesore shumperdorimesh per perdorim ne kirurgji te ortopedise. | Instrumrnta shumëpërdorimësh
7636 | Double DJ stent & set | P.N.G sh.p.k | 06.07.2020 | MarFlow AG, Soodstrasse 57, 8134 Adliswil/ Zurich, Switzerland | Double DJ stent & set: SOT; SOT+G; SS; SS+G; POS; POS+G; PS; PS+G; SOT-PRO; SOT-PRO+G; | IIb | Stent ureteral ose stent ureterik eshte një tub i hollë i futur në ureter për të parandaluar ose trajtuar pengimin e rrjedhjes së urinës nga veshka. Stenti futet me cistoskope. | Pajisje një përdorimëshe
7637 | Amplatz dilator & Set/ PCN Catheter & Set | P.N.G sh.p.k | 06.07.2020 | MarFlow AG, Soodstrasse 57, 8134 Adliswil/ Zurich, Switzerland | Amplatz dilator & set: ARDS 8/30 / AM / RD - PCN Catheter & Set: PDS-P / PDS-PE/ PCN-P | IIa | Amplatz eshte nje set kitesh zgjerimi per zgjerimin e rruges per veshke para procedures te heqjes gureve ne veshka. PCN catheter jane tuba te holle qe futen permes lekures ne veshke per heqjen e lengjeve nga veshkat. | Pajisje një përdorimëshe
7638 | Stent graft System | GP Medical Al shpk | 06.07.2020 | JOTEC GmbH, Lotzenäcker 23, 72379 Hechingen, Germany | E-tegra Stent Graft System (sipas listes bashkengjitur) | III | Mundeson trajtimin te anomalive vaskulare dhe zgjeron mudnesite e trajtimit endovaskular. | Pajisje te implantueshme jo aktive; Pajisje nje perdorimeshe
7639 | Flow Weave, Flow Nit bioseal, Flow Weave bioseal Textile vascular | GP Medical Al shpk | 06.07.2020 | JOTEC GmbH, Lotzenäcker 23, 72379 Hechingen, Germany | FlowNit Bioseal; FlowWeave Bioseal Textile Vascular Graft(sipas listes bashkengjitur) | III | Jane grafte vaskulare qe perdoren ne nderhyrjet ne kirurgji kardiake ne trajtimin e aneurizmave arteriale | Pajisje te implantueshme jo aktive; Pajisje nje perdorimeshe
7640 | E-Ventus BX peripheral, Stent graft System | GP Medical Al shpk | 06.07.2020 | JOTEC GmbH, Lotzenäcker 23, 72379 Hechingen, Germany | E-Ventus BX peripheral, Stent graft System (sipas listes bashkengjitur) | IIb | Stent i cili perdoret ne trajtimin endovaskular te arterieve renale dhe arteriet e legenit ne raste si keputja, diseksioni dhe anurizma. | Pajisje te implantueshme jo aktive; Pajisje nje perdorimeshe
7641 | E-Vita Thoracic 3G Stent Graft | GP Medical Al shpk | 06.07.2020 | JOTEC GmbH, Lotzenäcker 23, 72379 Hechingen, Germany | E-Vita Thoracic 3G Stent Graft (sipas listes bashkengjitur) | III | Eshte stent graft i gjenerates se trete qe fale teknologjise me te larte mundeson trajtimin endovaskular edhe te anatomive me komplekse te eneve te gjakut, perdoret per trajtimin e aneurizmave, diseksioneve dhe lezioneve specifike te aortes descendente torakale | Pajisje te implantueshme jo aktive; Pajisje nje perdorimeshe
7642 | FlowLine Bipore ePTFE Vascular Graft | GP Medical Al shpk | 06.07.2020 | JOTEC GmbH, Lotzenäcker 23, 72379 Hechingen, Germany | FlowLine Bipore ePTFE Vascular Graft (sipas listes bashkengjitur) | IIb | Perdoret ne rastet e vazorikonstruksionit arterial, kryesisht vaskular periferik, mund te perdoret ne rindertimin ektraanatomik femorofemoral dhe aksilfemoral | Pajisje te implantueshme jo aktive; Pajisje nje perdorimeshe
7643 | FlowLine Bipore Heparin and PTFE Vascular Graft | GP Medical Al shpk | 06.07.2020 | JOTEC GmbH, Lotzenäcker 23, 72379 Hechingen, Germany | FlowLine Bipore Heparin and PTFE Vascular Graft (sipas listes bashkengjitur) | III | Perdoret ne nderhyrjet kardiovaskulare, ne traumat vaskulare ose ne okluzion dhe semundje kronike te veshkes | Pajisje te implantueshme jo aktive; Pajisje nje perdorimeshe
7644 | Uricult® Plus: 67465, 68105 (11284894) | Swissmed sh.p.k | 06.07.2020 | Aidian Oy Koivu-Mankkaan tie 6 B, P.O. Box 83, FI-02101 Espoo, Finland | Uricult® Plus: 67465, 68105 (11284894) | In Vitro | Terren i gatshem per zhvillimin e baktereve per percaktimin e ngarkeses bakteriale ne analizen e urokultutres. | Pajisje te diagnostikimit in vitro
7645 | VacuDrop: 458815 | Swissmed sh.p.k | 06.07.2020 | Greiner Bio-One GmbH Bad Haller Straße 32, 4550 Kremsmünster, Austria | VacuDrop: 458815 | In Vitro | Age plastike per tubat me vakum. Perdoret per hedhjen e gjakut per shtrirjen e lamave. | Pajisje te diagnostikimit in vitro
7646 | Vscan Extend - Ultrasound System, Imaging, General-Purpose (sipas listes bashkengjitur) | Montal sh.p.k | 06.07.2020 | GE Vingmed Ultrasound A/S Strandpromenaden 45, 3191 Horten, Norway | Vscan Extend - Ultrasound System, Imaging, General-Purpose (sipas listes bashkengjitur) | lla | Sistem imazherie ultrasound me destinacion te pergjithshem. | Pajisje diagnostikuese dhe terapeutike me rrezatim
7647 | Automated Clinical Chemistery Random Access Analyser: AU2700 Plus | Montal sh.p.k | 06.07.2020 | Beckman Coulter Inc. 250 S. Kraemer Blvd., Brea, CA 92822, USA | Automated Clinical Chemistery Random Access Analyser: AU2700 Plus | In Vitro | Pajisje mjekesore automatike per analiza kimike te diagnostikimit klinik in vitro. | Pajisje te diagnostikimit in vitro
7648 | Automated Hematology Analyzers - Phoenix NCC-51 with autoloader: N117929; Phoenix NCC-61: N117961; Neo Diluent E: N117505; Neo Lyse E: N117502; Neo Sheath E: N117524, N117525; Neo Cleaner E: N117535, N117534; Neo Rinse E: N117500 | Distributor of Medical Devices Group shpk | 06.07.2020 | NeoMedica d.o.o. Bul. Sv. Cara Kostantina 82-86, 18000 Nis, Republic of Serbia, Europe | Automated Hematology Analyzers - Phoenix NCC-51 with autoloader: N117929; Phoenix NCC-61: N117961; Neo Diluent E: N117505; Neo Lyse E: N117502; Neo Sheath E: N117524, N117525; Neo Cleaner E: N117535, N117534; Neo Rinse E: N117500 | In Vitro | Analizator hematologjik automatik, aparatura, hollues, reagent shperberes, reagent hollues, reagent pstrues, reagent detergjent. | Pajisje te diagnostikimit in vitro
7649 | Esophageal Stent Danis Seal - ( Danis Seal ): 019-11-25-135 | Euromed sh.p.k | 07.07.2020 | ELLA-CS, s.r.o. Milady Horakove 504/45, Trebes, Hradec Kralove, 500 06 Czech Republic | Esophageal Stent Danis Seal - ( Danis Seal ) - Self-expandable esophageal metallic stent in the delivery system: 019-11-25-135 | llb | Stenta ezofageale, jo te absorbueshme, te implantueshme ne ezofag nga stomaku dhe ne gjatesine e tij per tu mbrojtur ndaj ulcerave ose polipeve te formuara. | Pajisje te implantueshme jo aktive
7650 | Pajisje dentare | Karetek sh.p.k | 07.07.2020 | Amann Girrbach AG, Herrschaftswiesen 1, 6842 Koblach/ Austria | Dental Materials : Ceramill Zolid HT+ white 98x16 - 766023; Ceramill Zolid HT+ PS A1 98x20 - 766162; Zolid gen-x A2 98x16 - 766828: Zolid gen-x B1 98x16 - 766864 | IIa | Disqe per frezatore per prodhimin e dhembeve | Pajisje dentare
7651 | STRATAFIX Spiral MONOCRYL Plus Suture | Evita shpk | 07.07.2020 | Ethicon, LLC 475 C Street Los Frailes Industrial Park Suite 401 Guaynabo Puerto Rico 00969 USA | Stratafix™ Spiral Mnocryl™ Plus Knotless Tissue Control Device (sipas listes bashkengjitur) | lll | Penj qepes kirurgjikal antibakterial te absorbueshem | Pajisje nje perdorimeshe
7652 | E-vita Open Plus Stent Graft | GP Medical Al shpk | 07.07.2020 | JOTEC GmbH, Lotzenäcker 23, 72379 Hechingen, Germany | E-vita Open Plus Stent Graft (sipas listes bashkengjitur) | III | Perdoren ne dieseksione akute te aortes, sistem h ibrid per trajtimin fazor te semundjeve komplekse te aortes torakale | Pajisje te implantueshme jo aktive; Pajisje nje perdorimeshe
7653 | E-XL Aortic Stent | GP Medical Al shpk | 07.07.2020 | JOTEC GmbH, Lotzenäcker 23, 72379 Hechingen, Germany | E-XL Aortic Stent (sipas listes bashkengjitur) | III | Stenta per trajtimin e stenozave, diseksionet dhe lezioneve specifike te aortes deshendente dhe per trajtimine sindromes vena cava | Pajisje te implantueshme jo aktive; Pajisje nje perdorimeshe
7654 | E-liac Stent Graft System | GP Medical Al shpk | 07.07.2020 | JOTEC GmbH, Lotzenäcker 23, 72379 Hechingen, Germany | E-liac Stent Graft System (sipas listes bashkengjitur) | IIb | Perdoret ne trajtimin endovaskular te dy aneurizmave te mundshem aorto-ilace dhe ilace te izoluara | Pajisje te implantueshme jo aktive; Pajisje nje perdorimeshe
7655 | IFAJET-Spray | Evita shpk | 07.07.2020 | Peters Surgical 42 rue Benoit Frachon, 93013 Bobigny Cedex France | IFAJET-Spray for IFABOND adhesive - VA01 | I | Spray per ngjites kirurgjikal | Pajisje nje perdorimeshe
7656 | IFABOND | Evita shpk | 07.07.2020 | Peters Surgical 42 rue Benoit Frachon, 93013 Bobigny Cedex France | IFABOND® IB05; IB; IB+ | lll | Ngjites kirurgjikal dhe ind per perdorim te brendshem | Tjeter
7657 | IFABOND Glue applicator | Evita shpk | 07.07.2020 | Peters Surgical 42 rue Benoit Frachon, 93013 Bobigny Cedex France | IFABOND" Glue applicator - Glue applicator drop-by-drop 15 cm-MB15G; Glue applicator drop-by-drop 37 cm-MB37G; Glue applicator drop-by-drop 45 cm-MB45G; Glue applicator standard 37 cm-MB37S | lla | Aksesor per ngjites kirurgjikal dhe ind per perdorim te brendshem | Tjeter
7658 | Root Canal Files and Instruments | Dental Leader Corsi shpk | 07.07.2020 | Shenzen Perfect Medical Instruments Co., Ltd. 1st Floor, Building C No. 3 Jixia Zao He Keng Industrial Zone Nanwan Road, Longgang District Shenzen 5181100 Guangdong China | Dental Root Canal Instruments (sipas listes bashkengjitur) | IIa | Instrumenta dentare per pastrimin e kanalit te dhembit | Pajisje dentare
7659 | DENITRO® Wipes; OROLIN® Multisept Plus; OROLIN® Burbath; ISORAPID® Spray 1L, 5L (cleaning, disinfestion and hygiene products for medical and dental markets) | Çene Sh.p.k | 07.07.2020 | Oro Clean Chemie AG Allmendstrasse 21, 8320 Fehrlatorf, Switzerland | DENITRO® Wipes; OROLIN® Multisept Plus; OROLIN® Burbath; ISORAPID® Spray 1L, 5L (cleaning, disinfestion and hygiene products for medical and dental markets) | llb | Dezinfektant per pajisjet dentare. | Tjeter
7660 | Curing Lights: X-Cure, i Led, B-Cure, LED.G, O-Light | Moto-Mania shpk | 07.07.2020 | Guilin Woodpecker Medical Instrument Co., Ltd. Information Industrial Park Guilin National High-Tech Zone Guilin 541004 Guangxi China | Curing Lights: X-Cure, i Led, B-Cure, LED.G, O-Light | l | Llampe polimerizimi per te gjitha llojet e mbushjeve dentare. | Pajisje dentare
7661 | Ultrasonic Surgical Systems: Surgic Touch, Surgic Touch LED, Surgery-X, Surgery-X LED | Moto-Mania shpk | 07.07.2020 | Guilin Woodpecker Medical Instrument Co., Ltd. Information Industrial Park Guilin National High-Tech Zone Guilin 541004 Guangxi China | Ultrasonic Surgical Systems: Surgic Touch, Surgic Touch LED, Surgery-X, Surgery-X LED | lla | Pajisje per nderhyrje ne kirurgji orale me ultratinguj. | Pajisje dentare
7662 | Gutta Percha Points; Absorbent Paper Points | AMBA DENT ALBANIA shpk | 07.07.2020 | Pearl Dent Co., Ltd. (HO & Factory #1) No.3-15B, Street No. 13, Tan Binh Industrial Park, Ho Chi Minh City, N/A, Viet Nam | Gutta Percha Points; Absorbent Paper Points | lla | Mbushes kanali, thares kanali. | Pajisje dentare
7663 | Monoclonal Mouse Anti-Cytomegalovirus | Distributor of Medical Devices Group shpk | 07.07.2020 | Dako Denmark ApS, Produktionsvej 42, DK-2600 Glostrup, Denmark | Monoclonal Mouse Anti-Cytomegalovirus, Clones CCh2 + DDG9 - M0854 ; FLEX Monoclonal Mouse Anti-Cytomegalovirus, Clines CCh2 + DDG9 - IR752; FLEX Monoclonal Mouse Anti-Cytomegalovirus, Clines CCh2 + DDG9 - IS752; FLEX Monoclonal Mouse Anti-Cytomegalovirus, Clines CCh2 + DDG9 - GA752; Monoclonal Mouse Anti-Human prostate Specific Antigen Clone ER-PR8 - M0750; FLEX Polyclonal Rabbit Anti-Human Prostate Specific Antigen GA514 | In Vitro | Reagente imunohistokimike per diagnostikimin e kancerit te prostates dhe citomegalovirusit me metodat Imunohistokimike | Pajisje te diagnostikimit in vitro
7664 | FOB Gold® Screen Diluent | Aeskulap | 07.07.2020 | Sentinel CH. SpA Via Robert Koch 2, Milano, Italy | Sentifit FOB Gold® Screen Diluent - 1157501 | In Vitro | Tampon qe perdoret per te holluar mostren e feces duke perdorur metoden imuno-turbidimetrike | Pajisje te diagnostikimit in vitro, Pajisje laboratori; Pajisje nje perdorimeshe
7665 | SentiFit® pierceTube | Aeskulap | 07.07.2020 | Sentinel CH. SpA Via Robert Koch 2, Milano, Italy | SentiFit® pierceTube - 1156188 | In Vitro | Tub per mbledhjen, transportin dhe ekstraktimin e mostrave te feces | Pajisje te diagnostikimit in vitro, Pajisje laboratori; Pajisje nje perdorimeshe
7666 | Sentifit FOB Gold® latex Wide | Aeskulap | 07.07.2020 | Sentinel CH. SpA Via Robert Koch 2, Milano, Italy | Sentifit FOB Gold® latex Wide - 1156008 | In Vitro | Reagent per matjen e hemoglobines ne mostrat e feces | Pajisje te diagnostikimit in vitro, Pajisje laboratori;
7667 | FOB Gold® Control Set Wide | Aeskulap | 07.07.2020 | Sentinel CH. SpA Via Robert Koch 2, Milano, Italy | FOB Gold® Control Set Wide - 1157103 | In Vitro | Kontroll per te verifikuar performancen e analizatoreve, duke perdorur metoda FOB Gold imunoturbdimetrike. | Pajisje te diagnostikimit in vitro, Pajisje laboratori;
7668 | FOB Gold® Calibrator Set Wide | Aeskulap | 07.07.2020 | Sentinel CH. SpA Via Robert Koch 2, Milano, Italy | FOB Gold® Calibrator Set Wide - 1157401 | In Vitro | Kalibrator per aparatin Sentifit | Pajisje te diagnostikimit in vitro, Pajisje laboratori;
7669 | Dermabond™ Prineo™ Skin Clousure System | Evita shpk | 08.07.2020 | Ethicon, LLC Highway 183 Km 8.3 San Lorenzo Puerto Rico 00754 USA | Dermabond™ Prineo™ Skin Clousure System: 60cm Mesh Dispenser - 3.8ml Adhesiv Applicator (CLR602); 22cm Mesh Dispenser - 3.8ml Adhesiv Applicator (CLR222); Dermabond™ Prineo™ Skin Clousure System Two: 22cm Mesh Patch/Carrier Assembly - 3.8ml Adhesiv Applicator | lla | Ngjite indi qe formon nje lidhje te forte ne te gjithe plagen | Tjeter
7670 | Stratafix™ Spiral Polypropylene Knotless Tissue Control Device | Evita shpk | 08.07.2020 | Surgical Specialties Mexico S. DE R.L. DE C.V. Corredor Tijuana-Rosarito 2000#24702-B,Ejido Francisco Villa, Tijuana, B.C., C.P. 22235, Mexico | Stratafix™ Spiral Polypropylene Knotless Tissue Control Device: 2CT-1 -2-CL PPN 24X24 (SXPL2B400); 2CT-3 -1-CL PPN 14X14 13MM LDR (SXPL2B401); SH-1 0 PPN 30cm (SWXPL1B400) | llb | Penj qepes kirurgjikal te pa absorbueshem | Pajisje nje perdorimeshe
7671 | Stratafix™ Spiral PGA-PLC Knotless Tissue Control Device | Evita shpk | 08.07.2020 | Surgical Specialties Mexico S. DE R.L. DE C.V. Corredor Tijuana-Rosarito 2000#24702-B,Ejido Francisco Villa, Tijuana, B.C., C.P. 22235, Mexico | Stratafix™ Spiral PGA-PLC Knotless Tissue Control Device (sipas listes bashkengjitur) | lll | Penj qepes kirurgjikal te absorbueshem | Pajisje nje perdorimeshe
7672 | Single-use surgical endoscopic instruments | Evita shpk | 08.07.2020 | Peters Surgical 42 rue Benoit Frachon, 93013 Bobigny Cedex France | Single-use surgical endoscopic instruments (sipas listes bashkengjitur) | lla | Instrumente kirurgjikale per endoskopi per perdorim ne gjinekologji dhe urologji | Pajisje nje perdorimeshe
7673 | Stratafix™ Spiral PDO Knotless Tissue Control Device | Evita shpk | 08.07.2020 | Surgical Specialties Mexico S. DE R.L. DE C.V. Corredor Tijuana-Rosarito 2000#24702-B,Ejido Francisco Villa, Tijuana, B.C., C.P. 22235, Mexico | Stratafix™ Spiral PDO Knotless Tissue Control Device (sipas listes bashkengjitur) | lll | Penj qepes kirurgjikal te absorbueshem | Pajisje nje perdorimeshe
7674 | Olympus GIF-H170 | MSE shpk | 08.07.2020 | Olympus Medical Systems Corp. 2951 Ishikawa-cho, Hachioji-shi, Tokyo 192-8507 Japan | Gastrointestinal Videoscope - Olympus GIF-H170 | lla | Gastroskop per ekzaminimin dhe marrjen e imazhit ne stomak. | Tjeter
7675 | Olympus CF-H170L/1 | MSE shpk | 08.07.2020 | Olympus Medical Systems Corp. 2951 Ishikawa-cho, Hachioji-shi, Tokyo 192-8507 Japan | Colonovideoscope - Olympus CF-H170L/1 | lla | Kolonoskop per ekzaminimin e kolonit | Tjeter
7676 | Olympus CV - 170 | MSE shpk | 08.07.2020 | Olympus Medical Systems Corp. 2951 Ishikawa-cho, Hachioji-shi, Tokyo 192-8507 Japan | Video System Center - Olympus CV - 170 | lla | Sistem endoskopie per marrjen e imazheve nepermjet skopeve endoskopik | Tjeter
7677 | nCare with ValutStream / V10.2 | MSE shpk | 08.07.2020 | Image Stream Medical, Inc. One Monarch Drive Littleton, MA 01460 USA | nCare with ValutStream / V10.2 | l | Software per perpunimin e te dhenave te pajisjeve endoskopike | Tjeter
7678 | Central Venous Catheter and Catheterization Kit | Montal sh.p.k | 09.07.2020 | Bioptimal International PTE Ltd. 36 Jalan Tukang, 619266 Singapore, Singapore | Central Venous Catheter and Catheterization Kit (sipas listes bashkengjitur) | III | Jane katetere qe perdoren kryesisht ne repartet e kujdesit intensiv ose ne procesin e anestizes dhe sherbejne per administrimin e medikamenteve dhe lengjeve nepermjet venave kur nuk eshte e mundur administrimi i tyre nga goja. | Pajisje nje perdorimeshe
7679 | Thermodilution Catheter and Pulmonary Artery Monitoring Catheter & Biotry | Montal sh.p.k | 09.07.2020 | Bioptimal International PTE Ltd. 36 Jalan Tukang, 619266 Singapore, Singapore | Thermodilution Catheter and Pulmonary Artery Monitoring Catheter & Biotry (sipas listes bashkengjitur) | III | Jane katetere qe sherbejne pe matjen e performances kardiake dhe per monitorimin e arteries pulmonare | Pajisje nje perdorimeshe
7680 | Medihoney | Montal sh.p.k | 09.07.2020 | Derma Science, Inc. 104 Shorting Road, Toronto, Ontario, M1S3S4, Canada | Medihoney (sipas listes bashkengjitur) | IIb | Jane pajisje qe perdoren per mjekimin e plageve ne lekure, vecanerisht te djegieve dhe qe kane si pjese perberese mjaltin mjekesore | Pajisje nje perdorimeshe
7681 | STRATAFIX™ Symmetric PDS™ Plus Knotless Tissue Control Device; STRATAFIX™ Spiral PDS™ Plus Knotless Tissue Control Device | Evita shpk | 09.07.2020 | Ethicon, LLC 475 C Street Los Frailes Industrial Park Suite 401 Guaynabo Puerto Rico 00969 USA | STRATAFIX™ Symmetric PDS™ Plus Knotless Tissue Control Device; STRATAFIX™ Spiral PDS™ Plus Knotless Tissue Control Device | lll | Penj qepes kirurgjikale antibakterial te absorbueshem. | Pajisje nje perdorimeshe
7682 | Velox Top AF grapefruit; Velox Foam Extra; Velox Wipes; Velox Wipes NA; MEDISEPT wipes for hand and surface disinfection; Velodes Silk; Quatrodes Unif NF; Quatrodes Forte; Quatrodes Extra | Primary Dental sh.p.k | 09.07.2020 | Medi-Sept Sp. Z.o.o ul. Konopnica 159c, PL / 21-030 Motycz | Velox Top AF grapefruit; Velox Foam Extra; Velox Wipes; Velox Wipes NA; MEDISEPT wipes for hand and surface disinfection; Velodes Silk; Quatrodes Unif NF; Quatrodes Forte; Quatrodes Extra | lla | Dizinfektant siperfaqe, dizinfektant shkumues, piceta me dizinfektant per siperfaqe, piceta me dizinfektant jo alkoolik per siperfaqe, dizinfektant per duart, dizinfektant per njesite dentare. | Pajisje dentare
7683 | Viruton Extra; Viruton Bohr; Viruton Forte; Viruton Pre; Viruton Pulver | Primary Dental sh.p.k | 09.07.2020 | Medi-Sept Sp. Z.o.o ul. Konopnica 159c, PL / 21-030 Motycz | Viruton Extra; Viruton Bohr; Viruton Forte; Viruton Pre; Viruton Pulver | llb | Dizinfektant per instrumenta dentar, dizinfektant per freza, dizinfektant parapergatitor, disinfektant ne forme pluhuri per tretesire. | Pajisje dentare
7684 | Malecot Catheter | P.N.G sh.p.k | 13.07.2020 | MarFlow AG, Soodstrasse 57, 8134 Adliswil/ Zurich, Switzerland | Malecot Catheter: PDS-M; PCN-M; | IIa | Kateter kerpurdhqe ndihmon për të mbajtur kateterin në vend. Përdoret për të ofruar kullim të përkohshëm pas nderhyrjes kirurgjikale në fshikëz ose veshka. | Pajisje një përdorimëshe
7685 | Suprapubic Catheter Set | P.N.G sh.p.k | 13.07.2020 | MarFlow AG, Soodstrasse 57, 8134 Adliswil/ Zurich, Switzerland | Suprapubic Catheter Set: SDS; SPS; SDS-MB; SPS-MP; | IIa | Kateter tub që shërben për të stabilizuar mbajtjen ose mosmbajtjen urinave duke e futur ate ne fshikez nepermjet një ndërhyrje të vogël operacionale. | Pajisje një përdorimëshe
7686 | Ureteral Ballon Dilator | P.N.G sh.p.k | 13.07.2020 | MarFlow AG, Soodstrasse 57, 8134 Adliswil/ Zurich, Switzerland | Ureteral Balloon Dilator: BD 5/4; TU 4/4; NT 10/12-AM; | IIa | Zgjerues ureteral me ballon perdoret për zgjerimin ureteral perpara nxjerrjes se gurit. | Pajisje një përdorimëshe
7687 | Penile Clamp | P.N.G sh.p.k | 13.07.2020 | MarFlow AG, Soodstrasse 57, 8134 Adliswil/ Zurich, Switzerland | Penile Clamp- PNC | I | Kllapat e peniles përdoren nga burrat për të trajtuar mosmbajtjen. Këto kapëse mospërmbajtjeje vendosen rreth penisit për të parandaluar rrjedhjen e urinës. | Pajisje një përdorimëshe
7688 | Guidewire | P.N.G sh.p.k | 13.07.2020 | MarFlow AG, Soodstrasse 57, 8134 Adliswil/ Zurich, Switzerland | Guidewire: STF; JFT; GTHS; GTHA; CKS; CKA; | IIa | Tel udhëzuaes që shërben për drejtimin e stentes ose kateterit në traktin urinar. | Pajisje një përdorimëshe
7689 | Stone Basket and Perk Basket | P.N.G sh.p.k | 13.07.2020 | MarFlow AG, Soodstrasse 57, 8134 Adliswil/ Zurich, Switzerland | Stone Basket and Perk Basket: SE-P-H; SE-P-F; SE-P-T; NITI-P; SE-H; SE-F; SE-T; NITI-DIS; BUSB; BUSX; BUSS; | IIa | Shërbejnë për të kapur copuar dhe hequr gurin nga veshkat. Marrin emrat të ndryshëm në varësi të llojit të kapses që përdoren për të kapur gurin. | Pajisje një përdorimëshe
7690 | RF-Absorbent | Swissmed sh.p.k | 13.07.2020 | Institut Virion/Serion GmbH, Friedrich-Bergius-Ring 19, D-97076 Wurzburg, Germany | RF-Absorbent-Z200 | In Vitro | Reagent për testimin serologjik me metoden ELISA për diagnostikim të faktorit Reumatoid. | Pajisje te diagnostikimit in vitro; Pajisje laboratori
7691 | Nasal Spray : Seawater isotonic solution | Taurus Albania sh.p.k | 13.07.2020 | Biopha parc d'Activité Sud Loire Boufféré 85612 Montaigu Cedex, France | Nasal Spray : Seawater isotonic solution | lla | Solucion izotonik me uje deti | Tjeter
7692 | Nasal Spray : Seawater hypertonic solution | Taurus Albania sh.p.k | 13.07.2020 | Biopha parc d'Activité Sud Loire Boufféré 85612 Montaigu Cedex, France | Nasal Spray : Seawater hypertonic solution | lla | Solucion hipertonik me uje deti | Tjeter
7693 | Medaprotect; Medaprint; Medapur | Dyrrah Dental Distributor sh.p.k | 13.07.2020 | Techniki Emporiki Stavridis LTD-Medalkan, Michalakopoulou 102, 115 28- - Athens, Greece | Disinfectant for Invasive Medical Device: Medaprotect; Medaprint; Medapur | llb | Disinfektant koncentrat mykobaktericidal per pajisjet mjekesore invazime dhe jo invazive | Pajisje dentare
7694 | Medasept 100; Medaspir | Dyrrah Dental Distributor sh.p.k | 13.07.2020 | Techniki Emporiki Stavridis LTD-Medalkan, Michalakopoulou 102, 115 28- - Athens, Greece | Disinfectant for surfaces of Medical Devices: Medasept 100; Medaspir | lla | Desinfektant per siperfaqe, per sisteme thithese-separatore amalgami dhe peshtymore | Pajisje dentare
7695 | Provox Vega System | Evita shpk | 14.07.2020 | ATOS Medical AB (P.o. Box 183), Kraftgatan 8, SE-242 22 Hörby, Sweden | Provox Vega System (sipas listes bashkengjitur) | IIb | Proteze zanore plastike, e bere zakonisht nga silikon i shkalles mjekesore. Vendoset midis tubit te ushqimit dhe gypit te eres, gjate laringjektomise totale. | Tjeter
7696 | Provox Accessories | Evita shpk | 14.07.2020 | ATOS Medical AB (P.o. Box 183), Kraftgatan 8, SE-242 22 Hörby, Sweden | Provox Accessories (sipas listes bashkengjitur) | I | Aksesore per proteza zanore | Tjeter
7697 | Provox Accessories | Evita shpk | 14.07.2020 | ATOS Medical AB (P.o. Box 183), Kraftgatan 8, SE-242 22 Hörby, Sweden | Provox Accessories: Provox Dilator 17-7122; Provox Dilator 20-7123; Provox Dilator 7211; Provox Plug 7205; Provox Vega Plug 17-8119; Provox Plug 7205; Provox Vega Plug 20-8129; Provox Plug 7205; Provox Vega Plug 22.5-8139; Provox Guide Wire 7215 | I | Aksesore per proteza zanore | Tjeter
7698 | Scissors, forceps, hooks, dissector | Evita shpk | 14.07.2020 | Peters Surgical 42 rue Benoit Frachon, 93013 Bobogny Cedex France | Monopolar scissors C5 470; Monopolar scissors IC5 330; Monopolar scissors IK5 330; Monopolar atraumatic grasping forceps A5 330; Monopolar atraumatic grasping forceps F5 330; Monopolar grasping forceps G5 330; Monopolar dissector MD5 330; Kali* Bipolar forceps BP5330; Monopolar hook H5330; Monopolar Hook H5330L; Atraumatic grasping forceps ECS5330 | IIb | Instrumenta kirurgjikale per pedorim endoskopil per aplikime ne kirugji dhe elektrokirugji, gjenekologji dhe urologji | Tjeter
7699 | Endoscopic trocar | Evita shpk | 14.07.2020 | Peters Surgical 42 rue Benoit Frachon, 93013 Bobogny Cedex France | Endoscopic trocar (sipas listes bashkengjitur) | IIa | Trokaret vendosen permes barkut gjate operacionit laparoskopik dhe funksionojne si nje pertal per vendosjen e mevonshme te instrumenteve te tjere | Tjeter
7700 | Runthrough NS PTCA Guide Wire | Biometric Albania sh.p.k. | 14.07.2020 | Terumo Corporation, 44-1, 2-chome, Hatagaya, Shibuya-ku, Tokyo 151-0072, Japan | Runthrough NS PTCA Guide Wire (sipas listes bashkengjitur) | III | Tel udhezues per PTCA me veshje hidrofilike silikoni | Pajisje nje perdorimeshe
7701 | Sterilizer - GSS67H | MSE shpk | 14.07.2020 | Maquet GmbH, Kehler Straße 31, 76437 Rastatt, Germany | Sterilizer - GSS67H | llb | Pajisje per sterilizim | Tjeter
7702 | LCD Monitor - LMD-2735MD | MSE shpk | 14.07.2020 | Sony Belgium, bijkantoor van Sony Europe Limited, Da Vincilaan 7-D1, 1935 Zaventem Belgium | LCD Monitor - LMD-2735MD | l | Pajisje per shfaqjen e imazheve te marra nga kamerat endoskopike | Tjeter
7703 | Sterilizer - GSS67F | MSE shpk | 14.07.2020 | Maquet GmbH, Kehler Straße 31, 76437 Rastatt, Germany | Sterilizer - GSS67F | llb | Pajisje per sterilizim | Tjeter
7704 | Basic rack-071.0001; Basic portable-071.0000; Dominant Flex rack-071.0003; Dominant Flex portable-071.0002; Olympus KV-6 Suction Pump-071.0005; IKRK Set Basic sales no.071.0001 with accessories-071.0036 | MSE shpk | 14.07.2020 | Medela AG, Lättichstrasse 4b, 6341 Baar,6340 Baar, Switzerland | Basic rack-071.0001; Basic portable-071.0000; Dominant Flex rack-071.0003; Dominant Flex portable-071.0002; Olympus KV-6 Suction Pump-071.0005; IKRK Set Basic sales no.071.0001 with accessories-071.0036 | lla | Pompe aspirimi per thithjen e lengjeve gjate ekzaminimit | Tjeter
7705 | Workstation | MSE shpk | 14.07.2020 | Keymed ( Medical and Industrial Equipment) LTD. KeyMed House Stock Road Southend-on-Sea Essex SS2 5QH, United Kingdom | Workstation (sipas listes bashkengjitur) | l | Platforme mbajtese per pajisje dhe aksesore | Tjeter
7706 | SG Calibrator | Aeskulap | 14.07.2020 | SYSMEX CORPORATION 1-5-1 Wakinohama-Kaigandori, Chuo-ku, Kobe 651-0073 Japan | SG Calibrator - CK920648 | In Vitro | Kalibrator per aparatin UC-3500 | Pajisje te diagnostikimit in vitro, Tjeter
7707 | Semi-Automated Urine Chemistry Analyzer UC-1000 | Aeskulap | 14.07.2020 | SYSMEX CORPORATION 1-5-1 Wakinohama-Kaigandori, Chuo-ku, Kobe 651-0073 Japan | Semi-Automated Urine Chemistry Analyzer UC-1000 - BM161975 | In Vitro | Pajisje gjysem e automatizuar per urologji | Pajisje te diagnostikimit in vitro, Pajisje laboratori;
7708 | Meditape UC-9A | Aeskulap | 14.07.2020 | SYSMEX CORPORATION 1-5-1 Wakinohama-Kaigandori, Chuo-ku, Kobe 651-0073 Japan | Meditape UC-9A - AX119225 | In Vitro | Shirita testimi per matjen e 9 parametrave ne urine | Pajisje te diagnostikimit in vitro, Tjeter
7709 | STI Multiplex Array | Swissmed sh.p.k | 15.07.2020 | Randox Laboratories LTD. 55 Diamond Road, Crumlin, County Antrim, BT29 4QY, UK | STI Multiplex Array -EV3779A/B; STI Multiplex Array ll - EV3950A/B; Maternal Screening Control: Level 1 - MSS5024; Level 2 - MSS5025; Level3 - MSS5026 | In Vitro | Reagent dhe kontroll per percaktimin e testeve te panelit te semundjeve SST. | Pajisje te diagnostikimit in vitro, Pajisje laboratori;
7710 | MALDI Biotyper sirius IVD System | Swissmed sh.p.k | 15.07.2020 | Bruker Daltonik GmbH, Fahrenheitstrasse 4, 28359 Bremen, Germany | MALDI Biotyper sirius IVD System - 1890112 | In Vitro | Pajisje per identifikim e baktereve me teknologjine Maldi TOF mass spectometer | Pajisje te diagnostikimit in vitro, Pajisje laboratori;
7711 | Pajisje Mjekësore IVD sipas Listes | Swissmed sh.p.k | 15.07.2020 | Randox Laboratories LTD. 55 Diamond Road, Crumlin, County Antrim, BT29 4QY, UK | Reagent (sipas listes bashkengjitur) | In Vitro | Kontroll per reagentet e fushave te hematologjise, kimise klinike, imunologjise | Pajisje te diagnostikimit in vitro, Pajisje laboratori;
7712 | Cellclean U 50 ml | Aeskulap | 15.07.2020 | SYSMEX CORPORATION 1-5-1 Wakinohama-Kaigandori, Chuo-ku, Kobe 651-0073 Japan | CELLCLEAN U 50 ml - CM942712 | In Vitro | Solucion pastrues per instrumenta | Pajisje te diagnostikimit in vitro, Tjeter
7713 | UF-CELLPACK SF | Aeskulap | 15.07.2020 | SYSMEX CORPORATION 1-5-1 Wakinohama-Kaigandori, Chuo-ku, Kobe 651-0073 Japan | UF-CELLPACK SF - CE604532 | In Vitro | Reagent per te etiketuar elementet e formuar ne urine, per percantimin e qelizave pa berthame | Pajisje te diagnostikimit in vitro, Tjeter
7714 | Provox Accessories | Evita shpk | 16.07.2020 | ATOS Medical AB (P.o. Box 183), Kraftgatan 8, SE-242 22 Hörby, Sweden | Provox Accessories (sipas listes bashkengjitur) | I | Aksesore per proteza zanore | Tjeter
7715 | NADAL | Swissmed sh.p.k | 16.07.2020 | nal von minden GmbH, Carl-Zeiss Str.12, 47445 Moers, Germany | NADAL (sipas listës bashkëngjitur) | In Vitro | Teste të shpejta për përcaktimin pozitiv/negativ të diagnozave të ndryshme. | Pajisje te diagnostikimit in vitro; Pajisje laboratori
7716 | Drug-Screen | Swissmed sh.p.k | 16.07.2020 | nal von minden GmbH, Carl-Zeiss Str.12, 47445 Moers, Germany | Drug-Screen (sipas listës bashkëngjitur) | In Vitro | Teste të shpejta për përcaktimin pozitiv/negativ të diagnozave të ndryshme. | Pajisje te diagnostikimit in vitro; Pajisje laboratori
7717 | Aneroid Sphygmomanometer | MedCare International sh.p.k | 16.07.2020 | HONSUN (NANTONG) CO., Ltd, No.8 Tongxing Road Nantong Economic & Technological Development ares, 226009, Jiangsu Province, P.R. China | Aneroid Sphygmomanometer - HS-201Q3 | I | Pajisje për matjen e presionit të gjakut. | Tjetër
7718 | Syringees without hypodermic needles | Euromed sh.p.k | 16.07.2020 | Set Medikal Sanayi ve Ticaret a.S, Osmangazi Mah. Maresal Fevzi Çakmak Cad No.18 34522 Esenyurt Istanbul, Turkey | Syringees without hypodermic needles: 2part Luer slip; 3 part Luer slip; 3 part Luer-Lock type; 3 part perfusion type | I | Shiringe pa age për futjen e ilaceve nen lekure. | Pajisje laboratori
7719 | PBS Concentrate | Swissmed sh.p.k | 16.07.2020 | Inova Diagnostics, Incorporated, 9900 Old Grove Road, San Diego, California 92131-1638, USA | PBS Concentrate (40x) - 508002 | In Vitro | Hollues në trajtë solucioni | Pajisje te diagnostikimit in vitro; Pajisje laboratori
7720 | SentiMag | Aesculap | 16.07.2020 | Endomagnetics Ltd, The Jeffreys Building, Cowley Road, Cambridge, CB4 0WS, UK | Transdermal and surgically invasive magnetic sensing devices : SentiMag - MD1104, MDS7010; Magtrace Magnetic Tracer - MDS7008, MD0204; Magseed® Magnetic System - MD0204 | IIa; IIb | Pajisje mjekesore per analizimin e nyjeve limfatike dhe identifikimin e kancerit te gjirit ne fazen fillestare | Pajisje te implantueshme jo aktive; Pajisje nje perdorimeshe
7721 | Muller II Cup | LAYO sh.p.k | 16.07.2020 | MEDCERT Zertifizierungs - und Prüfungsgesellschaft für die Medizin GmbH, Pilatuspool 2 - 20355 Hamburg, Germany | Muller II Cup (sipas listes bashkengjitur) | III | Komponent protezimi koksofemoral qe perdoret ne kirurgji te ortopedise per zevendesimin te kockave. | Pajisje te implantueshme aktive
7722 | Syringes with hypodermic needles; Insulin Syringes; Tuberculin Syringes; Hypodermic Needles; Perfusion Syringes with hypodermic needles; Syringes for blood gas analysis; | Euromed sh.p.k | 17.07.2020 | Set Medikal Sanayi ve Ticaret a.S, Osmangazi Mah. Maresal Fevzi Çakmak Cad No.18 34522 Esenyurt Istanbul, Turkey | Syringes with hypodermic needles; Insulin Syringes; Tuberculin Syringes; Hypodermic Needles; Perfusion Syringes with hypodermic needles; syringes for blood gas analysis; (sipas listës bashkëngjitur) | IIa | Shiringa të ndryshme me funksione si: per injektimin e lëngjeve ose gazrave në indet e trupi; per injektimin e insulines; per teste te lekures; per injektim te substancave ne trup; pompe për infuzion etj. | Pajisje laboratori; Pajisje një përdorimëshe
7723 | Elecsys PAPP-A | Swissmed sh.p.k | 17.07.2020 | Roche Diagnostics GmbH, Sandhofer Strasse 116, 68305 Mannheim, Germany | Elecsys PAPP-A 08860173190 | In Vitro | Test imunologjik për përcaktimin e proteinëa A gjatë muajve të shtatëzanisë në serumin human për vlersimin e riskut në trimestrin e 21 të sindromës down.HCG së lirë në serumin human për vlersimin e riskut në trimestrin e 21 të sindromës down. | Pajisje te diagnostikimit in vitro; Pajisje laboratori
7724 | NOVA Lite Hep-2 ANA Kit, 240 detrminations; NOVA Lite Hep-2 ANA Kit, 60 detrminations; Hep-2 ANA Slide, 12 well; Hep-2 ANA Slide Pack, 12 well; Hep-2 ANA Slide Pack, 12 well; Hep-2 ANA Slide, 6 well; Hep-2 ANA Slide Pack, 6 well; | Swissmed sh.p.k | 17.07.2020 | Inova Diagnostics, Incorporated, 9900 Old Grove Road, San Diego, California 92131-1638, USA | NOVA Lite Hep-2 ANA Kit, 240 detrminations-708100; NOVA Lite Hep-2 ANA Kit, 60 detrminations-708101; Hep-2 ANA Slide, 12 well-508100; Hep-2 ANA Slide Pack, 12 well-508100.20; Hep-2 ANA Slide Pack, 12 well-508100.80; Hep-2 ANA Slide, 6 well-508105; Hep-2 ANA Slide Pack, 6 well-508105.80; | In Vitro | Reagent për përcaktimin e antitrupave antinuklear. | Pajisje te diagnostikimit in vitro; Pajisje laboratori
7725 | MEDITAPE UC-10S | Aeskulap | 16.07.2020 | SYSMEX CORPORATION 1-5-1 Wakinohama-Kaigandori, Chuo-ku, Kobe 651-0073 Japan | MEDITAPE UC-10S - BB087038 | In Vitro | Shirita testimi per matjen e 10 parametrave ne urine | Pajisje te diagnostikimit in vitro, Tjeter
7726 | MEDITAPE UC-11A | Aeskulap | 16.07.2020 | SYSMEX CORPORATION 1-5-1 Wakinohama-Kaigandori, Chuo-ku, Kobe 651-0073 Japan | MEDITAPE UC-11A - CM374009 | In Vitro | Shirita testimi per matjen e 11 parametrave ne urine | Pajisje te diagnostikimit in vitro, Tjeter
7727 | MEDITAPE UC-12S | Aeskulap | 16.07.2020 | SYSMEX CORPORATION 1-5-1 Wakinohama-Kaigandori, Chuo-ku, Kobe 651-0073 Japan | MEDITAPE UC-12S - BN756610 | In Vitro | Shirita testimi per matjen e 12 parametrave ne urine | Pajisje te diagnostikimit in vitro, Tjeter
7728 | UF-Fluorocell CR | Aeskulap | 16.07.2020 | SYSMEX CORPORATION 1-5-1 Wakinohama-Kaigandori, Chuo-ku, Kobe 651-0073 Japan | UF-Fluorocell CR 2x29ml (AG792864) | In Vitro | Reagent ne trajte solucioni per evidentimin e qelizave te bardha, epiteliale dhe baktereve ne urine | Pajisje te diagnostikimit in vitro, Tjeter
7729 | Kompozit Ortodontik | DiCon | 16.07.2020 | Reliance Orthodontic Products, Inc. 1540 West Thorndale Avenue, Itasca, Illinois 60143 USA | Kompozit Ortodontik (sipas listes bashkengjitur) |  | Kompozit mbushes. | Pajisje dentare
7730 | Alinity ci-series System Control Module | Pegasus sh.p.k | 17.07.2020 | Abbott GmbH Max-Planck-Ring 2 65205 Wiesbaden, Germany | Alinity ci-series System Control Module - 03R7001 | In Vitro | Aparature kompakte tek e cila kombinohet kimia klinike me testet imunologjike. | Pajisje te diagnostikimit in vitro
7731 | Serion Elisa | Swissmed sh.p.k | 17.07.2020 | Institut Virion\Serion GmbH, Friedrich-Bergius-Ring 19 97076 Würzburg, Germany | Serion Elisa (sipas listes bashkengjitur) | In Vitro | Reagent per testim serologjik me metoden ELISA per diagnostikime te ndryshme | Pajisje te diagnostikimit in vitro, Pajisje laboratori;
7732 | Lullaby Led Phototherapy System | Montal sh.p.k | 17.07.2020 | Datex-Ohmeda, Inc. 9900 Innovation Drive Wauwatosa WI 53226 USA | Lullaby Led Phototherapy System-2052663-001 | IIa | Pajisje qe sherben per trajtimin e foshnjave qe vuajne nga zvedhesa neonatale. | Pajisje diagnostikuese dhe terapeutike me rrezatim
7733 | UF-Fluorocell SF 2x29ml (CE919553) | Aeskulap | 20.07.2020 | SYSMEX CORPORATION 1-5-1 Wakinohama-Kaigandori, Chuo-ku, Kobe 651-0073 Japan | UF-Fluorocell SF 2x29ml (CE919553) | In Vitro | Reagent ne trajte solucioni qe sherben per evidentimin e elementeve te krijuara ne urine | Pajisje te diagnostikimit in vitro, Tjeter
7734 | Wash Solution C-1 | Aeskulap | 20.07.2020 | Sentinel CH. SpA Via Robert Koch 2, Milano, Italy | Wash Solution C-1 (SF0010) | In Vitro | Solucion lares I perqendruar 100x per pastrimin e gjilperave,depozitave,dhe pjeseve te tjera te aparatit Sentifit270 Analyzer | Pajisje te diagnostikimit in vitro, Pajisje laboratori;
7735 | Wash Solution #9 | Aeskulap | 20.07.2020 | Sentinel CH. SpA Via Robert Koch 2, Milano, Italy | Wash Solution #9 (SF0009) | In Vitro | Solucion lares me baze alkaline I perqendruar 200x per pastrimin e kuvetave te aparatit Sentifit270 Analyzer | Pajisje te diagnostikimit in vitro, Pajisje laboratori;
7736 | UC-3500; CV-11 | Aeskulap | 20.07.2020 | SYSMEX CORPORATION 1-5-1 Wakinohama-Kaigandori, Chuo-ku, Kobe 651-0073 Japan | Fully Automated Urine Chemistry Analyzer UC-3500(BH756473); Accrssories: CV-11 (AN993713) | In Vitro | Instrument per urologji dhe aksesore I instrumentit | Pajisje te diagnostikimit in vitro, Tjeter
7737 | UF-5000 | Aeskulap | 20.07.2020 | SYSMEX CORPORATION 1-5-1 Wakinohama-Kaigandori, Chuo-ku, Kobe 651-0073 Japan | Fully Automated Urine Particle Analyzer UF-5000 (BN344411) | In Vitro | Pajisje per urologji, kryen 105 matje ne ore | Pajisje te diagnostikimit in vitro, Pajisje laboratori;
7738 | Fully Automated Urine Particle Analyzer UF-4000 | Aeskulap | 20.07.2020 | SYSMEX CORPORATION 1-5-1 Wakinohama-Kaigandori, Chuo-ku, Kobe 651-0073 Japan | Fully Automated Urine Particle Analyzer UF-4000 (BA212287) | In Vitro | Pajisje per urologji, sherben ne matjen e sedimentit urinar. Mat mbi 27 paramentra per moster urine | Pajisje te diagnostikimit in vitro, Pajisje laboratori;
7739 | Wash Solution #3 (SF0008) | Aeskulap | 20.07.2020 | Sentinel CH. SpA Via Robert Koch 2, Milano, Italy | Wash Solution #3 (SF0008) | In Vitro | Solucion lares me baze acidi I perqendruar 100x per pastrimin e kuvetave te aparatit Sentifit270 Analyzer | Pajisje te diagnostikimit in vitro, Pajisje laboratori;
7740 | Electrocardiograph | MSE shpk | 20.07.2020 | Edan Instruments, Inc. #15 Jinhui Road, Jinsha Community, Kengzi Sub-District, pingshan District, 518122 Shenzhen, P.R.China | Interpretative multichannel electrocardiograph : PC ECG / SE - 1515 | IIa | Elektrokardiograf monitoron regjistrimin e aktivitetit te zemres per nje periudhe kohe duke perdorur elektroda te vendosura ne lekure | Tjeter
7741 | Connettivinababy, Cream gel | Medicamenta sh.p.k | 20.07.2020 | Fidia Farmaceutici S.p.A. via ponte della Fabbrica, 3/A 35031 Abano Terme( PD) - Italy | Topical preparation o/w-emulsion gel multipurpose : CONNETTIVINABABY Cream Gel x 75 g tube | I | preparat topikal qe perdoret ne trajtimin e skuqjes, irritimit dhe diskomfortit te shoqeruar me acarim te lekures nga pelenat | Tjeter
7742 | BiCart 650; BiCart 720 | Biometric Albania sh.p.k. | 20.07.2020 | Gambro Dasco S.p.A. Via Modenese 66, Medolla (MO) 41036, Italy | BiCart 650 - 955832; BiCart 720 - 955833 | llb | Koncentrat Bikarbonat Natriumi per trajtimin e Biodializes | Pajisje terapie komplementare; Produkte per institucione te kujdesit shendetesor
7743 | UF-CellsPack CR | Aesculap | 20.07.2020 | SYSMEX CORPORATION 1-5-1 Wakinohama-Kaigandori, Chuo-ku, Kobe 651-0073 Japan | UF-CELLSPACK CR | In Vitro | Reagent ne trajte solucioni qe sherben per te etiketuar elementet e formuar ne urine | Pajisje te diagnostikimit in vitro
7744 | Acrylic orthopaedic Cement Standard viscosity | OrthoNet 360 sh.p.k | 21.07.2020 | European Medical Contract Manufacturing B.V. Middenkampweg 17 Nijmegen 6545 CH Netherlands | Acrylic orthopaedic Cement standard viscosity cemSys 1 - 247048; Acrylic orthopaedic Cement low viscosity cemSys 3 - 247049 | IIb | Pajisje mjekesore e implantueshme jo aktive per kirurgjine ortopedike | Pajisje te implantueshme jo aktive
7745 | Acrylic orthopaedic Cement with gentamicin | OrthoNet 360 sh.p.k | 21.07.2020 | European Medical Contract Manufacturing B.V. Middenkampweg 17 Nijmegen 6545 CH Netherlands | Acrylic orthopaedic Cement with Gentamicin standard viscosity cemSys genta 1 - 247050; Acrylic orthopaedic Cement with Gentamicin low viscosity cemSys genta 13- 247051; | III | Pajisje mjekesore e implantueshme jo aktive per kirurgjine ortopedike me permbajtje antibiotiku | Pajisje te implantueshme jo aktive
7746 | Disposable saliva ejector | Dyrrah Dental Distributor sh.p.k | 21.07.2020 | World Work srl ,Via Del Progresso, 47 - 36054 Montebello Vicentino (VI) | Disposable saliva ejector | lla | Kannjula aspirimi per peshtymen ne pacient, nje perdorimeshe | Pajisje dentare
7747 | Athenavis 2000 Prefilled syringe 30mg/2ml | Ermed | 21.07.2020 | Savio Industrial S.r.l. Via del Mare 36-00071, Pomezia, Italia | ATHENAVIS 2000 -Prefilled syringe containing 1.5% sterile solution of high-molecular weight sodium hyaluronate 30mg/2ml | III | Shiringa te para mbushura qe permbajne solucioni steril te hialuronatin te natriumit me peshe te larte molekulare per injeksione intra artikulare 30mg/2ml | Pajisje nje perdorimeshe
7748 | Epinorm Gel | Tidi Group shpk | 21.07.2020 | EPITECH GROUP S.p.A. Via L.Einaudi, 13, 35030 Saccolongo, PD - Italia | Epinorm Gel 6121 | IIb | Xhel per riperteritjen e indeve te lekures | Tjeter
7749 | Visuscreen 100 | Visionaire sh.p.k | 21.07.2020 | Carl Zeiss Vision GmbH, Turnstrasse 27, 73430 Aalen, Germany | Vision Testing Device : VISUSCREEN 100 - 000000-2069-910 | I | Pajisje qe projektin teste te ndryshme te shikimit | Pajisje oftalmike dhe optike
7750 | Visuscreen 500 | Visionaire sh.p.k | 21.07.2020 | Carl Zeiss Vision GmbH, Turnstrasse 27, 73430 Aalen, Germany | Vision Testing Device : VISUSCREEN 500 - 000000-2087-230 | I | Pajisje qe projektin teste te ndryshme te shikimit | Pajisje oftalmike dhe optike
7751 | Refluxaid Syrup Stick | Fufarma sha | 21.07.2020 | PHARCOMED S.r.l, Via F.Turati, 40 - 20121 Milano, Italy | REFLUXAID Syrup Stick Pack x 12 sticks x 10 ml; REFLUXAID Syrup Stick Pack x24 sticks x 10 ml; | IIa | Pajisje mjekesore per perdorim oral, ne formen e bustinave te lengshme e cila perdoret per te limituar simptomat te lidhura me refluksion gastroezofafgeal dhe ezofatin | Tjeter
7752 | Refluxaid Syrup | Fufarma sha | 21.07.2020 | PHARCOMED S.r.l, Via F.Turati, 40 - 20121 Milano, Italy | REFLUXAID Syrup x 250 ml | IIa | Pajisje mjekesore per perdorim oral, ne forme shurupi te lengshme e cila perdoret per te limituar simptomat te lidhura me refluksion gastroezofafgeal dhe ezofatin | Tjeter
7753 | Refluxaid tablet | Fufarma sha | 21.07.2020 | PHARCOMED S.r.l, Via F.Turati, 40 - 20121 Milano, Italy | REFLUXAID x 12, 24, 36 chewable tablets; | IIa | Pajisje mjekesore per perdorim oral, ne forme tabletash e cila perdoret per te limituar simptomat te lidhura me refluksion gastroezofafgeal dhe ezofatin | Tjeter
7754 | Refluxaid Nipio Syrup | Fufarma sha | 21.07.2020 | PHARCOMED S.r.l, Via F.Turati, 40 - 20121 Milano, Italy | REFLUXAID NIPIO Syrup x 150 ml | IIa | Pajisje mjekesore per perdorim oral, ne forme shurupi e cila perdoret per te limituar simptomat te lidhura me refluksion gastroezofafgeal dhe ezofatin | Tjeter
7755 | UF- Calibrator | Aeskulap | 22.07.2020 | SYSMEX CORPORATION 1-5-1 Wakinohama-Kaigandori, Chuo-ku, Kobe 651-0073 Japan | UF-Calibrator 30ml (CN383000) | In Vitro | Kalibrator ne forme lengu per urinometrat e linjes Sysmex | Pajisje te diagnostikimit in vitro, Tjeter
7756 | Temporary Luting Cement; Self-Curing 10: 1 Bis Acrylic Temporary Crown and Bridge Material | Primary Dental sh.p.k | 22.07.2020 | Technical & General Ltd. 2 Albion Place, London, W6 0QT United Kingdom | Temporary Luting Cement; Self-Curing 10: 1 Bis Acrylic Temporary Crown and Bridge Material | lla | Cement per ngjitje provizore, material per ndertim te kurorave dhe urave provizore vete-polimerizuese | Pajisje dentare
7757 | Impression materials tgputty | Primary Dental sh.p.k | 22.07.2020 | Technical & General Ltd. 2 Albion Place, London, W6 0QT United Kingdom | Silicon Impression Materials tgputty; tgputty soft; tgputty fast; tgputty light; tgputty light fast; tgputty medium; tgputty mono | l | Silikon per marrje mase | Pajisje dentare
7758 | Elecsys Anti-HBc II - 07374160190 | Swissmed sh.p.k | 22.07.2020 | Roche Diagnostic GmbH Sandhofer Strasse 116 D-68305 Mannhein | Elecsys Anti-HBc II - 07374160190 | In Vitro | Pajisje per percaktimin dhe identifikimin sasior te antitrupave IgG dhe IgM te Hepatitit B ne serumin human dhe plazem | Pajisje te diagnostikimit in vitro, Pajisje laboratori;
7759 | Novel Coronavirus (2019-nCoV) | Evita shpk | 28.07.2020 | Sansure Biotech Inc. NO.680, Lusong Road, Yuelu District 410205 Changsha People's Republic of China | Novel Coronavirus (2019-nCoV) Nucleic Acid Diagnostic Kit (PCR-Fluorescense Probing) - S3102E | In Vitro | Kit laboratorik per analizimin e AND te Covid-19 | Tjeter
7759/1 | Lullaby Warmer | Montal sh.p.k | 17.07.2020 | Datex-Ohmeda, Inc. 9900 Innovation Drive Wauwatosa WI 53226 USA | Lullaby Warmer 1. Warmer Assembly 230V-2041599-001; 2. Warmer Assembly 230V for sea shipment 2060092-001; 3. Warmer Main Asm 115V-2050878-001 4. Warmer Main Asm 115V for sea shipment -2061755-001 | IIb | Ngrohes rrezatues qe ndihmon ne mirmbajtjen e temperatures se trupit te nje foshnje neonatale. | Pajisje diagnostikuese dhe terapeutike me rrezatim
7760 | Operating Tables 2010 Serie | Spitali Europian sh.p.k | 17.07.2020 | NUOVA BN Srl, Via Nessa 19/21 10048 Vinovo (TO) ITALY | Operating Tables 2010 Serie | I | Shtrat per realizimin e operacioneve kirurgjikale. | Pajisje per mobilim spitalor
7761 | Quo-Lab Analyzer System 0110-0000; Quo-Lab A1C Test Kit 50 pcs-0055; Quo-Lab A1C Test Kit 25 pcs-3101-3051; Quo-Lab A1C Control Kit -0071; | Swissmed sh.p.k | 17.07.2020 | EKF-diagnostic GmbH Ebendorfer Chaussee 3, 39179 Barleben, Germany | Quo-Lab Analyzer System 0110-0000; Quo-Lab A1C Test Kit 50 pcs-0055; Quo-Lab A1C Test Kit 25 pcs-3101-3051; Quo-Lab A1C Control Kit -0071; | In Vitro | Perdoret per te percaktuar testin e hemoglobines se glukozuar. | Pajisje te diagnostikimit in vitro; Pajisje laboratori
7762 | Runthrough NS Extension Wire PTCA Guide Wire | Biometric Albania sh.p.k. | 17.07.2020 | Terumo Corporation, 44-1, 2-chome, Hatagata, Shibuya-ku, Tokyo 151-0072, Japan | Runthrough NS Extension Wire PTCA Guide Wire-TW-JJ415 | I | Udhezues per kateter kardiak dhe intravascular. | Pajisje nje perdorimeshe; Produkte per institucione te kujdesit shendetesor;
7763 | Lullaby Resus (Lullaby Resus Plus & Lullaby Resus Prime) | Montal sh.p.k | 17.07.2020 | Datex-Ohmeda, Inc. 9900 Innovation Drive Wauwatosa WI 53226 USA | Lullaby Resus (Lullaby Resus Plus & Lullaby Resus Prime) | IIb | Pajisje qe sherbejne per te luftuar sfiksine e foshnjave te porsalindura duke siguruar furnizimin e duhur te presionit dhe te oksigjenit. | Pajisje diagnostikuese dhe terapeutike me rrezatim
7764 | Lullaby Warmer Prime | Montal sh.p.k | 17.07.2020 | Datex-Ohmeda, Inc. 9900 Innovation Drive Wauwatosa WI 53226 USA | Lullaby Warmer Prime- 2061555-001 | IIb | Ngrohes rrezatues qe ndihmon ne mirmbajtjen e temperatures se trupit te nje foshnje neonatale. | Pajisje diagnostikuese dhe terapeutike me rrezatim
7765 | Divario CR-T Systems | Omega Optikal sh.p.k | 17.07.2020 | Oehm und Rehbein GmbH Neptunallee 7 C 18057 Rostock, Germany | Divario CR-T Systems (sipas listës bashkëngjitur) | I, IIa, IIb | Sistem workstation per leximin dhe kalimin e te dhenave nga analoge ne digjitale. | Pajisje per institucione te kujdesit shendetesor
7766 | Diamond diagnostics Smartlyte/SmartLyte Plus/CareLyte/Care Lyte plus/Gemlyte | Swissmed sh.p.k | 17.07.2020 | Diamond diagnostics Inc., 333 Fiske Street Holliston, MA 01746 USA | Diamond diagnostics Smartlyte/SmartLyte Plus/CareLyte/Care Lyte plus/Gemlyte (sipas listës bashkëngjitur) | In Vitro | Reagente per percaktimin e lektroliteve ne gjakun human. | Pajisje te diagnostikimit in vitro; Pajisje laboratori
7767 | Pajisje mjekesore IVD | Swissmed sh.p.k | 17.07.2020 | RANDOX LABORATORIES LTD. 55 DIAMOND ROAD, CRUMLIN, COUNTRY ANTRIM, BT29 4QY, UK | Pajisje mjekesore IVD (sipas listës bashkëngjitur) | In Vitro | Perdoren ne percaktimin e testeve te kimise klinike. Pajisje me funksion mates, reagente, kontrolle, kalibrator dhe materiale konsumi. | Pajisje te diagnostikimit in vitro; Pajisje laboratori
7768 | In vitro polymerase chain reaction (PCR) assay for COVID-19 (for professional use only) GeneFinder™ COVID-19 Plus RealAmp Kit (IFMR-45) | Genius shpk | 05.08.2020 | OSANG Healthcare Co., Ltd. 132, Anyangcheondong-ro, Dongan-gu, Anyang-si, Gyeonggi-do, 14040, Republic of Korea | In vitro polymerase chain reaction (PCR) assay for COVID-19 (for professional use only) GeneFinder™ COVID-19 Plus RealAmp Kit (IFMR-45) | In Vitro | Reagente in vitro diagnostikues IVD per kryerjen e analizave PCR per Covid-19. | Pajisje te diagnostikimit in vitro
7768/1 | MICRODACYN 60 HYDROGEL | Fufarma sha | 24.07.2020 | Oculus Technologies of Mexico S.A de C.V. Industria Vidriera N.81, Industrial Zapopan Norte 45130 Zapopan, Jalisco, Mexico | MICRODACYN 60 HYDROGEL: P-E111T00; P-E11T00; P-E12T00; P-E13T00 | IIb | Hidroxhel elektrolitik per trajtimin e plageve. | tjeter
7769 | Electrocardiograph/ SE-1200 Lite | Montal sh.p.k | 28.07.2020 | Sino-Hero (Shenzhen) Bio-Medical Electronics Co. LTD A area, Second Floor, First Building, Tongkangfu Industrial Park, Yingrenshi Community, Shiyan Sub-District, Bao'an District, 518108, Shenzhen P.R China | Electrocardiograph/ SE-1200 Lite | IIb | Pajisje mjekesore qe sherben per regjistrimin e sinjaleve elektrike ne zemren e pacientit. | tjeter
7770 | Gastrostomy Feeding Tube | Montal sh.p.k | 28.07.2020 | Xeridiem Medical Devices 4700 S. Overland Drive Tucson, AZ 85714 USA | Gastrostomy Feeding Tube (Tube, Feeding, Gastrostomy ) (sipas listës bashkëngjitur) | IIb | Pajisje qe perdoret per futjen e ushqimit permes abdomenit direkt ne stomak. | Pajisje një përdorimëshe
7771 | Infant Non-contact Oxygen hood- YZ-130; YZ--160; YZ-200; YZ-300 | O.E.S Distrimed sh.p.k | 28.07.2020 | Ningbo David Medical Device Co., Ltd No.2, Keyuan Road, Shipu Science and Technology Park, Xiangshan 315731 Ningbo, Zhejiang Province, Peoples's Republic of China | Infant Non-contact Oxygen Hood- YZ-130; YZ-160; YZ-200; YZ-300; | I | Helmete oksigjenimi per foshnjet perdoret ne neonatalogji. | Produkte per institucione te kujdesit shendetesor
7772 | Dispersive Electrode Sccessories; Electrosurgical Accessories | Sollaku Group sh.p.k | 29.07.2020 | ConMed Corporation 525 french Road Utica, New York 13502 USA | Dispersive Electrode Sccessories; Electrosurgical Accessories (sipas listës bashkëngjitur) | I | Konsumambela te ndryshme per pajisjet mjekesore si kabuj, adoptera ej. | Tjeter
7773 | Resorb x xG Products | O.E.S Distrimed sh.p.k | 29.07.2020 | Gebruder Martin GmbH & Co. KG KLS Martin Platz 1 78532 Tuttlingen Germany | Resorb x/ Resorb xG Products (sipas listës bashkëngjitur) | III | Implante maxilofaciale te resorbueshme. | Pajisje te implantueshme jo aktive
7774 | Echografi | Health & Light shpk | 29.07.2020 | Philips Ultrasound Inc.22100 Bothell Everett Hwy Bothell, WA 98021-8431 USA | EPIQ, EPIQ 5, EPIQ7, EPIQ ELITE Diagnostic Ultrasound System; EPIQ Diagnostic Ultrasound System (includes EPIQ CVx and CVxi); EPIQ 5 Diagnostric Ultrasound System (includes EPIQ 5C, 5G, and 5W); EPIQ 7 Diagnostic Ultrasound System (includes EPIQ 7C, 7G, and 7W); EPIQ ELITE Diagnostic Ultrasound System (sipas listës bashkëngjitur) | IIa | Pajisje per diagnostikim imazherik me ultratinguj. | Pajisje elektromekanike
7775 | Spirolab | Montal sh.p.k | 29.07.2020 | MIR S.r.l, via del Maggiolino, 125 00155 Roma, Italy | Spirolab | IIa | Pajisje qe sherben per kryerjen e testit te spirometrise. | Pajisje anestezie dhe respiratore
7776 | GRUPO VALVOLA G17E O2 UNI | Montal sh.p.k | 29.07.2020 | SAN-O SUB ITALIA SRL Via L.Da Vinci 168 20090 Trezzano S/N (MI) Italy | GRUPO VALVOLA G17E O2 UNI 0-15 l/min -12294 | IIb | Pajisje qe sherben per rregullimin e presionit dhe prurjes se oksigjenit ne paciente qe kane probleme respiratore. | Pajisje anestezie dhe respiratore
7777 | NUTRASE MED | Medicamenta sh.p.k | 17.08.2020 | ABC FARMACEUTICI S.p.a, Canton Moretti, 29-10015 San Bernardo d'Ivrea (TO)- Italy | NUTRASE MED, cream 50ml | I | Krem qe perdoret per trajtimin simptomatik te dermatitit atopik, dermatitit seborroik, eritemave diellore, eritemave nga kontakti, psoriazes dhe sklerodermave. | Tjeter
7778 | CONNETTIVINASOLE, spray x 50ml bottle | Medicamenta sh.p.k | 17.08.2020 | Fidia Farmaceutici S.p.a Via Ponte della Fbbrica, 3/A 35031 Abano Terme(PD)-Italy | CONNETTIVINASOLE, spray x 50ml bottle | I | Preparat topi i perbere me acidi hialuronik dhe ekstrakti i farave te tersheres. Perdoret per diegie nga dielli, eritemes dhe skuqjes. | Tjeter
7779 | Audiometer | Saer Medical sh.p.k | 17.08.2020 | Interacoustics A/S Audiometer Allé 1, 5500 Middelfart, Denmark | Audiometric Equipment : Diagnostic Audiometer Interacoustics - AD528 | IIa | Pajisje mjekesore per matjen e degjimit | Pajisje elektromekanike
7780 | PDS ™Plus Antibacterial (polydioxanone) Suture | Evita shpk | 29.07.2020 | Johnson & Johnson International c/o European Logistics Centre Leonardo Da Vincilaan 15 BE- 1831 Diegem Belgium | PDS ™Plus Antibacterial (polydioxanone) Suture (sipas listës bashkëngjitur) | III | Penj qepes kirurgjikal antibakterial te absorbueshem. | Pajisje një përdorimeshe
7781 | Arthrosscopy Pack SST-007, Hip Pack SBF-816-1 | Evita shpk | 29.07.2020 | Su Biyomedikal Sistemler ve Saglik Hizmetleri Sanayi ve Ticaret Limited Sirketi, Orhangazi Mah. 1673. Sok. No:20/2-3 Esenyurt, Isanbul, Turkey | Arthrosscopy Pack SST-007; Hip Pack SBF-816-1 | IIa | Sete sterile per perdorim ne kirurgji | Pajisje një përdorimeshe
7782 | Steam Sterilizer | Biometric Albania sh.p.k. | 29.07.2020 | NUVE Sanayi Malzemeleri Imalat ve Ticaret A.S. Saracalar Mah. Saracalar Kumeevleri No. 4/2 Akyurt 06750 Ankara / Turkey | Steam Sterilizer NC40M | IIb | Pajisje sterilizimi me avull. | Pajisje elektromekanike; Pajisje per institucione te kujdesit shendetesor
7783 | Ethylene Oxide Sterilizer; Ethylene Oxide Sterilization Cartridges; Ethylene Oxide Sterilization Cartridge Packs | Gen-Alb Farma shpk | 10.08.2020 | Med Tip malzemeleri Ithalat Ihracat Sanayi ve Limited Şirketi, 100023 Sokak No:7 A.O.S.B. 35620 Çiǧli Izmir / Tukey | Ethylene Oxide Sterilizer; Ethylene Oxide Cartridge; Ethylene Oxide Aluminium Cartridge; Ethylene Oxide Ampoule (sipas listes bashkengjitur) | IIb | Aparat sterilizues se bashke me aksesoret per te bere procesin e sterilizimit | Pajisje elektromekanike
7784 | Air Pressure operated turbine handpieces | Albdadent Group | 10.08.2020 | MK-dent GmbH, Marie-Curie Str.2, D-22941 Bargteheide | Air Pressure operated turbine handpieces (sipas listes bashkengjitur) | IIa | Pajisje dentare, angel turbine me ajer per instrumentat FG | Pajisje dentare
7785 | Disposable Swab: SW01E, SW11E, SW21E | Biometric Albania sh.p.k. | 10.08.2020 | Biocomma Limited B1605-B1606, Life Science Park, Shenchengtou Creative Factory, Julongshan Rd, Xiuxin Community, Kengzi St, Pingshan Dist, ShenZhen, 518118 P.R.CH. | Disposable Swab: SW01E, SW11E, SW21E | l | Tampon nazal per gjurmimin dhe identifikimin e virozave. | Pajisje nje perdorimeshe
7786 | Post-Operative Bra/Varicose Stockings (sipas listes bashkengjitur) | Evita shpk | 10.08.2020 | Varitex Ortopedi Sanayi A.S. Maltepe Mah., Aile Bahçe Sok., Litros Yolu, No: 10, 34010, Zeytinburnu, Istanbul - Turkey | Post-Operative Bra/Varicose Stockings (sipas listes bashkengjitur) | l | Veshje te bdryshme qe perdoren pas nderhyrjeve kirurgjikale, corape per varicet. | Tjeter
7787 | SpO2 Adapter Cables (sipas listes bashkengjitur) | MSE shpk | 11.08.2020 | Shenzhen Med-link Electronics Tech Co., Ltd. 4th Floor, Buliding A, Ying Tailong Industrial Park, Dalang South Road, Longhua District, Shenzhen, Guangdong, 518109, China | SpO2 Adapter Cables (sipas listes bashkengjitur) | l | Adaptoret SpO2 jane aksesore shtese qe bashkojne sensorin SpO2 ne trupin e pacientit. | Tjeter
7788 | Temperature Probes (sipas listes bashkengjitur) | MSE shpk | 11.08.2020 | Shenzhen Med-link Electronics Tech Co., Ltd. 4th Floor, Buliding A, Ying Tailong Industrial Park, Dalang South Road, Longhua District, Shenzhen, Guangdong, 518109, China | Temperature Probes (sipas listes bashkengjitur) | lla | Sonde, lloj sensori per matjen e temperatures. | Tjeter
7789 | Pulse Oximeter Probes (sipas listes bashkengjitur) | MSE shpk | 11.08.2020 | Shenzhen Med-link Electronics Tech Co., Ltd. 4th Floor, Buliding A, Ying Tailong Industrial Park, Dalang South Road, Longhua District, Shenzhen, Guangdong, 518109, China | Pulse Oximeter Probes (sipas listes bashkengjitur) | llb | Sonde per matjen e oksigjenimit tek pacienti. | Tjeter
7790 | Transcutaneous Jaundice Detector: MBJ20 | O.E.S Distrimed sh.p.k | 11.08.2020 | Bejing M&B Electronic Instruments Co., Ltd. Room 6319, Building 1, No. 27 Yongwang Road, Daxing Bioengineering and Medicine Industry Base, Zhongguancun Science Park, Daxing District, 102629 Bejing, P.R.CH. | Transcutaneous Jaundice Detector: MBJ20 | lla | Pajisje mjekesore per detektimin e bilirubinemise, perdorim spitalor. | Produkte per institucione te kujdesit shendetesor
7791 | Shiringa dhe age sterile, te thjeshta dhe isnuline; leukoplast; garza sterile post operatore | ELBA shpk | 11.08.2020 | PIKDARE S.p.A. Via Saldarini Catelli 10 - 22070 Casnate con Bernatte(Como) - Italy | PIC SOLUTION : INSUMED; INSUPEN ORIGINAL; SIRINGA SENZA AGO; AGO IPODERMICO; STERICOMPRESS SOFT; STERICOMPRESS CUT; OPTISOFT COMFORT; SOFFIX MED (sipas listes bashkengjitur) | IIa | Shiringa dhe age sterile, te thjeshta dhe isnuline; leukoplast; garza sterile post operatore | Pajisje nje perdorimeshe
7792 | Aparate aerosoli per femije | ELBA shpk | 11.08.2020 | PIKDARE S.p.A. Via Saldarini Catelli 10 - 22070 Casnate con Bernatte(Como) - Italy | AIRCUBE; AIRCUBE KIT; AIRPROJET PLUS; AIRFAMILY EVOLUTION; AIRFAMILY EVOLUTION KIT; MISTER; MISS BIBI; AIRSTYLO; RINO SHOWER (sipas listes bashkengjitur) | IIa | Aparate aerosoli per femije | Pajisje anestezie dhe aerosili
7793 | Klizem vaginale dhe intenstinale, uturak dhe termoxhel me efekt ftohes/ngrohes | ELBA shpk | 11.08.2020 | PIKDARE S.p.A. Via Saldarini Catelli 10 - 22070 Casnate con Bernatte(Como) - Italy | EASY WASH; INTIM WASH; SOFT WASH; FULL WASH; PADELLA; THERMOGEL (sipas listes bashkengjitur) | I | Klizem vaginale dhe intenstinale, uturak dhe termoxhel me efekt ftohes/ngrohes | Instrumenta nje perdorimesh
7794 | REKOSAC; CO FIX; DRESS FIX; FLEXA ELAST; FLEXA SOFT; SELF FIX | ELBA shpk | 11.08.2020 | PIKDARE S.p.A. Via Saldarini Catelli 10 - 22070 Casnate con Bernatte(Como) - Italy | REKOSAC; CO FIX; DRESS FIX; FLEXA ELAST; FLEXA SOFT; SELF FIX (sipas listes bashkengjitur) | I | Bende elastike te ndryshme dhe pambuku zig zag, i pershtatshem per pastrimmin dhe mjekimin e plageve | Pajisje nje perdorimeshe
7795 | SOFT FIX; SOFFIX TRANSPARENT; SOFFIX SETA; SENSITIVE FIX; CLASSIC FIX | ELBA shpk | 11.08.2020 | PIKDARE S.p.A. Via Saldarini Catelli 10 - 22070 Casnate con Bernatte(Como) - Italy | SOFT FIX; SOFFIX TRANSPARENT; SOFFIX SETA; SENSITIVE FIX; CLASSIC FIX (sipas listes bashkengjitur) | I | Leukoplaste te nddryshme | Pajisje nje perdorimeshe
7796 | PROTECTIVE PLASTER; FMAILY PLASTER; DELICATE PLASTERS; CLASSIC PLASTERS; AQUABLOC PLASTERS; SOFFIX MED; AQUA BLOC | ELBA shpk | 11.08.2020 | PIKDARE S.p.A. Via Saldarini Catelli 10 - 22070 Casnate con Bernatte(Como) - Italy | PROTECTIVE PLASTER; FMAILY PLASTER; DELICATE PLASTERS; CLASSIC PLASTERS; AQUABLOC PLASTERS; SOFFIX MED; AQUA BLOC (sipas listes bashkengjitur) | IIb | Leukoplaste te ndryshme, jo sterile, te thjeshta, post operatore me materiale antibakteriale, mbrojtese, kundra ujit | Pajisje nje perdorimeshe
7797 | Elecsys Anti-SARS-CoV2 | Evita shpk | 24.07.2020 | Roche Diagnostic GmbH Sandhofer Strasse 116 D-68305 Mannhein, Germany | Elecsys Anti-SARS-CoV-2 (09203095190) | In Vitro | Reagent imunologjik per detektimin e antitrupave per Covid-19 | Tjeter
7798 | PreciControl Anti-SARS-CoV-2 | Evita shpk | 24.07.2020 | Roche Diagnostic GmbH Sandhofer Strasse 116 D-68305 Mannhein, Germany | PreciControl Anti-SARS-CoV-2 (09216928190) | In Vitro | Kit per kryerjen e kontrollit te cilesise se matjes per reagentin Elecsys Anti-Sars-CoV-2 | Tjeter
7799 | Architect SARS-CoV-2 IgG | Pegasus sh.p.k | 24.07.2020 | Abbott Ireland Diagnostics Division, Finisklin Business Park, Sligo, Ireland | ARCHITECT SARS-CoV-2 IgG Reagent Kit (6R86-22);SARS-CoV-2 IgG Reagent Kit (6R86-32); SARS-CoV-2 IgG Calibrator Kit (6R86-02); SARS-CoV-2 IgG Control Kit (6R86-12) | In Vitro | Reagent, calibrator, Kontroll kit per detektimin e antitrupave te Covid-19 | Tjeter
7800 | Alinity SARS-CoV-2 IgG | Labopharma shpk | 24.07.2020 | Abbott Ireland Diagnostics Division, Finisklin Business Park, Sligo, Ireland | ALINITY SARS-CoV-2 IgG Reagent Kit (06R9022);SARS-CoV-2 IgG Reagent Kit (06R9032); SARS-CoV-2 IgG Calibrator Kit (06R9002); SARS-CoV-2 IgG Control Kit (06R9012) | In Vitro | Reagent, calibrator, Kontroll kit per detektimin e antitrupave te Covid-20 | Tjeter
7801 | Vidas® SARS-CoV-2 IgM | Labopharma shpk | 24.07.2020 | BioMerieux S.A. 376 Chemin de l'Orme 69280 - MARCY L'ETOILE- FRANCE | Vidas® SARS-CoV-2 IgM (423833) | In Vitro | Reagent, per detektimin e antitrupave te Covid-20 | Tjeter
7802 | Vidas® SARS-CoV-2 IgG | Labopharma shpk | 24.07.2020 | BioMerieux S.A. 376 Chemin de l'Orme 69280 - MARCY L'ETOILE- FRANCE | Vidas® SARS-CoV-2 IgG (423834) | In Vitro | Reagent, per detektimin e antitrupave te Covid-20 | Tjeter
7803 | Anti-SARS-CoV-2 ELISA (IgG) | Swissmed sh.p.k | 24.07.2020 | Euroimmun Medizinische Labordiagnostika AG Seekamp 31 23560 Lübeck Deutschland | Anti-SARS-CoV-2 ELISA (IgG) - El 2606-9601 G | In Vitro | Reagent per percaktimin e coronavirusit me aparatet Euroimmun analyzer | Pajisje te diagnostikimit in vitro, Pajisje laboratorike
7804 | Sistem Tomografie i Kompjuterizuar | Health & Light shpk | 17.08.2020 | Philips Healthcare (Suzhou) Co., Ltd. No.258,zhongyuan Road Suyhou Industrial Park 215024 Suyhou,Jiangsu Province People's Republic of China | CT Scanner System : Incisive CT 728143 | IIb | Sistem tomografie i kompjuteriizuar per diagnostikim imazherik | Pajisje diagnostikuese dhe terapeutike me rrezatim
7805 | Stenta koronare te permasave te ndryshme | Biometric Albania sh.p.k. | 17.07.2020 | TERUMO EUROPE N.V Interleuvenlaan 40, 3001 Leuven, Belgium | Ultimaster™Sirolimus eluting coronary stent system/Ultimaster™ Tansei™ Sirolimus eluting coronary stent system (sipas listës bashkëngjitur) | III | Stenta koronare te permasave te ndryshme. | Instrumenta shumëpërdorimësh; Pajisje per institucione te kujdesit shendetesor
7806 | Versana Premier | Montal sh.p.k | 17.07.2020 | GE Medical Systems (China) Co., Ltd. No. 19, Changjiang Road WuXi National Hi-Tech Dev.Zone 214028 Jiangsu China | Versana Premier (sipas listës bashkëngjitur) | IIa | Sistem imzherie ultasound i destinacionit te pergjithshëm. | Pajisje diagnostikuese dhe terapeutike me rrezatim
7807 | Versana Active | Montal sh.p.k | 17.07.2020 | GE Medical Systems (China) Co., Ltd. No. 19, Changjiang Road WuXi National Hi-Tech Dev.Zone 214028 Jiangsu China | Versana Active (sipas listës bashkëngjitur) | IIa | Sistem imzherie ultasound i destinacionit te pergjithshëm. | Pajisje diagnostikuese dhe terapeutike me rrezatim
7808 | Neonate Bilirubin Phototherapy Eauipment: NBB Series (including NBB-I, NBB-II, NBB-III, NBB-IV), XHZ-90 Series (ncluding XHZ-90, XHZ-90L, XHZ-90P), NBP-I, YG-III; Infant Incubator: YP-2000, YP-3000 Series (including YP-3000, YP-2008), YP-970 Series (invluding YP-910, YP-920, YP-930, YP-970), YP-90 Series (including YP-90, YP-90A, YP-90B, YP-90AB, YP-90AC), YP-100 Series (including YP-100, YP-100A, YP-100B, YP-100AB) | O.E.S Distrimed sh.p.k | 07.08.2020 | Ningbo David Medical Device Co., Ltd. No.2, Keyuan Road, Shipu Science and Technology Park, Xiangshan 315731 Ningbo, Zhejiang Province, P.R.CH. | Neonate Bilirubin Phototherapy Eauipment: NBB Series (including NBB-I, NBB-II, NBB-III, NBB-IV), XHZ-90 Series (ncluding XHZ-90, XHZ-90L, XHZ-90P), NBP-I, YG-III; Infant Incubator: YP-2000, YP-3000 Series (including YP-3000, YP-2008), YP-970 Series (invluding YP-910, YP-920, YP-930, YP-970), YP-90 Series (including YP-90, YP-90A, YP-90B, YP-90AB, YP-90AC), YP-100 Series (including YP-100, YP-100A, YP-100B, YP-100AB) | lla, llb | Pajisje fototerapi per neonate, perdorim neonatologji. Inkubator per foshnje, perdorim ne neonatologji. | Produkte per institucione te kujdesit shendetesor
7809 | Dental Resins for 3D Printing a Dental Device | Albadent shpk | 07.08.2020 | DIO Corporation 66, Centum seo-ro, Haeundae-gu, Busan 48058 Republic of Korea | Dental Resins for 3D Printing a Dental Device | lla | Pajisje endodontike, rezine dentare per te printuar pajisje dentare. | Pajisje dentare
7810 | Dental Implant System: Drill bits connected to active devices, Surgical Guide System | Albadent shpk | 07.08.2020 | DIO Corporation 66, Centum seo-ro, Haeundae-gu, Busan 48058 Republic of Korea | Dental Implant System: Drill bits connected to active devices, Surgical Guide System | lla | Pajisje endodontike. Instrument zgjerues qe lidhet me pajisjen aktive, sistem udhezues kirurgjikal. | Pajisje dentare
7811 | Orthopedic Devices (sipas lsites bashkengjitur) | ELBA shpk | 10.08.2020 | Safte S.p.A. Via Adamello, 13 - 10093 Collegno (TO) - Italy | Orthopedic Devices (sipas lsites bashkengjitur) | l | Produkte ortopedike te ndryshme. (Shtroje kepucesh, suporte per gishtin, kemben, krahun, shpinen, hernien dhe mesin, qafore dhe jastek ortopedik) | Tjeter
7812 | Man's Urinal 1000ml in Polymethylene with cap individually wrapped "Pikadare" in Box of 35pcs: 02050088000000 - 25112PIK | ELBA shpk | 10.08.2020 | F.L. Medical s.r.l. Unipersonale Torreglia (PD) Via Enrico Mattei, 20 | Man's Urinal 1000ml in Polymethylene with cap individually wrapped "Pikadare" in Box of 35pcs: 02050088000000 - 25112PIK | l | Uturak per meshkujt te cilet nuk mund te ngrihen nga krevati me vellim 1000ml per mbledhjen e urines. | Tjeter
7813 | Disposable Instant Ice PIC Solution Fast Ice - Chiaccio Instantaneo PIC Solution Fast Ice | ELBA shpk | 10.08.2020 | DISPOTECH SRL IT-23022 Chiavenna (SO)- Via Mario Del Grosso, 8/12 | Disposable Instant Ice PIC Solution Fast Ice - Chiaccio Instantaneo PIC Solution Fast Ice | lla | Fast Ice luan rolin e akullit duke u ktivizuar menjehere kur ushtron presion mbi te. Qendron i ftohte per nje kohe te gjate, duke mbajtur temperaturen 0 per rreth 30min. | Tjeter
7814 | PIC Solution Ice Spray 150ml: 02022245100000; PIC Solution Ice Spray 400ml: 02022246000000 | ELBA shpk | 10.08.2020 | TOSVAR SRL IT - 20060 Pozzo D'adda (MI) - Via del Lavoro 10 | PIC Solution Ice Spray 150ml: 02022245100000; PIC Solution Ice Spray 400ml: 02022246000000 | lla | Spraj per ftohje per sportistet kur pesojne lendime te tendinave dhe ligamenteve gjate kryerjes se aktivitetit fizik. | Tjeter
7815 | PIC Solution Personal Test (1 test): 02023010100000; PIC Solution Personal Test (2 tests): 02023011100000 | ELBA shpk | 10.08.2020 | Guangzhou Wondfo Biotech Co., Ltd. No.8, Lizhishan Road, Science City, Luogang District, 510663, Guangzhou, P.R. China | PIC Solution Personal Test (1 test): 02023010100000; PIC Solution Personal Test (2 tests): 02023011100000 | In Vitro | Test shtatezanie. | Pajisje te diagnostikimit in vitro
7816 | Thermodiary Ear: 02009196000000, 02009196100000; Thermo Easy: 02023033000000 | ELBA shpk | 10.08.2020 | Radiant Innovation Inc. 1F, No. 3, Industrial E. 9th Rd., Science-Based Industrial Park Hsinchu, 300, Taiwan | Thermodiary Ear: 02009196000000, 02009196100000; Thermo Easy: 02023033000000 | lla | Termometer infrared veshi dhe termometer infrared per matje ne zonen temporale. | Pajisje elektromekanike
7817 | Medical liquid-in-glass thermometers, mercury free: Vedo Ecoplus | ELBA shpk | 10.08.2020 | Geratherm Medical AG Fahrenheitstr. 1, 98716 Geschwenda Deutschland | Medical liquid-in-glass thermometers, mercury free: Vedo Ecoplus | l | Termometer me zhive ekologjike. | Instrumenta shumeperdorimesh
7818 | Thermodiary Head: 02009197000000, 02009197100000, 02009197200000, 02009197300000 | ELBA shpk | 10.08.2020 | Avita Corporation 9F, No.78, Sec.1, Kwang-Fu Road, Sanchong Dist., New Taipei City 24158, Taiwan | Thermodiary Head: 02009197000000, 02009197100000, 02009197200000, 02009197300000 | lla | Termometer me infrared balli. | Pajisje elektromekanike
7819 | Vedofamily: 0202303000000; Vedoclear: 0202302000000; Vedo Premium: 02023006000000; Vedo Color: 02009219000100 | ELBA shpk | 10.08.2020 | PIKDARE S.p.A. Via Saldarini Catelli 10 - 22070 Casnate con Bernate (Como) - Italy | Vedofamily: 0202303000000; Vedoclear: 0202302000000; Vedo Premium: 02023006000000; Vedo Color: 02009219000100 | lla | Termometra dixhital. | Pajisje elektromekanike
7820 | Adatattore Pic Sfigmo Cardioafib: 02009229000000, 02009230000000; Bracciale Sfigmomanometro Rapid: 02007827000000; Bracciale Sigmomanometro Cardio: 02007831000000; Stetho Med: 02021405000000 | ELBA shpk | 10.08.2020 | PIKDARE S.p.A. Via Saldarini Catelli 10 - 22070 Casnate con Bernate (Como) - Italy | Adatattore Pic Sfigmo Cardioafib: 02009229000000, 02009230000000; Bracciale Sfigmomanometro Rapid: 02007827000000; Bracciale Sigmomanometro Cardio: 02007831000000; Stetho Med: 02021405000000 | l | Aksesore te ndyshem per aparate tensioni manual dhe elektronik. | Tjeter
7821 | Easyrapid: 02022525000000, 020222525000100; Cardiomaxi: 02022532000000; Cardiosimple: 02007842000000; Cardiofree: 02007843000000; Cardioafib: 02009200000000, 02009200000100; Mobilerapid Wrist: 02010292000000, 02010292000100 | ELBA shpk | 10.08.2020 | PIKDARE S.p.A. Via Saldarini Catelli 10 - 22070 Casnate con Bernate (Como) - Italy | Easyrapid: 02022525000000, 020222525000100; Cardiomaxi: 02022532000000; Cardiosimple: 02007842000000; Cardiofree: 02007843000000; Cardioafib: 02009200000000, 02009200000100; Mobilerapid Wrist: 02010292000000, 02010292000100 | lla | Aparate tensioni te ndryshem elektronik. | Pajisje elektromekanike
7822 | ClearRapid: 02022526000000, 02022526000100 | ELBA shpk | 10.08.2020 | PIKDARE S.p.A. Via Saldarini Catelli 10 - 22070 Casnate con Bernate (Como) - Italy | ClearRapid: 02022526000000, 02022526000100 | lla | Aparat tensioni elektronik. | Pajisje elektromekanike
7823 | Adattatore Pic Sfigmo Rapid: 02000520000000, 0201031000000 | ELBA shpk | 10.08.2020 | PIKDARE S.p.A. Via Saldarini Catelli 10 - 22070 Casnate con Bernate (Como) - Italy | Adattatore Pic Sfigmo Rapid: 02000520000000, 0201031000000 | l | Adaptore per aparat tensioni elektronik. | Instrumenta shumeperdorimesh
7824 | CLASSIC STETHO MED; ADVANCE MED | ELBA shpk | 10.08.2020 | PIKDARE S.p.A. Via Saldarini Catelli 10 - 22070 Casnate con Bernatte(Como) - Italy | Aneroid Sphygmomanometers : CLASSIC STETHO MED 02021402000000 ; ADVANCE MED 02021404000000 | Im | Aparat tensioni manual | Instrumenta shume perdorimesh
7825 | Spinal Sterile needle Whitacre | ELBA shpk | 10.08.2020 | PIKDARE S.p.A. Via Saldarini Catelli 10 - 22070 Casnate con Bernatte(Como) - Italy | Spinal Sterile needle Whitacre : 02044093220190; 02044093240210; 02044093250210; 02044093270240; 02044093290240; 0204409X2X02X0; 020440XX2201X0 | III | Age spinale | Pajisje nje perdorimeshe
7826 | SonicWeld Rx System and Accessories | O.E.S Distrimed sh.p.k | 10.08.2020 | Gebrüder Martin GmbH & Co. KG, KLS Martin Platz 1 78532 Tuttlingen/Germany | SonicWeld Rx System and Accessories (sipas listes bashkengjitur) | IIa | Motor kirugjikal dhe aksesoret per perdorim ne kirurgjine maksilofaciale | Instrumenta shume perdorimeshe
7827 | Isolation gown | O.E.S Distrimed sh.p.k | 10.08.2020 | Mölnlycke Health Care AB Gamlestadsvagen 3C , Box 13080, SE-402 52 Göteborg, Sweden | Isolation gown (sipas listes bashkengjitur) | I | veshje mbrojtese per perdorim spitalor | Produkte per institucione te kujdesit shendetesor
7828 | CPAP Helmet | O.E.S Distrimed sh.p.k | 10.08.2020 | Harol SRL, 20097 San Donato Milanese - Via G.Marcora 53, Italy | CPAP Helmet (sipas listes bashkengjitur) | IIa | Aparat per lehtesimin e frymemarrjes | Produkte per institucione te kujdesit shendetesor
7829 | Biliary Drainage Catheter Introducer System (sipas listesh bashkengjitur); Biliary Drainage Catheter with Introducer System (sipas listes bashkengjitur); Biliary Drainage Catheter (sipas listes bashkengjitur) | O.E.S Distrimed sh.p.k | 13.08.2020 | Micro-Tech (Nanjing) Co., Ltd. NO. 10 Gaoke Third Road, Nanjing National Hi-Tech, Industrial Development Zone, Nanjing 210032, Jiangsu Province, P.R. China | Biliary Drainage Catheter Introducer System (sipas listesh bashkengjitur); Biliary Drainage Catheter with Introducer System (sipas listes bashkengjitur); Biliary Drainage Catheter (sipas listes bashkengjitur) | lla | Katetere biliare drenazhi, sistem introduksioni per katetere biliare drenazhi, katetere biliafre drenazhi me sistem introduksioni - materiale mjekesore per endoskopi. | Pajisje nje perdorimeshe
7830 | Latex Surgical Gloves | Biometric Albania sh.p.k. | 13.08.2020 | IDEAL MEDICAL INDUSTRIES CO., LTD. Lutian base, poyang Industry Zone Poyang, Shangrao 333100, Jiangxi Prov. PR of China | Latex Surgical Gloves : Size 6; 6.5; 7; 7.5; 8; 8.5; 9 | Iia | Doreza kirurgjikale lateksi | Pajisje nje perdorimeshe
7831 | Disposable Protective Mask | Evita shpk | 13.08.2020 | Shanghai Leenol Industrial Co., Ltd. NO.129, Lane 822, Zhennan Road, Putuo Area, Shanghai, China | Disposable Protective Mask : LN-1608107 (3 layers and flat shape) | I | Maske mbrojtese personale er perbere nga 3 shtresa veshje mbrojtese, kapese hunde dhe kapese elastike tek v eshet | Tjeter
7832 | Accessories for resorbable implants | O.E.S Distrimed sh.p.k | 13.08.2020 | Gebrüder Martin GmbH & Co. KG, KLS Martin Platz 1 78532 Tuttlingen/Germany | Accessories for resorbable implants (sipas listes bashkengjitur) | I | Pajisje dhe aksesore per implantet maksilofaciale te rezorbueshme per perdorim nekirurgjine maksilofaciale | Instrumenta shume perdorimeshe; Pajisje nje perdorimeshe
7833 | Uretero-Reno Fiberscope: Olympus URF-P7 | MSE shpk | 13.08.2020 | Olympus Medical Systems Corp. 2951 Ishikawa-cho, Hachioji-shi, Tokyo 192-8507 Japan | Uretero-Reno Fiberscope: Olympus URF-P7 | lla | Sherben per te marre imazhe ne veshka dhe ureter. | Tjeter
7834 | OES Cystonephrofiberscope: Olympus CYF-5, Olympus CYF-5A | MSE shpk | 13.08.2020 | Olympus Medical Systems Corp. 2951 Ishikawa-cho, Hachioji-shi, Tokyo 192-8507 Japan | OES Cystonephrofiberscope: Olympus CYF-5, Olympus CYF-5A | lla | Skope per marrjen e imazheve ne veshka. | Tjeter
7835 | Fiberoptic light cable and adaptors (sipas listes bashkengjitur) | MSE shpk | 13.08.2020 | Olympus Medical Systems Corp. 2951 Ishikawa-cho, Hachioji-shi, Tokyo 192-8507 Japan | Fiberoptic light cable and adaptors (sipas listes bashkengjitur) | l | Kabull dhe adaptore per skope. | Tjeter
7836 | ARCHITECT Insulin Reagent Kit: 8K41-28 (100 tests); ARCHITECT Insulin Calibrators: 8K41-03; ARCHITECT Insulin Controls: 8K41-12 | Pegasus sh.p.k | 13.08.2020 | Abbott GmbH & Co. KG, Max-Planck-Ring 2, 65205 Wiesbaden, Germany | ARCHITECT Insulin Reagent Kit: 8K41-28 (100 tests); ARCHITECT Insulin Calibrators: 8K41-03; ARCHITECT Insulin Controls: 8K41-12 | In Vitro | Reagente, calibratore dhe kontrolle te cilat sherbejne per percaktimin sasior te insulines. | Pajisje te diagnostikimit in vitro
7837 | Reagent CD3-ECD (A07748) | Montal sh.p.k | 13.08.2020 | Immunotech SAS, A Beckman Coulter Company 130 Avenue de Lattre de Tassigny, BP 177 Marseille, Cedex 9, 13276 France | Reagent CD3-ECD (A07748) | In Vitro | Reagent kimik qe perdoret ne flow-cytometer. | Pajisje te diagnostikimit in vitro
7838 | Ventura Etching Gel | Albadent Group | 13.08.2020 | MADESPA, S.A. C/Rio jarama, 120. 45007 - TOLEDO (Espana) | Ventura Etching Gel - Dental Etching Composite | Iia | Acid shiringe per retension | Pajisje dentare
7839 | Ventura Brush | Albadent Group | 13.08.2020 | MADESPA, S.A. C/Rio jarama, 120. 45007 - TOLEDO (Espana) | Ventura brush : Aplicator, Dental, Resin | I | Furce aplikuese per bondin | Pajisje dentare
7840 | Ventura Impress Putty Soft | Albadent Group | 13.08.2020 | MADESPA, S.A. C/Rio jarama, 120. 45007 - TOLEDO (Espana) | Ventura Impress 2 Putty Soft regular set; Ventura Impress 2 Putty Soft fast set; Ventura Impress 2 Light Body regular set; Ventura Impress 2 Light Body fast set; VentuRA Top Putty; Ventura Top Light; Ventura Top Catalyst; Ventura Bite; Ventura Crystalsil - Impression Material, Dental, SIlicone | I | Silikon per marrje mase dentare | Pajisje dentare
7841 | Reagent DxFLEX Sheath Fluid: B73613 | Montal sh.p.k | 13.08.2020 | Beckman Coulter Inc. 250 S. Kraemer Blvd., Brea, CA 92822, USA | Reagent DxFLEX Sheath Fluid: B73613 | In Vitro | Reagent kimik qe perdoret ne flow-cytometer. | Pajisje te diagnostikimit in vitro
7842 | Syringe Pump: eB08, eB09 | Montal sh.p.k | 13.08.2020 | Guangdong eBangy Biomedical Co., Ltd. B Building Zhongjian Tech Park, Tongqiao Industrial Park, Zhongkai Hi-Tech Development Zone, 516032 Huizhou, Guangdong, P.R.CH. | Syringe Pump: eB08, eB09 | llb | Pompe e vogel per infuzion e perdorur per te administruar gradualisht sasi te vogla te lengjeve (me ose pa ilace) tek nje pacient. | Pajisje elektromekanike
7843 | Digital Radiography X-ray System: Clear Vision DRE140/150; Diagnostic X-ray System (Portable X-ray): CUBE-16, CUBE-24, CUBE-28, CUBE-50; Radiological Image Processing System: Exam Vue DR | Montal sh.p.k | 13.08.2020 | JPI Healthcare Co., Ltd. 608-ho, 28, Digital-ro 33 gil, Guro-gu, Seoul, Korea 08377 | Digital Radiography X-ray System: Clear Vision DRE140/150; Diagnostic X-ray System (Portable X-ray): CUBE-16, CUBE-24, CUBE-28, CUBE-50; Radiological Image Processing System: Exam Vue DR | lla, llb | Pajisje radiografike qe perdor pllaka te ndjeshme ndaj rrezeve X per te kapur drejtperdrejte te dhena gjate ekzaminimit te pacientit, duke i trasferuar menjehere ato ne nje sistem. | Pajisje diagnostikuese dhe terapeutike me rrezatim
7844 | FilmArray® Respiratory Panel 2 plus (RP2 plus) (RFIT-ASY-0136, RFIT-ASY-0137); FilmArray® Meningitis/Encephalitis (ME) Panel ( RFIT-ASY-0118, RFIT-ASY0119); FilmArray® Gastrointestinal (GI) Panel (RFIT-ASY-0104, RFIT-ASY-0116); BioFire® Blood Culure Identification 2 (BCID2) Panel (RFIT-ASY0147); FilmArray® Pneumonia Panel plus (RFIT-ASY-0142, RFIT-ASY-0143); FilmArray 2.0 Instrument (FLM2-ASY-0001) | BIOCHEM NRP | 13.08.2020 | BioFire Diagnostics, LLC 515 Colorow Drive, Salt Lake City, Utah 84108, USA | FilmArray® Respiratory Panel 2 plus (RP2 plus) (RFIT-ASY-0136, RFIT-ASY-0137); FilmArray® Meningitis/Encephalitis (ME) Panel ( RFIT-ASY-0118, RFIT-ASY0119); FilmArray® Gastrointestinal (GI) Panel (RFIT-ASY-0104, RFIT-ASY-0116); BioFire® Blood Culure Identification 2 (BCID2) Panel (RFIT-ASY0147); FilmArray® Pneumonia Panel plus (RFIT-ASY-0142, RFIT-ASY-0143); FilmArray 2.0 Instrument (FLM2-ASY-0001) | In Vitro | Sistemi autorizuar in vitro i aprovuar nga FDA duke perdorur tekniken PCR ne nje sistem te mbyllur. | Pajisje te diagnostikimit in vitro
7845 | Sars-Cov2 test kit | BioChem NRP | 13.08.2020 | BIOMERIEUX S.A. 376 Chemin de l'Orme, 69280 Marcy L'Etoile, France | VIDAS SARS-COV-2 IgM 423833; VIDAS SARS-COV-2 IgG 423834; | In Vitro | Pajisje laboratorile qe realizojne analizat imunologjike te gjakut | Pajisje te diagnostikimit in vitro
7846 | Medical Products (sipas listes bashkengjitur) | O.E.S Distrimed sh.p.k | 14.08.2020 | Gebrüder Martin GmbH & Co. KG, KLS Martin Platz 1 78532 Tuttlingen/Germany | Medical Products (sipas listes bashkengjitur) | lla | Instrumenta kirurgjikale per perdorim ne kirurgjine maksilofaciale. | Instrumenta shumeperdorimesh
7847 | Aparat aerosoli; Maja insulne; maska aerosoli | Bless Med shpk | 14.08.2020 | Medisec Tibbi Cihaz ve Ürünleri ith. Ihr. San. Ve Tic. Ltd. Şti. 2. Organize Sanayi Bölgesi Celal Doğan Bulvari No:40 Şehitkamil GAZIANTEP / TURKEY | Insuline Pen Needle; Compressor Nebulizer (sipas listes bashkengjitur) | IIa | Aparat aerosoli; maska aerosoli;Maja insulne; | Pajisje per institucione te kujdesit shendetesor
7848 | Patient Monitor and accessories (sipas listes bashkengjitur) | MSE shpk | 14.08.2020 | Drägerwerk AG&Co. KGaA Moislinger Allee 53-55 23542 Lübeck Germany | Patient Monitor and accessories (sipas listes bashkengjitur) | llb | Monitor per monitorim pacienti. | Tjeter
7849 | LCD Monitor | Montal sh.p.k | 14.08.2020 | EIZO Corporation 153, Shimokashiwano, Hakusan, Ishikawa 924-8566, Japan | LCD Monitor EIZO - EX3220-3D# | I | Monitor i cili sherben per riprodhimin e imazheve kirurgjikale 3D ne procesin e endoskopise | Pajisje nje perdorimeshe
7850 | Wartner® 2nd Generation (Cryotherapy device for tratment of warts and verrucae) | Rejsi Farma sh.p.k | 14.08.2020 | Omega Pharma International NV Venecoweg 26, 9810 Nazareth, Belgium | Wartner® 2nd Generation (Cryotherapy device for tratment of warts and verrucae) | lla | Pasjisje qe perdoret per heqjen e lythave. | Tjeter
7851 | Magnetic Resonance Systems | Health & Light shpk | 17.08.2020 | Philips Medical Systems Nederland B.V. Veenpluis 4-6, 5684 PC Best, The Netherlands | Magnetic Resonance Systems (sipas listes bashkengjitur) | Iia | Rezonance magnetike per ekzaminimin e indeve te buta te pacienteve | Pajisje elektromekanike
7852 | SoftPrep, EDTA cream; EsCom250, dental light-cured composite resin; VioPex, temporary root canal filling material; VioPaste, temporary root canal filling material; VioSeal, root canal sealing & filling material; Gutta percha points, gutta percha points; Absorbent paper points, sterile absorbent paper points | ProDental sh.p.k | 17.08.2020 | SPIDENT Co., Ltd. 203 & 312, Korea Industrial Complex, 722, Gojan-Dong, Namdong-Gu Incheon, 405-821, Korea | SoftPrep, EDTA cream; EsCom250, dental light-cured composite resin; VioPex, temporary root canal filling material; VioPaste, temporary root canal filling material; VioSeal, root canal sealing & filling material; Gutta percha points, gutta percha points; Absorbent paper points, sterile absorbent paper points | l, lla | Xhel edta per pergatitjen e kanalit, kone letre per absorbim, paste provizore, kompozit per mbushje dhembi, kone rezine. | Pajisje dentare
7853 | Condensatin Curing Silicone Impresion Materials; Addition Curing Silicone Impression Materials (sipas listes bashkengjitur) | ProDental sh.p.k | 17.08.2020 | DMP Dental Industry S.A. Kalyvion Avenue, Markopoulo Industrial Zone, Attiki 19003, Greece | Condensatin Curing Silicone Impresion Materials; Addition Curing Silicone Impression Materials (sipas listes bashkengjitur) | l | Material mase qe sherben per regjistrimin e detajeve anatomike. | Pajisje dentare
7854 | Dental Medical Devices (sipas listes bashkengjitur) | ProDental sh.p.k | 17.08.2020 | Prime Dental Products Pvt Ltd. Shree Arihant Compound, Bldg #E-8, Gala #10, Thane Bhiwandi Road, Village Kalher, Taluka Bhiwandi, Dist Thane, 421302 India | Dental Medical Devices (sipas listes bashkengjitur) | l | Material per marrje mase, mbushje provizore, xhel EDTA, solucion per pastrimin e kanaleve, solucion per lokalizimin e kariesit, xhel per uljen e sensivitetit, dyll, hipoklorit. | Pajisje dentare
7855 | Dental Composites; Dental Etchants (sipas listes bashkengjitur) | ProDental sh.p.k | 17.08.2020 | DMP Dental Industry S.A. Kalyvion Avenue, Markopoulo Industrial Zone, Attiki 19003, Greece | Dental Composites; Dental Etchants (sipas listes bashkengjitur) | lla | Material per mbushjen e dhembit, shtrese izoluese, silant. Xhel per acidifikimin e siperfaqes se dhembit. | Pajisje dentare
7856 | Cryo 6 | Evita shpk | 18.08.2020 | Zimmer MedizinSysteme GmbH Junkersstr.9, 89231 Neu-Ulm, Germany | Cryotherapy Device : Cryo 6 | IIa | Pajisje ftohese per dermatologji | Tjeter
7857 | Clean Cart | Biometric Albania sh.p.k. | 18.08.2020 | Gambro Lundia AB. Box 10101 Magistratsvägen 16 SE-220 10 Lund Sweden | CleanCart A : 114010; 955850; CleanCart C : 955799; 955851 | I | Kartrixh me Dezinfektant për Aparat Dialize | Pajisje nje perdorimeshe; Pajisje per institucionet te kujdesit shendetesor
7858 | Sendoline Root Canal Instruments: Hand files, sterile, stainless steel (K-File 10 sterile-21mm, 25mm; K-File 15 sterile-21mm, 25mm) | Albadent shpk | 18.08.2020 | Sendoline AB Måttbandsvägen 12 B, SE-187 66 Täby Sweden | Sendoline Root Canal Instruments: Hand files, sterile, stainless steel (K-File 10 sterile-21mm, 25mm; K-File 15 sterile-21mm, 25mm) | lla | Instrument manual steril per pastrim kanali. | Pajisje dentare
7859 | Sendoline Root Canal Instruments: Paste fillers (sipas listes bashkengjitur) | Albadent shpk | 18.08.2020 | Sendoline AB Måttbandsvägen 12 B, SE-187 66 Täby Sweden | Sendoline Root Canal Instruments: Paste fillers (sipas listes bashkengjitur) | lla | Instrumenta per obturim. Mbushje kanali. | Pajisje dentare
7860 | Sendoline Root Canal Instruments: Hand files, non-sterile, nickel-titanium (sipas listes bashkengjitur) | Albadent shpk | 18.08.2020 | Sendoline AB Måttbandsvägen 12 B, SE-187 66 Täby Sweden | Sendoline Root Canal Instruments: Hand files, non-sterile, nickel-titanium (sipas listes bashkengjitur) | lla | Instrument manual Ni-Ti per pastrim kanali. | Pajisje dentare
7861 | Gutta Percha Points; Absorbent Paper Points; Single Use Dental injection | Amber Dental sh.p.k | 18.08.2020 | Pearl Dent Co., Ltd. (HO & Factory #1) No.3-15B, Street No. 13, Tan Binh Industrial Park, Ho Chi Minh City, N/A, Viet Nam | GUTTA PERCHA POINTS; ABSORBENT PAPER POINTS; Disposable Dental Needle - PERALJECT27GS; PERALJECT27GL; PERALJECT30GS; PEARLJECT30GL | IIa | Materiale per mbushje kanali te dhembit, material per therjen e kanalit dhe age injektimi anestezie | Pajisje dentare
7862 | Syringe Pump: PG-907s | Euromed sh.p.k | 18.08.2020 | PROGETTI S.r.l Strada del Rondello 5, 10028 Trofarello - TO, Italy | Syringe Pump: PG-907s | llb | Jane pajisje qe perdoren per te shperndare sasi te kontrolluar te lengjeve si ushqyes, ilace dhe gjak tek pacienti. | Produkte per institucione te kujdesit shendetesor
7863 | Patient Monitor: PG M9000 | Euromed sh.p.k | 18.08.2020 | PROGETTI S.r.l Strada del Rondello 5, 10028 Trofarello - TO, Italy | Patient Monitor: PG M9000 | llb | Monitoruesit e pacintit matin, regjistrojne, shperndajne dhe shfaqin kombinime te vlerave biometrike si ritmi i zemres, SPO2, presioni i gjakut, temperatura dhe me shume. | Produkte per institucione te kujdesit shendetesor
7864 | Reagent dhe kalibrator hormonal | Evita shpk | 18.08.2020 | Roche Diagnostics GmbH, Sandhofer Strasse 116, D-68305 Mannheim, Germany | Elecsys L (sipas listes bashkengjitur) | In Vitro | Reagent dhe kalibrator hormonal per aparatin cobas | Pajisje te diagnotikimit in vitro; Pajisje laboratori
7865 | Reagent dhe kalibrator hormonal | Evita shpk | 18.08.2020 | Roche Diagnostics GmbH, Sandhofer Strasse 116, D-68305 Mannheim, Germany | Elecsys total PSA : 08791686190; 08791732190; Elecsys free PSA : 08828601190; 08828610190; total PSA CalSet II : 08838534190; free PSA CalSet : 08851964190; Elecsys PAPP-A : 08860173190; 08860181190; Elecsys free ßhCG : 08860297190; 08860319190. | In Vitro | Reagent dhe kalibrator hormonal per aparatin cobas | Pajisje te diagnotikimit in vitro; Pajisje laboratori
7866 | Reagent dhe kalibrator hormonal | Evita shpk | 18.08.2020 | Roche Diagnostics GmbH, Sandhofer Strasse 116, D-68305 Mannheim, Germany | Elecsys Anti-HBs II : 08498598190; 08498601190; 08498610190; Elecsys HBsAg II : 08814848190; 08814856190; 08814864190; Elecsys HBsAg II quant II : 08814872190; 08814899190. | In Vitro | Reagent dhe kalibrator hormonal per aparatin cobas | Pajisje te diagnotikimit in vitro; Pajisje laboratori
7867 | Analizator Instrument | Aesculap | 18.08.2020 | SENTINEL CH S.p.A. Via Robert Koch, 2 Milano, 20152, Italy | SENTIFIT® 270 Analyzer 550100 | In Vitro | Pajisje mjekesore per ekzaminimin e hershem te kancerit kolorektal | Pajisje te diagnotikimit in vitro; Pajisje laboratori
7868 | RESTORE DEB Paclitaxel Releasing PTCA Balloon Catheter (sipas listes bashkengjitur) | Biometric Albania sh.p.k. | 18.08.2020 | CRDIONOVUM GmbH Am Bonner Bogen 2, 53227 Bonn, Germany | RESTORE DEB Paclitaxel Releasing PTCA Balloon Catheter (sipas listes bashkengjitur) | lll | Balon kateter te medikuar me Pclitaxel per koronarografi. | Produkte per institucione te kujdesit shendetesor
7869 | XILMUS Sirolimus Eluting Coronary Stent System (sipas listes bashkengjitur) | Biometric Albania sh.p.k. | 18.08.2020 | CRDIONOVUM GmbH Am Bonner Bogen 2, 53227 Bonn, Germany | XILMUS Sirolimus Eluting Coronary Stent System (sipas listes bashkengjitur) | lll | Stenta koronare te medikuara. | Produkte per institucione te kujdesit shendetesor
7870 | Mepilex Transfer (sipas listes bashkengjitur) | O.E.S Distrimed sh.p.k | 18.08.2020 | Mölnlycke Health Care AB Gamlestadsvagen 3C , Box 13080, SE-402 52 Göteborg, Sweden | Mepilex Transfer (sipas listes bashkengjitur) | llb | Fasha per trajtimin e plageve te hapura, perdorim spitalor. | Produkte per institucione te kujdesit shendetesor
7871 | Face mask | O.E.S Distrimed sh.p.k | 18.08.2020 | Taizhou Honod Medical Co., Ltd. Room 601, Unit Building 19 Zhedong Leisure Home Furnishing City, Datian Street, 317004 Linhai, Taizhou, Zhejiang province, China | Face mask | l | Maske mbrojtese fytyre, perdorim spitalor etj. | Pajisje nje perdorimeshe
7872 | Self-suction Filtering Mask: S9 | O.E.S Distrimed sh.p.k | 18.08.2020 | Shenzhen Lezheng Technology Co., Ltd. B building H block, North industrial park, Iuo Yan Street. Bao an area Shenzhen, Guangdong, 518105, China | Self-suction Filtering Mask: S9 | l | Maske respiratore filtruese. | Pajisje nje perdorimeshe
7873 | Dental Medical Devices (sipas listes bashkengjitur) | Marlen/E sh.p.k | 19.08.2020 | PYRAX INTERNATIONAL 114/2 Krishan Kunj, 7 Civil Lines, Roorkee-247667, U.K India | Dental Medical Devices (sipas listes bashkengjitur) | l | Materiale dentare me pershkrimet sipas listes bashkengjitur formularit. | Pajisje dentare
7874 | Exceed ABT Acetabular System Intruments | Trimed sh.p.k | 19.08.2020 | Biomet UK Limited Waterton Industrial Estate Bridgend CF31 3XA United Kingdom | Exceed ABT Acetabular System Intruments (sipas listes bashkengjitur) | I; IIa | Instrumenta shumeperdorimesh te cilet perdoren ne nderhyrjet kirurgjikale te legenit qe behen ne komponentin acetabular | Instrumenta shumeperdorimesh.
7875 | CPAP Helmet | O.E.S Distrimed sh.p.k | 19.08.2020 | Harol SRL, 20097 San Donato Milanese - Via G.Marcora 53, Italy | CPAP Helmet (sipas listes bashkengjitur) | IIa | Aparat per lehtesimin e frymemarrjes | Produkte per institucione te kujdesit shendetesor
7876 | Taperlock Hip Instruments | Trimed sh.p.k | 19.08.2020 | Biomet UK Limited Waterton Industrial Estate Bridgend CF31 3XA United Kingdom | Hip Non-Sterile Instrumentation - Taperlock Hip Instruments (sipas listes bashkengjitur) | I; IIa | Instrumenta shumeperdorimeshe te cilat perdoren ne nderhyrjet kirurgjikale te legenit per zevendesimin e komponentit femoral | Instrumenta shumeperdorimesh
7877 | Phaceomulsification Systems and Accessories (sipas listes bashkengjitur) | Omega Optikal sh.p.k | 19.08.2020 | Johnson & Johnson Surgical Vision, Inc. 1700 East St. Andrew Pl. Santa Ana, California 92705, United States | Phaceomulsification Systems and Accessories (sipas listes bashkengjitur) | lla, llb | Aparat Phace dhe aksesoret per nderhyrje te kataraktes. | Pajisje oftalmike dhe optike
7878 | Vein Finder System | Montal sh.p.k | 19.08.2020 | Nanjing Audi Medical Equipment Co., Ltd. 310053 Binjiang District, Hangzhou - Room A1123, #368 LiuheRoad (CHN), China | Vein Finder System : VF-260-04; VF-260-03 | IIa | Pajisje mjekesore me reze infrared qe sherben per gjetjen e sakte dhe te sigurte te pozicionit te venave duke lehtesuar procesin e punktsioneve intravenoze | Pajisje diagnostikuese dhe terapeutike me rrezatim
7879 | NewTom GiANO HR (panoramic, cephalometric and tomographic X-ray system); 708K - NewTom GO (panoramic and tomographic X-ray system); RX DC (dentall intraoral systems); X-VS (digital radiography systems) | Medical Distribution shpk | 19.08.2020 | CEFLA s.c. Via Selice Provinciale, 23/A 40026 Imola (BO) - Italy | NewTom GiANO HR (panoramic, cephalometric and tomographic X-ray system); 708K - NewTom GO (panoramic and tomographic X-ray system); RX DC (dentall intraoral systems); X-VS (digital radiography systems) | lla, llb | Ssitem me rreze X panoramike, cefalometrike, tomografike. Sistem me rreze X panoramike dhe tomografike. Sistem dentar intraoral. Sistem radiografik dixhital. | Pajisje diagnostikuese dhe terapeutike me rrezatim
7880 | Dental etchant, Dental Light cured temporary filling material, etj. | ProDental sh.p.k | 20.08.2020 | SPIDENT CO., LTD, 203&312, Korea Industrial Complex, 722, Gojan-Dong, Namdong-Gu, Incheon, Korea 405-821 | Dental etchant, Dental Light cured temporary filling material (sipas listës bashkëngjitur) | IIa | Acid, material mbushes peovizor, silant, kompozit, cement, bond qe perdoren per mbushjen e dhembit. | Pajisje dentare
7881 | Surgical Instruments (Reusable and Non Powered); Dental Instruments (Reusable and Non Powered); Diagnostic Instruments | ProDental sh.p.k | 20.08.2020 | MEDFLAIR Instruments Co. 61B Liaqat Ali Road, Small Industrial Estate, Sialkot 51310-Pakistan | Surgical Instruments (Reusable and Non Powered); Dental Instruments (Reusable and Non Powered); Diagnostic Instruments | I | Instrumenta kirurgjikal, instrumnta dentar dhe instrumenta diagnostikues. | Pajisje dentare
7882 | Monoclonal Mouse Anti-Human Prostate-Specific Antigen Clone ER-PR8 | Distributor of Medical Devices Group shpk | 20.08.2020 | Dako Denmark A/S Produktionsvej 42 DK-2600 Glostrup Denmark | Monoclonal Mouse Anti-Human Prostate-Specific Antigen Clone ER-PR8 - M0750 | In Vitro | Reagente per diagnostikimin e kancerit te prostates me antigjenin specifik ER-PR8 me metoda imunohistokimie. | Pajisje te diagnostikimit in vitro
7883 | Dental Cements; Dental Polymer Based Luting Cements; Dental Core Build Up Materials; Dental Root Canal Filling Materials; Dental Temporary Cements; | ProDental sh.p.k | 20.08.2020 | Prime Dental Manufacturing, Inc.4555 West Addison Street-Chicago, Illinois 60641, United States | Dental Cements; Dental Polymer Based Luting Cements; Dental Core Build Up Materials; Dental Root Canal Filling Materials; Dental Temporary Cements; (sipas listës bashkëngjitur) | IIa | Cemente dentare dhe materiale per mbushjen e dhëmbit. | Pajisje dentare
7884 | Breast pump manual BY 15 | Farmatech sh.p.k | 20.08.2020 | Beurer GmbH, Soeflinger Str.218, 89077 Ulm, Germany | Breast pump manual BY 15 | I | Pompe gjiri manuale. | Tjeter
7885 | nebianax 3% - spray nasale (hypertonic solution with hyaluronic acid for inhalation use) | Fufarma sha | 20.08.2020 | STEVE JONES s.r.l. Via Vittorio Alfieri, 8 - 50019 Sesto Fiorentino (FI) - Italy | nebianax 3% - spray nasale (hypertonic solution with hyaluronic acid for inhalation use) | lla | Pajisje mjekesore e rekomanduar per perdorim nazal me permbajtje solucion salin hipertonik dhe acid hialutonik. | Tjeter
7886 | nebianax 3% - 5ml flaconcini (hypertonic solution with hyaluronic acid for inhalation use) | Fufarma sha | 20.08.2020 | STEVE JONES s.r.l. Via Vittorio Alfieri, 8 - 50019 Sesto Fiorentino (FI) - Italy | nebianax 3% - 5ml flaconcini (hypertonic solution with hyaluronic acid for inhalation use) | lla | Pajisje mjekesore e rekomanduar per perdorim nazal me permbajtje solucion salin hipertonik dhe acid hialutonik. | Tjeter
7887 | nebianax 3% - KIT (hypertonic solution with hyaluronic acid for inhalation use) | Fufarma sha | 20.08.2020 | STEVE JONES s.r.l. Via Vittorio Alfieri, 8 - 50019 Sesto Fiorentino (FI) - Italy | nebianax 3% - KIT (hypertonic solution with hyaluronic acid for inhalation use) | lla | Pajisje mjekesore qe permban 20 flakone me solucion salin hipertonik me acid hialuronik + shiringe + pompe per nebulim te shpejte dhe te lehte te solucionit. | Tjeter
7888 | nebianax 3% - iso KIT (hypertonic solution with hyaluronic acid for inhalation use) | Fufarma sha | 20.08.2020 | STEVE JONES s.r.l. Via Vittorio Alfieri, 8 - 50019 Sesto Fiorentino (FI) - Italy | nebianax 3% - iso KIT (hypertonic solution with hyaluronic acid for inhalation use) | lla | Pajisje mjekesore qe permban 20 flakon me solucion izotonik me ektoin + shiringe + pompe per nebulim te shpejte dhe te lehte te solucionit. | Tjeter
7889 | Titanium hemostatic clips | Evita shpk | 20.08.2020 | PETERS SURGICAL 42 rue Benoit Frachon 93013 BOBIGNY CEDEX FRANCE | Titanium Hemostatic Clips (sipas listës bashkëngjitur) | III | Klipe hemostatike titaniumi per perdorim ne kirurgji. | Pajisje nje perdorimeshe.
7890 | Medical laser with therapeutic and surgical use: SmartXide Punto 30; SmartXide Punto 50 | VaanMed sh.p.k | 19.08.2020 | DEKA M.E.L.A. Srl Via Baldanzese 17, 50041 Calenzano (FI) - Italy | Medical laser with therapeutic and surgical use: SmartXide Punto 30; SmartXide Punto 50 | llb | Lazer per: terapi DOT, lifting periokular, trajtim i shenjave, kirurgji dermatologjike, kirurgji plastike dhe estetike. | Pajisje diagnostikuese dhe terapeutike me rrezatim
7891 | Medical laser and medical light source with therapeutic uses: MOTUS AY | VaanMed sh.p.k | 19.08.2020 | DEKA M.E.L.A. Srl Via Baldanzese 17, 50041 Calenzano (FI) - Italy | Medical laser and medical light source with therapeutic uses: MOTUS AY | llb | Lazer per: depilim, trajtimin e lezioneve vaskulare, lezioneve bennje te lekures, riperteritje te lekures joablative, onikomykoze, pseudofolikulit te qimes. | Pajisje diagnostikuese dhe terapeutike me rrezatim
7892 | Medical laser and medical light source with therapeutic uses: MOTUS AX | VaanMed sh.p.k | 19.08.2020 | DEKA M.E.L.A. Srl Via Baldanzese 17, 50041 Calenzano (FI) - Italy | Medical laser and medical light source with therapeutic uses: MOTUS AX | llb | Lazer per depilim dhe lezione te pigmentuara. | Pajisje diagnostikuese dhe terapeutike me rrezatim
7893 | Universal Accessories (Battery/Electric version); Universal Accessories (Pneumatic version) (sipas listes bashkengjitur) | Trimed sh.p.k | 19.08.2020 | Zimmer Surgical S.A. Chemin du Pré Fleuri, 3 1228 Plan-les-Ouates Switzerland | Universal Accessories (Battery/Electric version); Universal Accessories (Pneumatic version) (sipas listes bashkengjitur) | l | Instrumenta shumeperdorimesh te cilet perdoren ne nderhyrjet kirurgjikale te legenit. | Instrumenta shumeperdorimesh
7894 | PROSEPT® Spray,PROSEPT® Wipes, PROSEPT®Burs, PROSEPT®Fortis | ProDental sh.p.k | 21.08.2020 | Hygiene 360 AG, Buelstrasse 17 8330 Pfaffikon ZH Switzerland | PROSEPT® Spray,PROSEPT® Wipes, PROSEPT®Burs, PROSEPT®Fortis | IIb | Produkte per dizinfektim pastrim dhe higjen. | Pajisje dentare
7895 | Surgical Gowns | O.E.S Distrimed sh.p.k | 21.08.2020 | Mölnlycke Health Care AB, Gamlestadsvagen 3C, Box 13080, SE-402 52 Göteborg, Sweden | BARRIER Surgical Gowns (sipas listës bashkëngjitur) | I, Is | Perparëse kirurgjikale dhe përparëse sterile kirurgjikale për përdorim në kirurgji. | Produkte per institucione te kujdesit shendetesor
7896 | CSF Flow Control Valves | O.E.S Distrimed sh.p.k | 21.08.2020 | Medtronic Inc. 710 Medtronic Parkway Minneapolis MN 55432 USA | CSF Flow Control Valves (sipas listës bashkëngjitur) | IIb | Valvula CSF per kontrollin e rrjedhes, perdoren ne neurokirurgji. | Produkte te implantueshme jo aktive
7897 | PROSEPT®Floor, PROSEPT®Sensi, PROSEPT®Jet D, PROSEPT®Impression, PROSEPT®Impression S | ProDental sh.p.k | 21.08.2020 | Hygiene 360 AG, Buelstrasse 17 8330 Pfaffikon ZH Switzerland | PROSEPT®Floor, PROSEPT®Sensi, PROSEPT®Jet D, PROSEPT®Impression, PROSEPT®Impression S | IIa | Produkte per dizinfektim pastrim dhe higjen. | Pajisje dentare
7898 | Defibrilator | Fedos shpk | 24.08.2020 | Nihon Kohden Corporation, 1-31-4 Nishiochiai, Shinjuku-ku, Tokyo 161-8560, Japan | Defibrillator TEC-5631 | IIb | Defibrilator per rikthimin e ritmeit te zemres gjate arrestit kardiak | Pajisje elektromekanike
7899 | Pajisje audiometrike | Fedos shpk | 24.08.2020 | INVENTUS S.r.l. Corso Stati Uniti 1/3, 35127 Padova (Padova) Italy | Audiometric Equipment :Portable audiometer- Piccolo Basic Aero | IIa | Pajisje audiometrike per regjistrinmin e aftesise degjimore | Pajisje elektromekanike
7900 | Washer Disinfectors | Biometric Albania sh.p.k. | 24.08.2020 | SMEG S.P.S VIA LEONARDO DA VINCI, 4 42016 GUASTALLA RE ITALY | Washer Disinfectors WD4060; WD4060P4 | IIb | Pastrues dhe dizinfektues per pajisje laboratorike. | Pajisje elektromekanike; Pajisje per institucione te kujdesit shendetesor
7901 | oXiris- Prismaflex Set; oXiris S- Prismaflex Set; oXiris C- Prismaflex Set | Biometric Albania sh.p.k. | 24.08.2020 | GAMRBO Industries 7, avenue Lionel Terray BP 126 69883 MEYZIEU Cedex-France | oXiris- Prismaflex Set; oXiris S- Prismaflex Set; oXiris C- Prismaflex Set | III | Filtra per pajisjen e dializes se vazhdueshme. | Produkte per institucione te kujdesit shendetesor; Pajisje terapie komplementare
7902 | Trima Accel LRS Platelet plasma Set-82300; Trima Accel LRS Platelet+Auto Pas, Plasma, RBC Set-82410; Trima Accel Multiplasma Set-82700 | Euromed sh.p.k | 26.08.2020 | Terumo BCT Inc, 10811 West Collins Avenue, Lakewood, Colorado, 80215, USA | Trima Accel LRS Platelet, Plasma Set-82300; Trima Accel LRS Platelet+Auto Pas, Plasma, RBC Set-82410; Trima Accel MultiPlasma Set-82700 | IIb | Sete që përdoren për të ndarë gjakun e tere në përbërësit e tij si trombocite, plazmen dhe qelizat e kuqe te gjakut. | Pajisje laboratori; Pajisje një përdorimëshe
7903 | Surgical Suction Equipment: New ASKIR 30 (Ref Re 310100/02, 310100/03, 310100/62, 310100/63, 310101/02, 310100/53); New ASKIR 30 Proximity (Ref Re 310100/55, 310100/56, 310101/03, 310101/04) | Farmaworld sh.p.k | 25.08.2020 | CA-MI srl via Ugo La Mafia 13 - Frazione Pilastro - 43013 Langhirano (PR) Italia | Surgical Suction Equipment: New ASKIR 30 (Ref Re 310100/02, 310100/03, 310100/62, 310100/63, 310101/02, 310100/53); New ASKIR 30 Proximity (Ref Re 310100/55, 310100/56, 310101/03, 310101/04) | lla | Aspitator kirurgjikal - pajisje per aaspirim nazal, oral dhe trakeal te lengjeve trupore. Perdoret ne ambjent profesional dhe ne kushte shtepie. | Tjeter
7904 | Aerosol Therapy Equipment: CLINEB (Ref Re 300550/03); CLINEB Basic (Ref Re 300551/03) | Farmaworld sh.p.k | 25.08.2020 | CA-MI srl via Ugo La Mafia 13 - Frazione Pilastro - 43013 Langhirano (PR) Italia | Aerosol Therapy Equipment: CLINEB (Ref Re 300550/03); CLINEB Basic (Ref Re 300551/03) | lla | Aparat aerozoli me ndarje te medha per aksesoret dhe barnat. Perdoret ne terapi intensive ne klinika dhe spitale. | Tjeter
7905 | Surgical Suction Equipment: New ASPIRET (Ref Re 310001, 310001/01, 310001/19) | Farmaworld sh.p.k | 25.08.2020 | CA-MI srl via Ugo La Mafia 13 - Frazione Pilastro - 43013 Langhirano (PR) Italia | Surgical Suction Equipment: New ASPIRET (Ref Re 310001, 310001/01, 310001/19) | lla | Aspitator kirurgjikal - pajisje per aaspirim nazal, oral dhe trakeal te lengjeve trupore. Perdoret ne ambjent profesional dhe ne kushte shtepie. | Tjeter
7906 | CT Scanner System: MX 16-slice | Health & Light shpk | 25.08.2020 | Philips Healthcare (Suzhou) Co., Ltd. No.258,zhongyuan Road Suyhou Industrial Park 215024 Suyhou,Jiangsu Province People's Republic of China | CT Scanner System: MX 16-slice | llb | Ssitem tomogragie i kompjuterizuar per diagnostikim imazherik. | Pajisje diagnostikuese dhe terapeutike me rrezatim
7907 | Gant D'examen Latex non Sterile non Poudre | Fedos shpk | 25.08.2020 | Didactic 1800 Route des Bleutes 76430 Etainhaus - France | Gant D'examen Latex non Sterile non Poudre | l | Doreza latex jo sterile pa puder, nje perdorimeshe. | Pajisje nje perdorimeshe
7908 | Adhesive elastic bandages | Fedos shpk | 25.08.2020 | Yangzhou Super Union Medical Material Co., Ltd. No.118 Xishan South Road, Chenji Town ,211408 Yizheng City, Jiangsu Province, People's Republic of China | Adhesive elastic bandages | l | Bende jo sterile | Pajisje nje perdorimeshe
7909 | Implants for CMF Surgery (sipas listes bashkengjitur) | O.E.S Distrimed sh.p.k | 27.08.2020 | Gebrüder Martin GmbH & Co. KG, KLS Martin Platz 1 78532 Tuttlingen/Germany | Implants for CMF Surgery (sipas listes bashkengjitur) | llb | Implante maksilofaciale. | Pajisje te implantueshme jo aktive
7910 | BIS VISTA Monitor in a box: 186-1046; BIS VISTA monitor: 185-0151; BSIX Module: 186-0195-AMS | O.E.S Distrimed sh.p.k | 27.08.2020 | Covidien Ilc 15 Hampshire Street Mansfield,MA 02048 USA | BIS VISTA Monitor in a box: 186-1046; BIS VISTA monitor: 185-0151; BSIX Module: 186-0195-AMS | llb | Pajisje mjekesore per monitorimin e pacienteve, perdorim ne salla kirurgjikale. | Pajisje elektromekanike
7911 | EEA™ Circular Stapler with Tri-Staple™ Technology (sipas listes bashkengjitur) | O.E.S Distrimed sh.p.k | 27.08.2020 | Covidien Ilc 15 Hampshire Street Mansfield,MA 02048 USA | EEA™ Circular Stapler with Tri-Staple™ Technology (sipas listes bashkengjitur) | llb | Staplera rrethore me teknologjine Tri-Staple. | Pajisje nje perdorimeshe
7912 | GIA™ Stapler with Tri-Staple™ Technology 80mm Medium/Thick: GIA80MTS; GIA™ Black Stapler with Tri-Staple™ Technology 80mm Extra Thick: GIA80XTS; GIA™ Cartridge with Tri-Staple™ Technology 80mm Medium/Thick: GIA80MTC; GIA™ Black Cartridge with Tri-Staple™ Technology 80mm Extra Thick: GIA80XTC | O.E.S Distrimed sh.p.k | 27.08.2020 | Covidien Ilc 15 Hampshire Street Mansfield,MA 02048 USA | GIA™ Stapler with Tri-Staple™ Technology 80mm Medium/Thick: GIA80MTS; GIA™ Black Stapler with Tri-Staple™ Technology 80mm Extra Thick: GIA80XTS; GIA™ Cartridge with Tri-Staple™ Technology 80mm Medium/Thick: GIA80MTC; GIA™ Black Cartridge with Tri-Staple™ Technology 80mm Extra Thick: GIA80XTC | llb | Staplera kirurgjikale, si dhe kartrigje kapesesh kirurgjikale. | Pajisje nje perdorimeshe
7913 | Bio RCI-HA; BIOSURE HA | LAYO sh.p.k | 27.08.2020 | Smith & Nephew,Inc. Endoscopy Division, 150 Minuteman Road Andover, Massachusetts 01810-1031, USA | Bio RCI-HA; BIOSURE HA(sipas listes bashkengjitur) | IIb | Bioabsorbable Interferance Screw, vida te absorbueshme endoskopie te perdorura ne kirurgjite e sherbimit te ortopedise | Pajisje te implantueshme
7914 | Allcem Veneer Try In; Desensibilize KF; Condac 37%, Top Dam (Dental Devices and Accessories) | ProDental sh.p.k | 28.08.2020 | Dentscare Ltda. FGM Produtos Odontológicos Av. Edgar Nelson Meister, 474 Joinville, Santa Catarina 89219-501 Brasil | Allcem Veneer Try In; Desensibilize KF; Condac 37%, Top Dam (Dental Devices and Accessories) | l | Cement, ules sensiviteti, acid, barriere per izolimin e gingivave gjate zbardhimit. | Pajisje dentare
7915 | Vittra APS; Allcem Core; Allcem Veneer APS; Orthocem (non-sterile polymer-based restorative materials) | ProDental sh.p.k | 28.08.2020 | Dentscare Ltda. FGM Produtos Odontológicos Av. Edgar Nelson Meister, 474 Joinville, Santa Catarina 89219-501 Brasil | Vittra APS; Allcem Core; Allcem Veneer APS; Orthocem (non-sterile polymer-based restorative materials) | lla | Kompozit, cement rezinoz, cement rezinoz, cement per ngjitjen e braketave. | Pajisje dentare
7916 | Formalin ready to use | Evita shpk | 27.08.2020 | BIO-OPTICA MILANO S.p.a Via San Faustino 58, 20134 Milano, Italy | Formalin ready to use (sipas listes bashkalidhur) | In Vitro | Solucion formaline 10% per perdorim ne laboratore histokimike | Tjeter
7917 | Biocor valve; Epic Valve; Epik supra valve | Biometric Albania sh.p.k. | 27.08.2020 | St. Jude Medical 177 County Road B East St. Paul, Minnesota 55117, USA | Biocor™ Valve; Epic™ Valve; Epic™ Supra Valve (sipas listes bashkalidhur) | lll | Valvola biologjike: Aortike dhe Mitrale per zemren | Pajisje te implantueshme jo aktive; pajisje nje perdorimeshe; pajisje me prejardhje biologjike
7918 | Orthodontic Wax | Farmatech sh.p.k | 28.08.2020 | Industria Zingardi S.r.l., Via Mazzini N.161-CAP 15067-Novi Ligure (AL) | Orthodontic Wax Curasept | l | Dylle ortodontik | Tjeter
7919 | Valvola Trifecta™ | Biometric Albania sh.p.k. | 27.08.2020 | St. Jude Medical 177 County Road B East St. Paul, Minnesota 55117, USA | Trifecta™ Valve; Trifecta™ Valve with Glide™ Technology (sipas listes bashkalidhur) | lll | Valvola Aortike biologjike per zemren | Pajisje te implantueshme jo aktive; pajisje nje perdorimeshe; pajisje me prejardhje biologjike
7920 | Dental Medical Devices (sipas listes bashkengjitur) | ProDental sh.p.k | 28.08.2020 | Shanghai Zogear Industries Co., Ltd. Suite 303, Building 4, No. 406 Kang Yi Road, Kang Qiao Town, Pudong New District, 201315 Shanghai, P.R.China | Dental Medical Devices (sipas listes bashkengjitur) | l | Leter artikulacioni, mbajtese roleje pambuku, mantelina, role pambuku, mbrojtese pr fytyren, djeges dhe preres gutta perke, hapese goje, tas per perzierje, furca, kanjula, syze mbrojtese, goma, kapese manteline. | Pajisje dentare
7921 | NiTin Forceps; NiTin Sectional Matrix Kits; NiTin Rings; NiTin G-Wedge; (sipas listes bashkengjitur) | ProDental sh.p.k | 28.08.2020 | Garrison Dental Solutions 150 DeWitt Lane, Spring Lake MI 49456 USA | NiTin Forceps; NiTin Sectional Matrix Kits; NiTin Rings; NiTin G-Wedge; (sipas listes bashkengjitur) | l | Instrumenta dentar per riformimin e murit te dhembit, matrica, portmatrica, kunja dentare. | Pajisje dentare
7922 | Face Mask / Yüz Maskesi | Konex shpk | 31.08.2020 | Promoy Medikal Sistemler Otomotiv San. Ve Tic. Ltd. Şti. Barbaros Mh. Mor Leylak Sk. Androneda C1 Blok Apt. No: 2B/12 Ataşehir / İSTANBUL | Face Mask / Yüz Maskesi | l | Maske fytyre. | Pajisje nje perdorimeshe
7923 | Medical laser and medical light source with therapeutic use: SYNCHRO FT | VaanMed sh.p.k | 31.08.2020 | DEKA M.E.L.A. Srl Via Baldanzese 17, 50041 Calenzano (FI) - Italy | Medical laser and medical light source with therapeutic use: SYNCHRO FT | llb | Lazer per trajtime vaskulare, heqjen e qimeve, lezione beninje te pigmentuara, rigjenerime jo-ablative e lekures, pseudofollikulitis e qimes. | Pajisje diagnostikuese dhe terapeutike me rrezatim
7924 | Radio Frequency device with therapeutic use: ONDA | VaanMed sh.p.k | 31.08.2020 | DEKA M.E.L.A. Srl Via Baldanzese 17, 50041 Calenzano (FI) - Italy | Radio Frequency device with therapeutic use: ONDA | llb | Lazer per dhjamin e lokalizuar, celulitin, tonifikimin e lekures. | Pajisje diagnostikuese dhe terapeutike me rrezatim
7925 | Harvard Ionoresin Cem Extra: 7061116 (cement dental glass ionomer) | Albadent shpk | 31.08.2020 | Harvard Dental International GmbH Margaretenstraße 2 - 4, 15366 Hoppegarten, Germany | Harvard Ionoresin Cem Extra: 7061116 (cement dental glass ionomer) | lla | Cement jonomer qelqi. | Pajisje dentare
7926 | Cavity liners, dental adhesives, glass ionomer & resin composite materials, periodontal dressings, pit and fissure sealants, pulp capping materials etj (sipas listes bashkengjitur) | Albadent shpk | 31.08.2020 | Pulpdent Corporation 80 Oakland Street, Watertown, MA 02471 USA | Cavity liners, dental adhesives, glass ionomer & resin composite materials, periodontal dressings, pit and fissure sealants, pulp capping materials etj (sipas listes bashkengjitur) | lla | Shtresa izoluese, adeziv dentar, mbushje ionomeri qelqi dhe rezine, veshje periodontale, silant per gropat dhe fisurat, shtrese izoluese direkte per pulpen etj. | Pajisje dentare
7927 | Disposable Medical Masks: TL-M01 | ProDental sh.p.k | 31.08.2020 | Shenzhen Tialong Century Technology Development Co., Ltd. 3 & 5th floor, Building 1, Quanxinyuan Industrial zone, Tongsheng community, Dalang street strees, Longhua District, Shenzhen, P.R.China | Disposable Medical Masks: TL-M01 | l | Maske fytyre. | Pajisje nje perdorimeshe
7928 | Whiteness HP Maxx; Whiteness HP AutoMixx; Whiteness HP Blue; Duoflourid Xll | ProDental sh.p.k | 31.08.2020 | Dentscare Ltda. FGM Produtos Odontológicos Av. Edgar Nelson Meister, 474 Joinville, Santa Catarina 89219-501 Brasil | Whiteness HP Maxx; Whiteness HP AutoMixx; Whiteness HP Blue; Duoflourid Xll | l | Zbardhues dhembesh, mineralizues dhembesh. | Pajisje dentare
7929 | COLENTA Dry Laser Imager HighCap XLp: DX16610376 Firmware Version 1.x | Montal sh.p.k | 31.08.2020 | COLENTA Labortechnik GmbH & Co. KG Neunkirchner Strasse 117 A-2700 Wiener Neustadt Austria | COLENTA Dry Laser Imager HighCap XLp: DX16610376 Firmware Version 1.x | l | Pajisje mjekesore te thata te perfitimit te imazheve me rreze lazer nepermjet filmave qe perpunohen termikisht pa pasur nevojen e perpunimit kimik te lagur. | Pajisje elektromekanike
7930 | Alinity i HBsAg Qualitative II Reagent Kit: 08P1022 (200 tests); Alinity i HBsAg Qualitative II Reagent Kit: 08P1032 (1200 tests); Alinity i HBsAg Qualitative II Calibrators: 08P1001; Alinity i HBsAg Qualitative II Controls: 08P1010 | Labopharma shpk | 31.08.2020 | Abbott Ireland Diagnostics Division Finisklin Buisness Park, Sligo, Ireland | Alinity i HBsAg Qualitative II Reagent Kit: 08P1022 (200 tests); Alinity i HBsAg Qualitative II Reagent Kit: 08P1032 (1200 tests); Alinity i HBsAg Qualitative II Calibrators: 08P1001; Alinity i HBsAg Qualitative II Controls: 08P1010 | In Vitro | Eshte nje imunoanalize mikrogrimcash kemilumineshente (CMIA) qe sheben per percaktimin cilesor te antigenit siperfaqesor te hepatitit B. | Pajisje te diagnostikimit in vitro
7931 | Architect Anti-HCV | Pegasus sh.p.k | 01.09.2020 | Abbott GmbH Max-Planck-Ring 2 65205 Wiesbaden, Germany | ARCHITECHT :Anti-HCV Reagent Kit(1 x 100 tests)-6C37-28; Anti-HCV Reagent Kit(1 x 500 tests)-6C37-33; Anti-HCV Reagent Kit(1 x 100 tests)-6C37-38; Anti-HCV Calibrators-6C37-02; Anti-HCV Controls-6C37-15 | In Vitro | Imunoanalize per antitrupat e hepatitit C; Kalibrator qe perdoren gjate analizes; Kontroll per precizionin e analizes | Pajisje te diagnostikimit in vitro
7932 | Ophtalmic Instruments | Pegasus sh.p.k | 01.09.2020 | HEINE Optotechnik GmbH & Co. KG Kientalstrasse 7 D-82211 Herrsching, Germany | Ophtalmic Instruments (sipas listes bashkalidhur) | l | Pajisje mjekesore optike dhe oftalmike | Pajisje oftalmike dhe optike
7933 | Tracheal Stent | O.E.S Distrimed sh.p.k | 08.08.2020 | Micro-Tech (Nanjing) Co., Ltd. NO. 10 Gaoke Third Road, Nanjing National Hi-Tech, Industrial Development Zone, Nanjing 210032, Jiangsu Province, PR.China | Tracheal Stent | IIb | Stenta trakeale qe perdoren ne kirurgjine respiratore. | Pajisje nje perdorimeshe.
7934 | Dental Burs | Albadent Group | 01.09.2020 | Strauss & Co. Industrial Diamonds Ltd. 19 Hayezira Street P.O.B 2521 Raanana,4366363 Israel | Dental Burs (sipas listes bashkalidhur) | lla | Freza dentare per turbinen, mikromotorin dhe pjesamentin | Pajisje dentare
7935 | Harvard BioCal | Albadent Group | 01.09.2020 | Harvard Dental International GmbH Margaretenstraße 2-4 15366 Hoppegarten, Robert-Bosch-Straße 2 25335 Elmshorn | Harvard BioCal - 7081550 | lla | Shtrese izoluese per pulpen | Pajisje dentare
7936 | Architect Total β-hCG | Pegasus sh.p.k | 02.09.2020 | Abbott Ireland Diagnostics Division Lisnamuck, Longford Co. Longford Ireland | Architect Total β-hCG Reagent Kit: 7K78-20 (100 tests); 7K78-25 (100 tests); 7K78-30 (2000 tests); 7K78-35 (500 tests); Architect Total β-hCG Calibrators 7K78-01; Architect Total β-hCG | In Vitro | Imunoanalize mikrogrimcash kemilumineshente per percaktimin sasior dhe cilesor te gonadotropines β humane koroionike; kalibratori dhe kontrolli per precizionin e analizes | Pajisje te diagnostikimit in vitro
7937 | Architect Rubella IgG | Pegasus sh.p.k | 02.09.2020 | Abbott Ireland Diagnostics Division, Finisklin Business Park, Sligo, Ireland | Architect Rubella IgG : Reagent Kit 6C17-26 (100 tests); Reagent Kit 6C17-36 (500 tests); Architect Rubella IgG Calibrators 6C17-03; Architect Rubella IgG Controls 6C17-13 | In Vitro | Imunoanalize mikrogrimcash kemilumineshente per percaktimin sasior te antitrupave IgG te prodhur kunder virusit Rubella; kalibratori dhe kontrolli per precizionin e analizes | Pajisje te diagnostikimit in vitro
7938 | Cell-DYN 29 Plus Controll | Pegasus sh.p.k | 02.09.2020 | Abbott Laboratories Diagnostic Division,Abbott Park,Illinois 60064,USA | Cell-DYN 29 Plus Controll with Retic Full Pack - 08H58-01; Cell-DYN 29 Plus Controll with Retic Half Pack - 08H58-02 | In Vitro | Material kontrolli I cilesise per hematologjine e gjakut | Pajisje te diagnostikimit in vitro
7939 | Architect DHEA-S | Pegasus sh.p.k | 02.09.2020 | Abbott GmbH & Co. KG Max -Planck - Ring 2, 65205 Wiesbaden, Germany | Architect DHEA-S: Reagent Kits (4 x 100 tests)- 8K27-21; Reagent Kits (1 x 100 tests)- 8K27-27; Architect DHEA-S Controls - 8K27-11 ; Architect DHEA-S Calibrators - 8K27-02 | In Vitro | Imunoanalize mikrogrimcash kemilumineshente per percaktimin sasior te sulfatit te dehidroepiandrosteronit ne serumin njerezor dhe ne plazem; kalibratori dhe kontrolli per precizionin e analizes | Pajisje te diagnostikimit in vitro
7940 | Belagel CaP; Belagel F; Polident N2; Air-Clean-PREP; Air-Clean-Prof | ProDental sh.p.k | 02.09.2020 | JSC «EP «VladMiVa» Studencheskaya Str.19 308023, Russia, Belgorod, Russia | Belagel Ca/P - 5ml ; Belagel F - 5ml (whitening, remineralizing and flourinating of tooth enamel); Polident N2 - 90g (polishing calcifying pastes for natural teeth); Air-Clean-PREP-40g ; Air-Clean-PROF 300g lemon; Air-Clean-PROF 300g cherry (for preparation and polishing teeth by sandblasting method) | l | Material per zbardhim dhe rimineralizimin e dhembit, paste per pastrimin e cipave te dhembeve dhe lustrim, pastrim te gurezave | Pajisje dentare
7941 | BD Vacutainer® 9NC | Pegasus sh.p.k | 02.09.2020 | Becton, Dickinson and Company Belliver Industrial Estate, Belliver Way, Roborough, Plymouth, PL6 7BP, Uk | BD Vacutainer® 9NC 0105M 6ml 13x100mm - 366575; BD Vacutainer® 9NC 0.129M 4.5ml 13x75mm - 366646; BD Vacutainer® 9NC 0.5ml 0.105M Blood Collection Tubes - 367691; BD Vacutainer® 9NC 0129M Blood Collection Tubes - 367704; BD Vacutainer® 9NC 0.5ml 0.105M Buffered Trisodium Citrate Blood Collection Tubes - 367714 | In Vitro | Epruveta te cilat perdoren per kryerjen e analizave te gjakut | Pajisje te diagnostikimit in vitro
7942 | Graft i Valvuar | Biometric Albania sh.p.k. | 02.09.2020 | St. Jude Medical, 177 County Road B East, St. Paul, Minnesota 55117, USA | SJM Masters HP ™ Valved graft with gelweave Valsava™ Technology(sipas listes bashkengjitur) | III | Grafte te valvual per valvulat e zemres | Pajisje te implantueshme jo aktive
7943 | Masters Series Aortic Valved Graft with Hemashield ® graft technology | Biometric Albania sh.p.k. | 02.09.2020 | St. Jude Medical, 177 County Road B East, St. Paul, Minnesota 55117, USA | SJM ™ Masters Series Aortic Valved Graft with Hemashield ® graft technology (sipas listes bashkengjitur) | III | Grafte te valvual per valvulat e zemres | Pajisje te implantueshme jo aktive
7944 | Mediphot DLM - Dry Laser mammography Imaging Film | Montal sh.p.k | 02.09.2020 | COLENTA Labortechnik GmbH & Co. KG Neunkirchner Strasse 117 A- 2700 Wiener Neustadt Austria | Mediphot DLM- Dry Laser Imaging Mammography Film 26x36cm ( 1O"x14") - 150 sheets DLM26x36; Mediphot DLM- Dry Laser Imaging Mammography Film 26x30cm ( 1O"x12") - 150 sheets DLM25x30; Mediphot DLM- Dry Laser Imaging Mammography Film 20x25cm ( 8"x10") - 150 sheets DLM20x25 | I | Jane filma te thate te perfitimit te imazheve mamografike me reze lazer dhe qe perpunihen termikisht pa pasur nevojen e perpunimit kimik te lagur | Tjeter
7945 | Pajisje dentare | ProDental sh.p.k | 02.09.2020 | JSC «EP «VladMiVa» Studencheskaya Str.19 308023, Russia, Belgorod, Russia | Dental Medical Device (sipas listes bashkalidhur) | lla | Pajisje dentare: vida qelqi, bond, cement, kompozit, mbushje provizore, etj. | Pajisje dentare
7946 | Evis Lucera Elite Video System Center | Medfau shpk | 03.09.2020 | Olympus Medical Systems Corp. 2951 Ishikawa-cho, Hachioji-shi, Tokyo 192-8507 Japan | Evis Cystovideoscope - CYF-240, CYF-240A; Evis Lucera Elite Colonovideoscope - Olympus CF-HQ290L/I; Evis Lucera Elite Xenon Light Source - Olympus CLV-290SL; Evis Lucera Elite Video System Center - Olympus CV-290; Evis Lucera Elite GastroIntenstinal Videoscope - Olympus GIF-HQ290 | I; IIa | Pajisje endoskopie | Tjeter
7947 | Dental Diamond Burs | Albadent Plus sh.p.k | 04.09.2020 | Strauss & Co. Industrial Diamonds LTD, 19 Hayezira st. P.O. Box 2521 Ra'anana 4366363 Israel | Dental Diamond Burs (sipas listës bashkëngjitur) | IIa | Freza dentare. | Pajisje dentare
7948 | Elipse Gastric Ballon System | Salutalb | 04.09.2020 | Allurion Technologies, Inc. 14 Huron Drive Natick MA 01760 USA | Elipse Gastric Ballon System: Elipse™Device - FS010-17; FS010-19; FS010-20 ; Elipse™Filler Kit-FD011-02; Elipse™Stylet - FD012-01; FD012-03; Elipse™Practice Capsule - FD013-01 | llb | Sisteme balonash intragastrike qe perdoren per supresim oreksi | Pajisje nje perdorimeshe
7949 | Dental products | Albadent Group sh.p.k | 04.09.2020 | Olident Sp.Z.o.o, Sp.k, Podleze 653, 32-003 Podleze Poland | Dental products (sipas listës bashkëngjitur) | IIa | Pajisje dentare , acide dentare, materiale mbushjeje dentare per restaurim, freza dentare dhe materiale provizore per ura. | Pajisje dentare
7950 | ENFIT TRANSITION CONNECTORS FOR ENTERAL APPLICATIONS | Montal sh.p.k | 04.09.2020 | Cedic s.r.l Via Liberazione 63/9 20068 Peschiera Borromeo (MI) ITALY | ENFIT TRANSITION CONNECTORS FOR ENTERAL APPLICATIONS (sipas listës bashkëngjitur) | I | Janë adaptorë qe sigurojnë pajtueshmërinë e grupeve të ushqimit ENFit me setet origjinale të administrimit. | Pajisje një përdorimëshe
7951 | QIAsymphony SP | Biometric Albania sh.p.k. | 08.09.2020 | Qiagen GmbH Qiagen Strasse 1 40724 Hilden Germany | QIAsymphony SP - Q9001227 | In Vitro | Pajisje per diagnostikim IVD per biologji molekulare | Pajisje te diagnostikimit in vitro; produkte per institucione te kujdesit shendetesor; pajisje laboratori
7952 | Patient monitor; Pulse Oximeter | Biometric Albania sh.p.k. | 08.09.2020 | Guangdong Biolight Meditech Co., Ltd. No.2 Innovation First Road Technical Innovation Coast Hi-tech Zone, Zhuhai 519085 Zhuhai, Guangdong PR of China | Patient monitor - M800; Pulse Oximeter: M70; M70A; M70B; M70C; M70D | llb | Pajisje per monitorimin e perqendrimit te oksigjenit ne gjak | Pajisje elektromekanike; Produkte per institucione te kujdesit shendetesor
7953 | Tazuna PTCA Balloon Dilatation Catheter | Biometric Albania sh.p.k. | 08.09.2020 | Terumo Corporation, 44-1, 2-chome, Hatagata, Shibuya-ku, Tokyo 151-0072, Japan | Tazuna PTCA Balloon Dilatation Catheter (sipas listes bashkalidhur) | lll | Kateter me balon per hapje venash | Pajisje nje perdorimeshe; Produkte per institucione te kujdesit shendetesor
7954 | Savina Intensive Care Ventilator | Medfau shpk | 08.09.2020 | Drägerwerk AG&Co. KGaA Moislinger Allee 53-55 23542 Lübeck Germany | Savina Intensive Care Ventilator (sipas listes bashkalidhur) | IIb | Respirator qe perdoret per terapi intensive | Pajisje anestezie dhe respiratore
7955 | Advia 560 Hematology Analyser | Medfau shpk | 08.09.2020 | Siemens Healthcare Diagnostics Inc. 511 Benedict Avenue Tarrytown, NY, 10591-5097, USA | ADVIA 560 Hematology System - 11170842 | In Vitro | Analizator gjaku, pajisje hematologjie | Pajisje te diagnostikimit in vitro
7956 | Dental burs with diamond heads "RosBel" | ProDental sh.p.k | 08.09.2020 | JSC "Experimental Plant"VladMiVa", 19*Studencheskaya Str., Belgorod 308023, Russia | Dental burs with diamond heads "RosBel" | I | Freze dentare | Pajisje dentare
7957 | Defibrillator/Monitor, D500 | Montal sh.p.k | 04.09.2020 | Mediana co., Ltd. 132, Donghwagongdan-ro, Munmak-eup, Wonju-si, Gangwon-do, Korea | Defibrillator/Monitor, D500 | IIb | Pajisje qe sherben per monitorimin e funksionimit te zemres se pacientit dhe per dergimin e goditjes elektrike ne rastet e nje aritmie te rrezikshme. | Pajisje diagnostikuese dhe terapeutike me rrezatim
7958 | COLENTA Dry Laser Imager HighCap Xp | Montal sh.p.k | 04.09.2020 | COLENTA Labortechnik GmbH & Co. KG Neunkirchnerstrasse 117 A-2700 Wiener Neustadt | COLENTA Dry Laser Imager HighCap Xp (Art No. DX16448307)-Firmware V10.x | I | Pajisje mjekesore te thata te perfitimit te imazheve me reze lazer nepermjet filmave qe perpunohen termikisht pa pasur nevoojen e perpunimit kimik te lagur. | Pajisje elektromekanike
7959 | Silicone T-Drainage Tube, Silicone Y-Drainage Tube, Silicone T-Y Drainage Tube | Montal sh.p.k | 04.09.2020 | FORTUNE MEDICAL INSTRUMENT CORP. 6FL., NO.29, SEC. 2, JHONGJHENG E. RD., DANSHUEI DIST, NEW TAIPEI CITY 251, TAIWAN | Silicone T-Drainage Tube-1910; Silicone Y-Drainage Tube-1920; Silicone T-Y Drainage Tube-1930 | IIa | Tub qe futet ne fshikezen e urines nepermjet murit abdominal. | Pajisje një përdorimëshe
7960 | Mediphot DL - Dry Laser Imaging Film | Montal sh.p.k | 04.09.2020 | COLENTA Labortechnik GmbH & Co. KG Neunkirchnerstrasse 117 A-2700 Wiener Neustadt | Mediphot DL- Dry Laser Imaging Film 35x43cm (14"x17")-100 sheets-47410 29044; Mediphot DL- Dry Laser Imaging Film 26x36cm (10"x14")-150 sheets-47410 29038; Mediphot DL- Dry Laser Imaging Film 25x30cm (10"x12")- 150 sheets-47410 29040; Mediphot DL- Dry Laser Imaging Film 20x25cm (8"x1O")- 150 sheets-47410 29039 | I | Filma te thata te perfitimit te imazheve me reze lazer qe perpunohen termikisht pa pasur nevoojen e perpunimit kimik te lagur. | Tjeter
7961 | Dental Unit: X1; X3; X5;X9 | Marlen/E sh.p.k | 09.09.2020 | Foshan Cingol Medical Instrument Co., Ltd. 2ND Flood, The Warehouse of Guangdong YangChen CO. Southern China Hardware Industrial Bast, Danzao Town, Nanhai District, Foshan City, Guangdong Province, China | Dental Unit: X1; X3; X5;X9 | IIa | Poltron dhe krahu I punes se instrumentave te doktorit dhe asistentit me gjithe llampen ndricuese te lidhura me kompresor ajri. | Pajisje dentare
7962 | Suture cutter straight: AR-11790F (Nonsterile Reusable Instruments) | OrthoNet 360 sh.p.k | 09.09.2020 | Arthrex, Inc. 1370 Creekside Boulevard Naples Florida 34108-1945 USA | Suture cutter straight: AR-11790F (Nonsterile Reusable Instruments) | l | Instrumenta jo sterile shumeperdorimeshe per kirurgjine ortopedike. | Instrumenta shumeperdorimesh
7963 | DX Easy Imaging X-AQS, X-PACS, X-AQS PACS - Version 2.xx | Montal sh.p.k | 09.09.2020 | COLENTA Labortechnik GmbH & Co. KG Neunkirchnerstrasse 117 A-2700 Wiener Neustadt | 1. CR-XR: -DX Easy Imaging CR Retrofit Kit HighCap Xr - CR Image Reader HighCap Xr - X-AQS Software 2. CR-XLR:- dx Easy Imaging CR Retrofit Kit HighCap XLr - CR Image Reader HighCap Xr - X-AQS Software 3. PE1417-WL:- DX Easy Imaging DR Retrofit Kit PE1417-WL - DR Flat Panel Detector PE 1417-WL OA - X-AQS Software 4. PE1717-W:- DX Easy Imaging DR Retrofit Kit PE1717-W - DR Flat Panel Detector PE 1717-W OA - X-AQS Software | IIb | Sisteme te komunikimit dhe arkivimit te pamjeve radiologjike te rrezeve X. | Pajisje diagnostikuese dhe terapeutike me rrezatim
7964 | Disposable Mask: AST175A (175mm x 95mm) | VASS-MED shpk | 09.09.2020 | Anhui Hunang New Material Technology Co., Ltd. NO. 5, Hongpu Road, Huaining County Industrial Park, Anqing, Anhui Province, China | Disposable Mask: AST175A (175mm x 95mm) | l | Maska mbrojtese nje perdorimeshe per fytyren. | Pajisje nje perdorimeshe
7965 | Oxygen Concentrator | Farma Net Albania shpk | 09.09.2020 | Jiangsu Yuyue Medical Equipment & Supply Co., Ltd. Yunyang industrial Park 212300 danyang, Jiangsu PEOPLES'S REPUBLIC OF CHINA | Oxygen Concentrator | IIa | Pajisje qe koncentron oksigjenin. | Pajisje anestezie dhe respiratore
7966 | Protective Films (Varnish): Copal resin varnish (Dental devices) | Primary Dental sh.p.k | 09.09.2020 | J. RIPOLL, S.L. C/Rio Tietar, 20 Pol. Ind. El Nogal 28110 Algete Madrid (ESPANA/SPAIN) | Protective Films (Varnish): Copal resin varnish (Dental devices) | lla | Solucion qe aplikohet ne trajte filmi mbrojtes per dhembin (varnish). | Pajisje dentare
7967 | Dental consumables (sipas listes bashkengjitur) | ProDental sh.p.k | 09.09.2020 | Swedish Dental Supplies AB Södervägen 30, SE-232 52 ǺKARP, Sweden | Dental consumables (sipas listes bashkengjitur) | lla | Tuba per thithjen e peshtymes, dhembe provizor dhe forma kurorash, vida, vida titani, dhembe provizor. | Pajisje dentare
7968 | Dental consumables (sipas listes bashkengjitur) | ProDental sh.p.k | 09.09.2020 | Swedish Dental Supplies AB Södervägen 30, SE-232 52 ǺKARP, Sweden | Dental consumables (sipas listes bashkengjitur) | l | Leter artikulacioni, adaptor per tubat e thisthjes se peshtymes, kunja, furca bondi, bisht furce bondi, shiringa plastike nje perdorimeshe, hapes goje, diga, celes per vidat, mbajtese matrice, mbajtese pambuku etj | Pajisje dentare
7969 | SJM Regent™ Valve (Rotatable); SJM™ Masters Series (Rotatable) | Biometric Albania sh.p.k. | 09.09.2020 | St. Jude Medical 177 Country Road B East St. Paul, Minnesota 55117 USA | SJM Regent™ Valve (Rotatable); SJM™ Masters Series (Rotatable) (sipas listës bashkëngjitur) | III | Valvula mekanike zemre. | Pajisje te implantueshme jo aktive; Pajisje nje perdorimëshe; Produkte për institucione të kujdesit shëndetësor
7970 | Dental buts | ProDental sh.p.k | 09.09.2020 | Medin a.s. Vlachovická 619, 592 31, Nově Město na Moravě, Czech Republic | Dental Burs (sipas listes bashkalidhur) | IIa | Freza dentare per preparimin e dhembit | Pajisje dentare
7971 | SEER 1000 | Montal sh.p.k | 09.09.2020 | GETEMED Medizin-und Informationstechnik AG oderstr. 77 14513 Teltow Germany | SEER 1000-24 hour; SEER 1000-8 hour; SEER 1000-7 day | IIa | Pajisje diagnostikuese qe sherbejne per te kryer nje analize te aktivitetit afatgjate te zemres. | Pajisje diagnostikuese dhe terapeutike me rrezatim
7972 | Autoanalizator Biokimik | Medfau shpk | 09.09.2020 | DiaSys Diagnostic Systems GmbH, Alte Strasse 9, 65558 Holzheim, Germany | Respons 910 (sipas listes bashkalidhur) | In Vitro | Reagente, kontrolle, kalibratore dhe standarte laboratorike | Pajisje te diagnostikimit in vitro
7973 | Video Laryngoscope | Montal sh.p.k | 10.09.2020 | Shenzhen HugeMed Medical Technical Development Co., Ltd. 8F, Block A, Tempus Building, 1st Qingshuihe Road, Luohu District, Shenzhen 518023, P.R.China | Video Laryngoscope: VL3R; VL3D; VL3D Plus; VL3S; VL3H; VLRM; VLDM; VLRM-01; VLRM-02; VLRM-03; VLRM-04; VLRM-05; VLRM-06; VLRM-07;VLRM-08 VLRM-09; VLDM-01; VLDM-02; VLDM-03; VLDM-04;VLDM-05; VLDM-06; VLDM-07; VLDM-08; VLDM-09 | l | Pajisje mjekesore qe sherbejne per vizualizimin e laringut ne menyre indirekte nepermjet nje kamere dxhitale | Pajisje oftalmike dhe optike
7974 | Dental Waxes; Polishing discs; Dental Abrasive disc | Moto-Mania shpk | 10.09.2020 | EFES DENTAL MEDIKAL IÇ VE DIŞ TICARET.LTD. ŞTI Kayhan Mh. Dogramacilar Sk. No: 10/A Osmangazi/BURSA Dental, Turkey | Dental Waxes; Polishing discs; Dental Abrasive disc | l | Dyll per kafshim,modelim; disqe llustrimi per laborator dentar; disqe abraziv. | Pajisje dentare
7975 | Bechtol; Bechtol Clasic | Moto-Mania shpk | 10.09.2020 | Alfred Becht GmbH Carl-Zeiss -Strasse 16 77656 Offenburg GERMANY | Bechtol (Sterilant); Bechtol Clasic | llb | Dezinfektant per instrumentat dentare | Pajisje dentare
7976 | Universal Modular Electric/Battery Double Trigger Handpiece: 89-8507-400-00; Universal Modular Electric/Battery Single Trigger Handpiece: 89-8507-400-10 | Trimed sh.p.k | 10.09.2020 | Zimmer Surgical S.A. Chemin du Pré Fleuri, 3 1228 Plan-les-Ouates Switzerland | Universal Modular Electric/Battery Double Trigger Handpiece: 89-8507-400-00; Universal Modular Electric/Battery Single Trigger Handpiece: 89-8507-400-10 | lla | Instrumenta shumeperdorimesh te cilet perdoren per nderhyrjet kirurgjikale te gjurit dhe legenit. | Instrumenta shumeperdorimesh
7977 | Saw Blades (sipas listes bashkengjitur) | Trimed sh.p.k | 10.09.2020 | Zimmer Surgical, Inc. 200 West Ohio Avenue Dover, Ohio, USA 44622 | Saw Blades (sipas listes bashkengjitur) | lla | Instrumenta shumeperdorimesh te cilet perdoren per nderhyrjet kirurgjikale te gjurit dhe legenit. | Instrumenta shumeperdorimesh
7978 | Flexible Video Endoscopy Instrments and Endoscopy Accessories | Biometric Albania sh.p.k. | 10.09.2020 | HUGER Medical Instrument Co., Ltd. Building 26 No.3825 XinZhuan Road, Songjiang District 201619, Shanghai, China | Flexible Video Endoscopy Instrments and Endoscopy Accessories : Video Gastroscopy; Video Colonoscopy; Fiber ENT Endoscopy, Video Processor; Light Source; Endoscopy Accessories; (including Biopsy Forceps, Bending Rubber, Insertion Tube) | IIa | Pajisje dhe aksesore per egzaminime endoskopike | Pajisje elektromekanike; Instrumenta shumeperdorimesh; Produkte per institucion te kujdesit shendetesor
7979 | Barbed broach; File; Spreader | ProDental sh.p.k | 10.09.2020 | MEDIN, a.s. Vlachovicka 619, 592 31 Nove Mesto na Morave, Czech Republic | Barbed broach; File; Spreade r(sipas listës bashkëngjitur) | I | Instrumenta per perpunimin dhe pergatitjen e kanalit. | Pajisje dentare
7980 | MRI PATIENT Monitor Tesla Duo; MRI PATIENT Monitoring System Tesla M3 | Montal sh.p.k | 10.09.2020 | MIPM Mammendorfer Institut fur Physik und Medizin GmbH Oskar-von-Miller Str.6 82291 mammendorf GERMANY | MRI PATIENT Monitor Tesla Duo; MRI PATIENT Monitoring System Tesla M3 | IIb | pajisje qe sherbejne per paraqitjen e te dhenave te pacientit gjate procesit te rezonances magnetike. | Pajisje diagnostikuese dhe terapeutike me rrezatim
7981 | ProfiDent chair side polishers (rubber for composite); Bechtozit soft (desinfectant for dental unit, turbine handpiece); Bechtofix plus (desinfectant for dental instruments); Perma Evolution (canal permanent filling material) | Moto-Mania shpk | 11.09.2020 | Alfred Becht GmbH Carl-Zeiss-Straße 16, D-77656 Offenburg Deutschland | ProfiDent chair side polishers (rubber for composite); Bechtozit soft (desinfectant for dental unit, turbine handpiece); Bechtofix plus (desinfectant for dental instruments); Perma Evolution (canal permanent filling material) | lla | Goma lustrimi per kompozit, deszinfektant siperfaqesor per poltrona dentar dhe angela turbinash, dezinfektant per instrumenta dentar, material mbushje i perhershem per kanalet e dhembeve. | Pajisje dentare
7982 | Polishing Strips Dental (composite filling definator); Glas- und Kunststoffbehälter (dental medical devices) | Moto-Mania shpk | 11.09.2020 | Alfred Becht GmbH Carl-Zeiss-Straße 16, D-77656 Offenburg Deutschland | Polishing Strips Dental (composite filling definator); Glas- und Kunststoffbehälter (dental medical devices) | l | Lemues per mbushje kompoziti, artikuj per kinika dentare. | Pajisje dentare
7983 | QIAsymphony® DSP virus/Pathogen Midi Kit | Biometric Albania sh.p.k. | 14.09.2020 | Qiagen GmbH Qiagen Strasse 1 40724 Hilden Germany | QIAsymphony® DSP virus/Pathogen Midi Kit - REF 937055;QIAsymphony® DSP virus/Pathogen Midi Kit - REF 937036 | In Vitro | Pajisje per diagnostikim IVD per biologji molekulare | Pajisje te diagnostikimit in vitro; produkte per institucione te kujdesit shendetesor; pajisje laboratori
7984 | Digital Multi-channel Electrocardiograph: iMac 300; iMac 300A; iMac 300B | O.E.S Distrimed sh.p.k | 14.09.2020 | Wuhan Zoncare Bio-medical Electronics Co., Ltd. #380, High-Tech 2nd Road, Eastlake high-tech district, Wuhan, Hubei, P.R. china | Digital Multi-channel Electrocardiograph: iMac 300; iMac 300A; iMac 300B | IIa | Pajisje dixhitale EKG per monitorimin e ritmit kardiak. | Produkte per institucione te kujdesit shendetesor
7985 | FastThread™ BioComposite™ Interference Screw | OrthoNet 360 sh.p.k | 15.09.2020 | ARTHREX INC. 1370 Creekside Boulevard Naples, FL 34108-1945 USA | FastThread™ BioComposite™ Interference Screw(sipas listes bashkalidhur) | lll | Pajisje te implantueshme te bioabsorbueshe ne kirurgjine ortopedike. | Pajisje te implantueshme jo aktive
7986 | FastThread™ PEEK Interference Screw | OrthoNet 360 sh.p.k | 15.09.2020 | Arthrex, Inc. 1370 Creekside Boulevard, Naples Florida 34108-1945 USA | FastThread™ PEEK Interference Screw (sipas listes bashkalidhur) | IIb | Pajisje Mjekesore te implantueshme per kirurgjine ortopedike | Pajisje te implantueshme jo aktive
7987 | Silicon Airway Splint | 2A Pharma | 15.09.2020 | Network Medical Products Ltd., Coronet House, Kearsly Road, Ripon, North Yorkshire, HG4 2SG, UK | Silicon Airway Splint - Pair Lfet and Right 72-3030; Fluoroplastic Bivalve Splint - Standard Thin 72-3032; Fluoroplastic Bivalve Splint - Standard Thick 72-3033; Fluoroplastic Bivalve Splint - Large Thin 72-3034, 72-3035 | I | Splinte nazale | Pajisje nje perdorimeshe
7988 | External Nasal Splint | 2A Pharma | 15.09.2020 | Network Medical Products Ltd., Coronet House, Kearsly Road, Ripon, North Yorkshire, HG4 2SG, UK | External Nasal Splint, Malleable Small. 72-3020; External Nasal Splint, Malleable Medium. 72-3021; External Nasal Splint, Malleable Large. 72-3022; External Nasal Splint, Thermoplastic Small 72-3025; External Nasal Splint, Thermoplastic Medium 72-3026; External Nasal Splint, Thermoplastic Custom Cut 72-3027; (1 per pouch, 10 pouches per carton, Non-sterile ) | I | Splinte nazale te jashtme | Pajisje nje perdorimeshe
7989 | Epistaxis Slimpack | 2A Pharma | 15.09.2020 | Network Medical Products Ltd., Coronet House, Kearsly Road, Ripon, North Yorkshire, HG4 2SG, UK | Epistaxis Slimpack Medium 8.0cm x 1.5cm 10-146; Sinus Pack Standard 2.5cm x 1.2cm x 2.0cm 20-200; Sinus Pack Standard 3.5cm x 1.2cm x 1.2 cm 20-210; Ear Wick 15mm Ear Wick 30-300; Ear Wick Fenestrated 9mm Diameter x 15mm 30-305; Ear Pack (Strung) Small 9mm Diameter x 24mm 30-340 (Sterile single use; 1 per pouch, 10 pouches per carton, Non-sterile ) | I | Splinte nazale te jashtme | Pajisje nje perdorimeshe
7990 | Surgical Instruments | LAYO sh.p.k | 16.09.2020 | OHST Medizintechnik AG Grünauer Fenn 3 14712 Rathenow Germany | Surgical Instruments (sipas listes bashkalidhur) | lla | Instrumenta mjeksore shumeperdorimesh per kirurgjine ortopedike, per fiksime te brendshme | Pajisje shumeperdorimeshe
7991 | Light Cured Dental Adhesive | Albadent Group | 16.09.2020 | Meta Biomed Co.,Ltd. 270,Osongsaengmyeong 1-ro,Osong-eup,Heungdeok-gu,Cheongju-si.Chungcheongbuk-do,Korea | Light Cured Dental Adhesive: Meta P&Bond; Meta P&Bond 1.5 | lla | Pajisje dentare endodontike, bond adeziv | Pajisje dentare
7992 | Sterile Absorbent Paper Points | Albadent Group | 16.09.2020 | Meta Biomed Co.,Ltd. 270,Osongsaengmyeong 1-ro,Osong-eup,Heungdeok-gu,Cheongju-si.Chungcheongbuk-do,Korea | Sterile Absorbent Paper Points(sipas listes bashkalidhur) | lla | Pajisje dentare endodontike,kone letre per absorbim | Pajisje dentare
7993 | Gutta Percha Points | Albadent Group | 16.09.2020 | Meta Biomed Co.,Ltd. 270,Osongsaengmyeong 1-ro,Osong-eup,Heungdeok-gu,Cheongju-si.Chungcheongbuk-do,Korea | Gutta Percha Points and Bars (sipas listes bashkalidhur) | lla | Pajisje dentare endodontike,kone per mbushjen e rrenjes | Pajisje dentare
7994 | Citoplast® Classic Traditional | Farma Net Albania shpk | 16.09.2020 | Sopharma AD 16, Iliensko Shosse, 1220 Sofia, Bulgaria | Citoplast® Classic Traditional | l | Leukoplast qe perbehet nga shtresa ne kontakt me plagen, e cila nuk ngjitet, por eshte antiseptike duke parandaluar infektimin. | Pajisje nje perdorimeshe
7995 | Citoplast® Comfort | Farma Net Albania shpk | 16.09.2020 | Sopharma AD 16, Iliensko Shosse, 1220 Sofia, Bulgaria | Citoplast® Comfort | l | Ankerplast hipoalergjik | Pajisje nje perdorimeshe
7996 | Sterimed Gauze Compresse Sterile | Farma Net Albania shpk | 16.09.2020 | Sopharma AD, 16, Iliensko Shosse, 1220 Sofia, Bulgaria | STERIMED® - Gauze compresses with or without X-ray threads (surgical intervention) | IIa | Garza sterile per mbrojtjen e plageve, me ose pa fije kontrasti per rrezet X | Pajisje nje perdorimeshe
7997 | Sanplast Classic zinc oxide | Farma Net Albania shpk | 16.09.2020 | Sopharma AD, 16, Iliensko Shosse, 1220 Sofia, Bulgaria | SANPLAST® CLASSIC/ ZINC OXIDE PLASTER | I | Leukoplast me permbajtje zink oksid | Pajisje nje perdorimeshe
7998 | ELASTIC BANDAGES HIGH COMPRESSION "MEDILAST FORTE" | Farma Net Albania shpk | 16.09.2020 | SOPHARMA AD, 16, Iliensko Shosse, str. 1220 Sofia, Bulgaria | ELASTIC BANDAGES HIGH COMPRESSION "MEDILAST FORTE" | I | Bande elastike me presion te larte. | Pajisje një përdorimëshe
7999 | Non-sterile Powder free latex Examination Gloves | Albadent Group | 16.09.2020 | Maxter Glove Manufacturing SDN. BHD., Lot. 6070, Jalan Haji Abdul Manan, 6th Miles off Jalan Meru, 41050 Klang, Selangor, Malaysia | Aurelia Vibrant Non Sterile Powder Free latex Examination Gloves | l | Pajisje dentare endodontike, Doreza lateks pa pluhur | Pajisje dentare
8000 | Surgical Face Mask | Albadent Group | 16.09.2020 | Euronda S.P.A. Via dell' Artigianato, 7 36030 Montecchio Precalcino (Vicenza) Italy | Surgical Face Mask: Face Mask Protection 3; Face Mask Protection 3 Floral; Face Mask Protection 4; Face Mask Protection 4 Sensitive | l | Pajisje dentare endodontike, Maske kirurgjikale | Pajisje dentare
8001 | Rubber Dam | Albadent Group | 16.09.2020 | Euronda S.P.A. Via dell' Artigianato, 7 36030 Montecchio Precalcino (Vicenza) Italy | Rubber-Dam: Monoart® Rubber-Dam | l | Pajisje dentare endodontike, flete gome | Pajisje dentare
8002 | Reagente in vitro | Montal sh.p.k | 16.09.2020 | Beckman Coulter, Inc. 250 S. Kraemer Blvd. Brea, CA 92821 USA | IMMUNO-TROL Cells - 6607077 | In Vitro | Reagent kimik qe perdoret ne flow-cytometer. | Pajisje te diagnostikimit in vitro
8003 | FlowClean Cleaning Agent | Montal sh.p.k | 16.09.2020 | Beckman Coulter, Inc. 250 S. Kraemer Blvd. Brea, CA 92821 USA | FlowClean Cleaning Agent - A64669 | In Vitro | Agjent pastrimi i komponenteve perberes te fluocytometrit qe vijne ne kontakt me mostrat e gjakut | Pajisje te diagnostikimit in vitro
8004 | Sureshot Distal Targeting System | LAYO sh.p.k | 17.09.2020 | Smith&Nephew Inc. 1450 Brooks Road Memphis, TN 38116 USA | Sureshot Distal Targeting System (sipas listës bashkëngjitur) | I, Iia | Instrumenta per fiksimin e frakturave qe perdoren ne kirurgjine e sherbimit te ortopedise. | Instrumenta shumëpërdorishësh
8005 | Sterilization Self-sealing/Reel Pouch; Cotton Rolls; Dental Bib | ProDental sh.p.k | 17.09.2020 | Hefei Jingcheng Plastic Products Co., LTD North side of Hongtu Avenue, Hefei Circular Economy Demonstration Park, Feidong County, Hefei City, P.R.China | Sterilization Self-sealing/Reel Pouch; Cotton Rolls; Dental Bib | I | Role sterilizimi, role pambuku dhe mantelina . | Instrumenta dentar
8006 | Surgical Drapes; Surgical Gowns; Surgical Sets | 2A - PHARMA shpk | 17.09.2020 | Zenmed Tibbi Cihazlar Ve Sağlik Ürüleri Sanayi Ve Ticaret Limited Şirketi Mahmutbey Mahallesi 2567. Sokak no: 1 iş yeri no: 11, 21 Bağcilar, Istanbul, Turkey | Surgical Drapes; Surgical Gowns; Surgical Sets | l | Sete sterile me carcafe nje perdorimesh per kirurgji. | Pajisje nje perdorimeshe
8007 | Antiseptica Combi Surface (Disinfectants) | 2A - PHARMA shpk | 17.09.2020 | Antiseptica Dr. Hans-Joachim Molitor GmbH Carl-Friedrich-Gauß-Str. 7, 50259 Pulheim, Germany | Antiseptica Combi Surface (Disinfectants) | lla | Dizinfektues inovative per spitale. | Produkte per institucione te kujdesit shendetesor
8008 | Instruton E; Instruton Instrument Cleanser, Granulate (Disinfectants) | 2A - PHARMA shpk | 17.09.2020 | Antiseptica Dr. Hans-Joachim Molitor GmbH Carl-Friedrich-Gauß-Str. 7, 50259 Pulheim, Germany | Instruton E; Instruton Instrument Cleanser, Granulate (Disinfectants) | l | Dizinfektues inovative per spitale. | Produkte per institucione te kujdesit shendetesor
8009 | Triacid-N; Antiseptica Combi Instruments-N (Disinfectants) | 2A - PHARMA shpk | 17.09.2020 | Antiseptica Dr. Hans-Joachim Molitor GmbH Carl-Friedrich-Gauß-Str. 7, 50259 Pulheim, Germany | Triacid-N; Antiseptica Combi Instruments-N (Disinfectants) | llb | Dizinfektues inovative per spitale. | Produkte per institucione te kujdesit shendetesor
8010 | In-Vitro Diagnostics test kits (sipas listes bashkengjitur) | Montal sh.p.k | 17.09.2020 | Immunotech SAS, A Beckman Coulter Company 130 Avenue de Lattre de Tassigny, BP 177 Marseille, Cedex 9, 13276 France | In-Vitro Diagnostics test kits (sipas listes bashkengjitur) | In Vitro | Reagente te diagnostikimit in vitro. | Pajisje te diagnostikimit in vitro
8011 | Novel Coronavirus (2019-nCoV) Nucleic Acid Diagnostic kit (PCR-Fluorescence probing) 24 tests/kit, S3102E | VaanMed sh.p.k | 18.09.2020 | Sansure Biotech Inc. No.680, Lusong Road, Yuelu District 410205 Changsha, Human Province, PRChina | Novel Coronavirus (2019-nCoV) Nucleic Acid Diagnostic kit (PCR-Fluorescence probing) 24 tests/kit, S3102E | In Vitro | Test cilsor per zbulimin e acidit nukleik nga SARS-CoV-2 ne mukozat e nazofaringut dhe orofaringut. | tjeter
8012 | Surgical Instruments | LAYO sh.p.k | 18.09.2020 | OHST Medizintechnik AG Grunauer Fenn 3, d-14712 Rathenow Germany | Surgical Instruments (sipas listës bashkëngjitur) | I | Instrumenta shumperdorimesh per perdorim ne kirurgji te ortopedise per fiksime te brendshme. | Instrumenta shumëpërdorishësh
8013 | Dental implant system | Advantage Dental | 18.09.2020 | Innobiosurg Co., Ltd 44-19, Techno 10-ro, Yuseong-gu, Daejon, Korea | Dental Implant System | IIb | Implante dentare | Pajisje dentare
8014 | Laringinn | Partners Pharma sh.p.k | 18.09.2020 | Ltd "Silvanols", Kurbada street 2A, Riga LV-1009, Latvia | Laringinn Spray with sea buckthorn and calendula | l | Spray me vajra esencial qe zvogelon acarimin r mukozes se gojes | Tjeter
8015 | Rhinosinn | Partners Pharma sh.p.k | 18.09.2020 | Ltd "Silvanols", Kurbada street 2A, Riga LV-1009, Latvia | Rhinosinn | l | Spray nazal bimore per lehtesimin e rrjedhjeve te hundes | Tjeter
8016 | Aeskulisa®SARS-CoV-2 | Fedos shpk | 21.09.2020 | Aesku.Diagnostics GmbH & Co. KG Mikroforum Ring 2, 5234 Wendelsheim, Deutschland, Germany | Aeskulisa®SARS-CoV-2 NP IgA (96 tests) - 6121; Aeskulisa®SARS-CoV-2 NP IgG (96 tests) - 6122; Aeskulisa®SARS-CoV-2 NP IgM (96 tests) - 6123 | In Vitro | Teste ELISA per diagnostikimin e COVID-20 | Pajisje te diagnostikimit in vitro
8017 | Latex bulb with air elease valve , Riester | MSE shpk | 21.09.2020 | Rudolf Riester GmbH Bruckstraße 31, D-72417 Jungingen, Germany | Latex bulb with air elease valve , Riester - 10350 | l | Pompe lateks bashke me valvulen e leshimit te ajrit per aparat tensioni | Tjeter
8018 | Covid-19 Spike 1&2 IgG | O.E.S Distrimed sh.p.k | 21.09.2020 | DIA.PRO Diagnostic Bioprobes S.r.l. Via G. Carducci N.27 - 20099 Sesto San Giovanni (Milano) - Italy | Covid-19 Spike 1&2 IgG: COV19GSPIKE.CE ;COV19GSPIKE.CE.192 | In Vitro | Teste ELISA per diagnostikimin e COVID-19 | Pajisje te diagnostikimit in vitro
8019 | Closol 2% | Albadent Group | 21.09.2020 | Italmed S.r.l. Viale Mazzini, 15-50132 Firenze (FI) - Italia | Cavity cleanser solution : Closol 2% ITD020IA1 | IIa | Solucion dentar per pastrimin e kanalit te rrenjes, dezinfektim | Pajisje dentare
8020 | Monoart Barries Film | Albadent Group | 21.09.2020 | Euronda S.P.A Via dell'Artigianato, 7, 36030 Montecchio Precalcino (Vicenza) italy | Disposable Film for the Protection of Areas and Surfaces : Euronda Mono Art Barrier Film | I | Qese mbeshtjellese per siperfaqe | Pajisje dentare
8021 | Sterilization Rolls | Albadent Group | 21.09.2020 | Euronda S.P.A Via dell'Artigianato, 7, 36030 Montecchio Precalcino (Vicenza) italy | Sterilization Rolls : Eurosteril ® | I | Rrol per sterilizim | Pajisje dentare
8022 | Bandana | Albadent Group | 21.09.2020 | Euronda S.P.A Via dell'Artigianato, 7, 36030 Montecchio Precalcino (Vicenza) italy | Monoart® BANDANA | I | Veshje per koken | Pajisje dentare
8023 | Sterilization Pouches | Albadent Group | 21.09.2020 | Euronda S.P.A Via dell'Artigianato, 7, 36030 Montecchio Precalcino (Vicenza) italy | Sterilization Pouches : Eurosteril ® | I | Jane zarfa per plastifikimin e instrumentave per sterilizim | Pajisje dentare
8024 | Moon 38% | Albadent Group | 21.09.2020 | Italmed S.r.l. Viale Mazzini, 15-50132 Firenze (FI) - Italia | Professional non-sterile gel, double syringe 2,5ml 4:1 - MOON 38% ITD009VIIG1 | IIa | Xhel zbardhues per dhembet | Pajisje dentare
8025 | Ipoclor 5 % | Albadent Group | 21.09.2020 | Italmed S.r.l. Viale Mazzini, 15-50132 Firenze (FI) - Italia | Root canal cleaning solution : IPOCLOR 5% | IIa | Solucion dentar per dezinfektimin e rrenjes | Pajisje dentare
8026 | NETC: NETC, NETC B40C14, NETC Sample, NETC Easy (Non-Eugenol Temporary Cement) | Albadent shpk | 21.09.2020 | Meta Biomed Co.,Ltd. 270,Osongsaengmyeong 1-ro,Osong-eup,Heungdeok-gu,Cheongju-si.Chungcheongbuk-do,Korea | NETC: NETC, NETC B40C14, NETC Sample, NETC Easy (Non-Eugenol Temporary Cement) | lla | Pajisje dentare endodontike, cement per ngjitje provizore. | Pajisje dentare
8027 | MD-Cleanser: MD-Cleanser, MD-Cleanser 20 (EDTA Solution for Root Canal Cleaning and Smear Layer Removal) | Albadent shpk | 21.09.2020 | Meta Biomed Co.,Ltd. 270,Osongsaengmyeong 1-ro,Osong-eup,Heungdeok-gu,Cheongju-si.Chungcheongbuk-do,Korea | MD-Cleanser: MD-Cleanser, MD-Cleanser 20 (EDTA Solution for Root Canal Cleaning and Smear Layer Removal) | lla | Solucion EDTA per zgjerimin e rrenjes. | Pajisje dentare
8028 | MD-ChelCream: MD-ChelCream, MD-ChelCream 2.5, MM-EDTA CREAM (EDTA Cream for Root Canal Cleaning and Smear Layer Removal) | Albadent shpk | 21.09.2020 | Meta Biomed Co.,Ltd. 270,Osongsaengmyeong 1-ro,Osong-eup,Heungdeok-gu,Cheongju-si.Chungcheongbuk-do,Korea | MD-ChelCream: MD-ChelCream, MD-ChelCream 2.5, MM-EDTA CREAM (EDTA Cream for Root Canal Cleaning and Smear Layer Removal) | lla | Xhel EDTA per zgjerimin e rrenjes. | Pajisje dentare
8029 | ADSEAL: ADSEAL, ADSEAL 4.5 (Root Canal Sealer) | Albadent shpk | 21.09.2020 | Meta Biomed Co.,Ltd. 270,Osongsaengmyeong 1-ro,Osong-eup,Heungdeok-gu,Cheongju-si.Chungcheongbuk-do,Korea | ADSEAL: ADSEAL, ADSEAL 4.5 (Root Canal Sealer) | lla | Cement rezinoz per rrenjen. | Pajisje dentare
8030 | Biner LC: Biner LC, Biner LC 0.5 (Light Curing Type Cavity Liner) | Albadent shpk | 21.09.2020 | Meta Biomed Co.,Ltd. 270,Osongsaengmyeong 1-ro,Osong-eup,Heungdeok-gu,Cheongju-si.Chungcheongbuk-do,Korea | Biner LC: Biner LC, Biner LC 0.5 (Light Curing Type Cavity Liner) | lla | Shtrese izoluese per kavitetin. | Pajisje dentare
8031 | CeraSeal: CeraSeal, CeraSeal 0.5-Pouch, CeraSeal 0.5-Box (Bioceramic root canal sealer) | Albadent shpk | 21.09.2020 | Meta Biomed Co.,Ltd. 270,Osongsaengmyeong 1-ro,Osong-eup,Heungdeok-gu,Cheongju-si.Chungcheongbuk-do,Korea | CeraSeal: CeraSeal, CeraSeal 0.5-Pouch, CeraSeal 0.5-Box (Bioceramic root canal sealer) | lla | Mbushes bioqeramik per rrenjen. | Pajisje dentare
8032 | "Aurelia Vintage", non sterile Lightly Powdered Latex Examination Gloves | Albadent Group sh.p.k | 21.09.2020 | MAXTER GLOVE MANUFACTURUNG SDN.BHD, LOT 6070, Jalan haji Abdul Manan, 6th Miles Off Jalan Meru, 41050 Klang, Selangor, Malaysia | "Aurelia Vintage", non sterile Lightly Powdered Latex Examination Gloves | I | Doreza latex me pluhur. | Pajisje dentare
8033 | "Aurelia Blush", non sterile Pink Powder Free Nitrile Examination Gloves | Albadent Group sh.p.k | 21.09.2020 | MAXTER GLOVE MANUFACTURUNG SDN.BHD, LOT 6070, Jalan haji Abdul Manan, 6th Miles Off Jalan Meru, 41050 Klang, Selangor, Malaysia | "Aurelia Blush", non sterile Pink Powder Free Nitrile Examination Gloves | I | Doreza roze nitrile. | Pajisje dentare
8034 | "Aurelia Bold", non sterile Black Powder Free Nitrile Examination Gloves | Albadent Group sh.p.k | 21.09.2020 | MAXTER GLOVE MANUFACTURUNG SDN.BHD, LOT 6070, Jalan haji Abdul Manan, 6th Miles Off Jalan Meru, 41050 Klang, Selangor, Malaysia | "Aurelia Bold", non sterile Black Powder Free Nitrile Examination Gloves | I | Doreza te zeza nitrile. | Pajisje dentare
8035 | COTTON ROLLS | Albadent Group sh.p.k | 21.09.2020 | EURONDA S.P.A Via dell'Artigianato, 7 36030 Montecchio Precalcino (Vicenza) Italy | Monoart ®COTTON ROLLS: N1; N2; N3 | I | Role pambuku. | Pajisje dentare
8036 | "Aurelia Refresh", non sterile Peppermint Scented Powder Free Latex Examination Gloves | Albadent Group sh.p.k | 21.09.2020 | MAXTER GLOVE MANUFACTURUNG SDN.BHD, LOT 6070, Jalan haji Abdul Manan, 6th Miles Off Jalan Meru, 41050 Klang, Selangor, Malaysia | "Aurelia Refresh", non sterile Peppermint Scented Powder Free Latex Examination Gloves | I | Doreza latex jeshile. | Pajisje dentare
8037 | METAPLUS; PETAPLUS; ZIRKOPLUS | Marlen/E sh.p.k | 21.09.2020 | AZ&PARTNER AG Dorfcharn 6243 Egolzwil Switzerland | METAPLUS dental alloys; PETAPLUS artificial teeth; ZIRKOPLUS zircon blanks; | IIa | Materiale mbushese per dhembin, dhembe artificial dhe material per kellef zirkoni. | Pajisje dentare
8038 | HAEMOGLOBIN A1c II (HbA1C II): HA4068; HA8123; HA8379 | Swissmed sh.p.k | 21.09.2020 | RANDOX LABORATORIES LTD. 55 DIAMOND ROAD, CRUMLIN, COUNTRY ANTRIM, BT29 4QY, UK | HAEMOGLOBIN A1c II (HbA1C II): HA4068; HA8123; HA8379 | In Vitro | Reagent per percaktimin e hemoglobines se glukozuar. | Pajisje te diagnostikimit in vitro; Pajisje laboratori
8039 | COVID-19 IgA | O.E.S Distrimed sh.p.k | 23.09.2020 | DIA.PRO DIAGNOSTIC BIOPROBES S.R.L VIA G.CARDUCCI NR. 27-20099 SESTO SAN GIOVANNI 9MILANO)- ITALY | COVID-19 IgA: COV19A.CE (96 tests); COV19A.CE192 (192 tests) | In Vitro | Teste ELISA IgA per diagnostikimin e COVID-19. | Pajisje te diagnostikimit in vitro;
8040 | Coiled Latex tubing, black | MSE shpk | 23.09.2020 | Rudolf Riester GmbH Bruckstraße 31, D-72417 Jungingen, Germany | Coiled Latex tubing, black : 10382 | I | Tuba lidhes per aparatin e tensionit | Tjeter
8041 | Covid-19 Spike 1&2 IgG | O.E.S Distrimed sh.p.k | 23.09.2020 | DIA.PRO Diagnostic Bioprobes S.r.l. Via G. Carducci N.27 - 20099 Sesto San Giovanni (Milano) - Italy | Covid-19 Elisa : Covid-19 IgM - Covid19M.CE (96 tests); Covid-19 IgM - Covid19M.CE.192 (192 tests) | In Vitro | Teste ELISA per diagnostikimin e COVID-19 | Pajisje te diagnostikimit in vitro
8042 | Full Digital Colour Doppler Ultrasound Diagnostic System | O.E.S Distrimed sh.p.k | 23.09.2020 | Wuhan Zoncare Bio-medical Electronics Co., Ltd. #380, High-Tech 2nd Road, Eastlake high-tech district, Wuhan, Hubei, P.R. China | Full Digital Colour Doppler Ultrasound Diagnostic System : ZONCARE-N7 | IIa | Eko dixhitale Dopler, diagnostikuese, me ultratinguj per perdorim ne spital | Pajisje per institucione te kujdesit shendetesor
8043 | Alinity Trigger Solution: 06P1160; Alinity Pre-Trigger Solution: 06P1265 | Pegasus sh.p.k | 23.09.2020 | Abbott Ireland Diagnostics Division Finisklin Buisness Park, Sligo, Ireland | Alinity Trigger Solution: 06P1160; Alinity Pre-Trigger Solution: 06P1265 | In vitro | Reagent qe perdoret si katalizator per pershpejtimin e analizes cilesore dhe sasiore te analiteve ne gjak. | Pajisje te diagnostikimit in vitro
8044 | Alinity i-series Concentrated Wash Buffer: 06P1368 | Pegasus sh.p.k | 23.09.2020 | Abbott Ireland Diagnostics Division Finisklin Buisness Park, Sligo, Ireland | Alinity i-series Concentrated Wash Buffer: 06P1368 | In vitro | Solucion tri-buferik me sufraktante qe perdoret per pastrimin e provezave qe bejne analizen me reagente te mostrave te gjakut. | Pajisje te diagnostikimit in vitro
8045 | Surgical and Equipment Drapes (Sets) | O.E.S Distrimed sh.p.k | 23.09.2020 | Molnlycke Health Care AB, Gamlestadsvagen 3C, Box 13080, SE-402 52 Goteborg, Sweden | Surgical and Equipment Drapes (Sets) (sipas listës bashkëngjitur) | Is | Pako sterike kirurgjikale qe perdoren ne salla kirurgjikale ne kirurgji te ndryshme. | Pajisje një përdorimëshe
8046 | Transplant Pretreatment Tubes | Pegasus sh.p.k | 23.09.2020 | Abbott Laboratories Diagnostic Division,Abbott Park,Illinois 60064,USA | Transplant Pretreatment Tubes - 1P06-01; Transplant Pretreatment Tubes - 1P06-02; Transplant Pretreatment Tubes - 1P06-03 | In Vitro | Tuba te analizes se transplantit | Pajisje te diagnostikimit in vitro
8047 | Alinity I Insulin Reagent Kit | Pegasus sh.p.k | 23.09.2020 | Abbott GmbH & Co. KG Max -Planck - Ring 2, 65205 Wiesbaden, Germany | Alinity I Insulin Reagent Kit (2x100tests)-04T7520; Alinity I Insulin Calibrators - 04T7501; Alinity I Insulin Controls - 04T7510 | In Vitro | Reagent, Kalibrator, Kotroll per analizuesin Alinity per percaktimin sasior te insulines | Pajisje te diagnostikimit in vitro
8048 | Alinity h-series Cntrol 29P | Pegasus sh.p.k | 23.09.2020 | Abbott GmbH & Co. KG Max -Planck - Ring 2, 65205 Wiesbaden, Germany | Alinity h-series Control 29P - 04U7206; Alinity h-series Control 29P - 04U7212 | In Vitro | Procedure laboratorike per te perdorur materialin e kontrollit te cilesise se qendrueshme per te monitoruar performancen e testeve diagnostike | Pajisje te diagnostikimit in vitro
8049 | Alinity h-series HemCal | Pegasus sh.p.k | 23.09.2020 | Abbott GmbH & Co. KG Max -Planck - Ring 2, 65205 Wiesbaden, Germany | Alinity h-series HemCal - 04U7302 | In Vitro | Kalibrator I gjithe gjakut I perdorur per kalibrimin e sistemeve Alinity h-series | Pajisje te diagnostikimit in vitro
8050 | Alinity c Iron Calibrator Kit | Pegasus sh.p.k | 23.09.2020 | Abbott GmbH & Co. KG Max -Planck - Ring 2, 65205 Wiesbaden, Germany | Alinity c Iron Calibrator Kit - 04U7501 | In Vitro | Reagent per kalibrimin e analizes Alinity te hekurit ne gjak | Pajisje te diagnostikimit in vitro
8051 | Alinity I STAT CK-MB Reagent Kit | Pegasus sh.p.k | 23.09.2020 | Abbott Ireland Diagnostics Division, Finisklin Business Park, Sligo, Ireland | Alinity I STAT CK-MB Reagent Kit (200 tests) - 04V3820; Alinity I STAT CK-MB Reagent Kit (1000 tests) - 04V3830; Alinity I STAT CK-MB Calibrators - 04V3801; Alinity I STAT CK-MB Controls - 04V3810 | In Vitro | Imunoanalize mikrogrimcash kemiluminishente per percaktimin sasior te izoenzimes MB te kreatinkineazes | Pajisje te diagnostikimit in vitro
8052 | Alinity c Total Bilirubin Reagent Kit | Pegasus sh.p.k | 23.09.2020 | Abbott GmbH & Co. KG Max -Planck - Ring 2, 65205 Wiesbaden, Germany | Alinity c Total Bilirubin Reagent Kit (2750 tests)- 04V5121; Alinity c Total Bilirubin Reagent Kit (3600 tests)- 04V5131 | In Vitro | Perdoret per percaktimin sasior te bilirubines | Pajisje te diagnostikimit in vitro
8053 | Alinity i CMV IgG Reagent Kit | Pegasus sh.p.k | 23.09.2020 | Abbott Ireland Diagnostics Division, Finisklin Business Park, Sligo, Ireland | Alinity i CMV IgG Reagent Kit 07P4222; Alinity i CMV IgG Reagent Kit 07P4232; Alinity i CMV IgG Calibrators 07P4201; Alinity i CMV IgG Controls 07P4210 | In Vitro | Perdoret per analizen sasiore dhe gjysem sasiore te antitrupave IgG te Citomegalovirusit ne serumin njerezor dhe ne plazem | Pajisjet te diagnostikimit In Vitro
8054 | QUIKO Thermometer: QT003 (non-contact infrared medical thermometer) | Trimed sh.p.k | 23.09.2020 | TECNIMED SRL 21040 Vedano Olona (VA) - Piazzale Cocchi 12 Z.I Italy | QUIKO Thermometer: QT003 (non-contact infrared medical thermometer) | lla | Termometer me rrezatim infra te kuq i cili mat temeraturen e trupit ne distance. | Tjeter
8055 | HbAIc II Calibrator Set (HbAIc II CAL): HA8124 | Swissmed sh.p.k | 23.09.2020 | Randox Laboratories Limited 55 Diamond Road, Crumlin, County Antrim, BT29 4QY, United Kingdom | HbAIc II Calibrator Set (HbAIc II CAL): HA8124 | In Vitro | Kalobrator ne forme solucioni per kalibrimin e testit te hemoglobines se glukozuar. | Pajisje te diagnostikimit in vitro
8056 | In Vitro Diagnostics Reagents, Controls, Calibrators (sipas listes bashkengjitur) | Swissmed sh.p.k | 23.09.2020 | Giesse Diagnostics S.r.1.via Enrico Fermi, 3 - 00012 Guidonia Montecelio (RM), Italia | In Vitro Diagnostics Reagents, Controls, Calibrators (sipas listes bashkengjitur) | In Vitro | Reagente, kontrolle dhe kalibratore per diagnostikimin e parametrave te ndryshem biokimik. | Pajisje te diagnostikimit in vitro
8057 | Electrisurgical unit ARC 350: 900-351 | Euromed sh.p.k | 23.09.2020 | Bowa-electronic GmbH & Co. KG, Heinrich-Herz Strasse 4-10 72810 omaringen/Germany | Electrisurgical unit ARC 350: 900-351 | llb | Pajisje per nderhyrje kirurgjikale. | Tjeter
8058 | Velcro cuff adult size 54.5 x 14.5 cm, 2 tubes, black: 108 | MSE shpk | 23.09.2020 | Rudolf Riester GmbH Bruckstrasse 31, D-72417 Jungingen, Germany | Velcro cuff adult size 54.5 x 14.5 cm, 2 tubes, black: 108 | l | Manshete adult pjese perberese e aparatit per matjen e tensionit te gjakut. | Tjeter
8059 | Diagnostic Ultrasound System: ARIETTA 65 | Medical Distribution shpk | 23.09.2020 | Hitachi, Ltd. 2-16-1, Higashi-Ueno, Taito-ku, Tokyo 110-0015 JAPAN | Diagnostic Ultrasound System: ARIETTA 65 | lla | Sistem diagnostikues me ultratinguj. | Pajisje diagnostikuese dhe terapeutike me rrezatim
8060 | Cad-Cam PMMA Blank (temporary teeth material); Polywax Plastic Gasket Transparent hard/soft (fixing teeth material); Perfect Wax Dental Base Plate (wax for central occlusion); Polywax Dental Base Plate (wax for central occlusion); Aluminium Mesh (nets for the reinforcement of total removable prostheses); Occlusion Spray (liquid for detecting first contact points); Dental Stone (plaster of prosthetic works); 3D Scaning Spray (spray for identification of prosthetics at scaner) | Moto-Mania shpk | 23.09.2020 | Bilkim Tibbi Ürünler San. Ve Tic. Ltd. Sti. Odin Iş Merkezi 8229/2 No:7 Çiğli, Izmir Türkiye | Cad-Cam PMMA Blank (temporary teeth material); Polywax Plastic Gasket Transparent hard/soft (fixing teeth material); Perfect Wax Dental Base Plate (wax for central occlusion); Polywax Dental Base Plate (wax for central occlusion); Aluminium Mesh (nets for the reinforcement of total removable prostheses); Occlusion Spray (liquid for detecting first contact points); Dental Stone (plaster of prosthetic works); 3D Scaning Spray (spray for identification of prosthetics at scaner) | l | 1. Material per dhembe provizor 2. Material per fiksimin e dhembeve 3.4. Dyll kafshimi per marrjen e okluzionit qendror 5. Rrjeta per perforcimin e protezave totale 6. Likid per gjetjen e pikave te para te kontaktit 7. Allci tepunimeve protetike fikse dhen te levishme 8. Spraj per identifikimin e punimeve protetike ne skaner. | Pajisje dentare
8061 | Alinity I CMV IgM Reagent KIT 07P4422; Alinity I CMV IgM Reagent KIT 07P4432; Alinity I CMV IgM Calibrator 07P4401; Alinity I CMV IgM Controls 07P4410 | Pegasus sh.p.k | 23.09.2020 | Abbott Ireland Diagnostics Division,Finisklin Business Park, Sligo, Ireland | Alinity i CMV IgM Reagent KIT (200 tests) 07P4422; Alinity i CMV IgM Reagent KIT (1000 tests) 07P4432; Alinity i CMV IgM Calibrator 07P4401; Alinity i CMV IgM Controls 07P4410 | In Vitro | Perdoren per analizen sasiore dhe gjysem sasiore te antitrupave IgM te Citomegalovirusit ne serumin njerezor dhe ne plazem. | Pajisje te diagnostikimit in vitro;
8062 | Alinity I TSH Reagent KIT 07P4820; Alinity I TSH Reagent KIT 07P4830; Alinity I TSH Calibrator 07P4801; Alinity I TSH Controls 07P4810 | Pegasus sh.p.k | 23.09.2020 | Abbott Ireland Diagnostics Division, Lisnamuck, Longford, Co.Longford , Ireland | Alinity i TSH Reagent KIT (200 tests) 07P4820; Alinity i TSH Reagent KIT (1200 tests) 07P4830; Alinity i TSH Calibrator 07P4801; Alinity i TSH Controls 07P4810; | In Vitro | Imunoanalize mikrogrimcash kemilumineshente qe perdoret per percaktmin sasior te hormonit tirostimulues TSH ne serumin human dhe ne plazmen me analizuesin Alinity. | Pajisje te diagnostikimit in vitro;
8063 | Alinity I FSH Reagent KIT 07P4920; Alinity I FSH Reagent KIT 07P4930; Alinity I FSH Calibrator 07P4901; Alinity I FSH Controls 07P4910 | Pegasus sh.p.k | 23.09.2020 | Abbott Ireland Diagnostics Division, Lisnamuck, Longford, Co.Longford , Ireland | Alinity I FSH Reagent KIT (200 tests) 07P4920; Alinity I FSH Reagent KIT (1200 tests) 07P4930; Alinity I FSH Calibrator 07P4901; Alinity I FSH Controls 07P4910 | In Vitro | Imunoanalize mikrogrimcash kemilumineshente qe perdoret per percaktmin sasior te hormonit folikostimulues FSH ne serumin human dhe ne plazmen me analizuesin Alinity. | Pajisje te diagnostikimit in vitro;
8064 | Alinity I Estradiol Reagent KIT 07P5020; Alinity I Estradiol Reagent KIT 07P5030; Alinity I Estradiol Calibrator 07P5001; Alinity I Estradiol Controls 07P5010; Alinity I Estradiol manual Diluent 07P5040 | Pegasus sh.p.k | 23.09.2020 | Abbott Ireland Diagnostics Division, Lisnamuck, Longford, Co.Longford , Ireland | Alinity i Estradiol Reagent KIT (200 tests) 07P5020; Alinity i Estradiol Reagent KIT (1000 tests) 07P5030; Alinity i Estradiol Calibrator 07P5001; Alinity i Estradiol Controls 07P5010; Alinity i Estradiol Manual Diluent 07P5040; | In Vitro | Imunoanalize mikrogrimcash kemilumineshente qe perdoret per percaktmin sasior te estradiolit ne serumin human dhe ne plazmen me analizuesin Alinity. | Pajisje te diagnostikimit in vitro;
8065 | Alinity I Total B-hCG Reagent KIT 07P5120; Alinity I Total B-hCG Reagent KIT 07P5130; Alinity I Total B-hCG Calibrator 07P5101; Alinity I Total B-hCG Controls 07P5110 | Pegasus sh.p.k | 23.09.2020 | Abbott Ireland Diagnostics Division, Lisnamuck, Longford, Co.Longford , Ireland | Alinity i Total B-hCG Reagent KIT (200 tests) 07P5120; Alinity i Total B-hCG Reagent KIT (1200 tests) 07P5130; Alinity i Total B-hCG Calibrators 07P5101; Alinity i Total B-hCG Controls 07P5110 | In Vitro | Imunoanalize mikrogrimcash kemilumineshente qe perdoret per percaktmin sasior te gonadotropines beta-humane korionike ne serumin human dhe ne plazmen me analizuesin Alinity. | Pajisje te diagnostikimit in vitro;
8066 | Alinity i Toxo IgG Reagent KIT (200 tests) 07P4522; Alinity i Toxo IgG Reagent KIT (1000 tests) 07P4532; Alinity i Toxo IgG Calibrator 07P4501; Alinity i Toxo IgG Controls 07P4510 | Pegasus sh.p.k | 23.09.2020 | Abbott GmbH Max-Planck-Ring 2, 65205 Wiesbaden, Germany | Alinity i Toxo IgG Reagent KIT (200 tests) 07P4522; Alinity i Toxo IgG Reagent KIT (1000 tests) 07P4532; Alinity i Toxo IgG Calibrator 07P4501; Alinity i Toxo IgG Controls 07P4510 | In Vitro | Imunoanalize mikrogrimcash kemilumineshente qe perdoret per percaktmin sasior te antitrupave IgG te Toxoplasma gondii ne serumin human dhe ne plazmen me analizuesin Alinity. | Pajisje te diagnostikimit in vitro;
8067 | Auto Refractometer: GR-2200 (Ser. Nr. X9BC0046); Auto Ref-keratometer: GR-3300K (Ser. Nr. X9BB0046); Auto Ref-keratometer: GR-3500KA (Ser. Nr. 59BA0086); AUTO REFKERATOMETER: WR-5100 (Ser. Nr. 98AP0292); Binokular Accommodation Auto Ref/Keratometer: WAM-5500 (X8AS0148) | Omega Optikal sh.p.k | 24.09.2020 | Rexxam Co., Ltd. Kagawa factory 958 Ikeuchi, Konan-cho, Takamatsu-city, Kagawa761-1494, Japan | Auto Refractometer: GR-2200 (Ser. Nr. X9BC0046); Auto Ref-keratometer: GR-3300K (Ser. Nr. X9BB0046); Auto Ref-keratometer: GR-3500KA (Ser. Nr. 59BA0086); AUTO REFKERATOMETER: WR-5100 (Ser. Nr. 98AP0292); Binokular Accommodation Auto Ref/Keratometer: WAM-5500 (Ser. Nr. X8AS0148) | l | Aparat per matje te dioptrise se syrit. | Pajisje oftalmike dhe optike
8068 | Alinity c Glucose Reagent Kit: 07P5520 (4000 tests); Alinity c Glucose Reagent Kit: 07P5530 (11000 tests) | Pegasus sh.p.k | 24.09.2020 | Abbott GmbH & Co. KG, Max-Planck-Ring 2, 65205 Wiesbaden, Germany | Alinity c Glucose Reagent Kit: 07P5520 (4000 tests); Alinity c Glucose Reagent Kit: 07P5530 (11000 tests) | In Vitro | Analiza e glukozes perdoret per percaktimin sasior te glukozes ne serum, urine ose lengun cerebrospinal (CSF) ne analizuesin Alinity. | Pajisje te diagnostikimit in vitro
8069 | Alinity c Calcium Reagent Kit: 07P5720 (4000 tests); Alinity c Calcium Reagent Kit: 07P5730 (15000 tests) | Pegasus sh.p.k | 24.09.2020 | Abbott GmbH & Co. KG, Max-Planck-Ring 2, 65205 Wiesbaden, Germany | Alinity c Calcium Reagent Kit: 07P5720 (4000 tests); Alinity c Calcium Reagent Kit: 07P5730 (15000 tests) | In Vitro | Analiza e kalciumit perdoret per percaktimin sasiorn te kalciumit ne serum, gjak ose urine nepermjet analizuesit Alinity. | Pajisje te diagnostikimit in vitro
8070 | Alinity c Amylase Reagent Kit: 07P5820 (500 tests) | Pegasus sh.p.k | 24.09.2020 | Abbott GmbH & Co. KG, Max-Planck-Ring 2, 65205 Wiesbaden, Germany | Alinity c Amylase Reagent Kit: 07P5820 (500 tests) | In Vitro | Analiza e Amylase perdoret pr percaktimin sasior te amilazes ne serumin njerezor, gjak ose urine nepermjet analizuesit Alinity. | Pajisje te diagnostikimit in vitro
8071 | CRYOGEN® BOX81 for 3, 4 and 5 ml tubes, white bottom, coloured grid - conf. 4 pcs: BSM58071B/4X; CRYOGEN® BOX81 for 3, 4 and 5 ml tubes, white bottom, coloured grid: BSM58071B/X; CRYOGEN® BOX81 for 3, 4 and 5 ml tubes, white bottom with barcode, coloured grid - conf. 4 pcs: BSM58071B1D/4X; CRYOGEN® BOX81 for 3, 4 and 5 ml tubes, white bottom with barcode, coloured grid: BSM58071B1D/X | Pegasus sh.p.k | 24.09.2020 | Biosigma SRL Via Valleta 6 - Franz. Cantarana - 30010 Cona (VE) | CRYOGEN® BOX81 for 3, 4 and 5 ml tubes, white bottom, coloured grid - conf. 4 pcs: BSM58071B/4X; CRYOGEN® BOX81 for 3, 4 and 5 ml tubes, white bottom, coloured grid: BSM58071B/X; CRYOGEN® BOX81 for 3, 4 and 5 ml tubes, white bottom with barcode, coloured grid - conf. 4 pcs: BSM58071B1D/4X; CRYOGEN® BOX81 for 3, 4 and 5 ml tubes, white bottom with barcode, coloured grid: BSM58071B1D/X | In Vitro | Kuti ruajtje kriogjenike per proveza laboratori. | Pajisje te diagnostikimit in vitro
8072 | Alinity c total Protein Reagent Kit 07P5220 | Pegasus sh.p.k | 24.09.2020 | Abbott GmbH Max-Planck-Ring 2, 65205 Wiesbaden, Germany | Alinity c total Protein Reagent Kit 07P5220 | In Vitro | Perdoret per percaktimin sasior te total proteines ne serumin dhe ne plazmen njerezore. | Pajisje te diagnostikimit in vitro;
8073 | COVID-19 IgG: COV19G.CE (96 tests), COV19G.CE.192 (192 tests) | O.E.S Distrimed sh.p.k | 25.09.2020 | DIA. Pro Diagnostic Bioprobes S.r.l. Via G. Carducci, 27-20099-Sesto San Giovanni-Milano (Italy) | COVID-19 IgG: COV19G.CE (96 tests), COV19G.CE.192 (192 tests) | In Vitro | Teste ELISA per diagnostikimin e Covid-19. | Pajisje te diagnostikimit in vitro
8074 | AriaDx Real Time PCR System K8930AA; AriaDx Software K8930-10001 | Pegasus sh.p.k | 25.09.2020 | Agilent Technologies Singapore (International) Pte, Ltd. No. 1 Yishun Ave 7, Singapore 768923 | AriaDx Real Time PCR System K8930AA; AriaDx Software K8930-10001 | In Vitro | Aparature analizuese PCR per amplifikimin gjetjen dhe analizimin e te dhenave duke kombinuar nje cikel termik te ri, nje sistem optik te avancuar LED dhe nje software per analizimin e te dhenave. | Pajisje te diagnostikimit in vitro;
8075 | Retraction cords; Cotton Pellets; Dental cotton rolls; Bibs; Napkins; Cotton Balls; Zig-Zag Cotton wool; Cotton Rolls for medical use; Absorbent Wound Dressings; Square/Round Cotton Pads; Gauze sponges; Non-Woven Sponges; Cotton Buds; Rhinorolls | ProDental sh.p.k | 28.09.2020 | ALAN &Co Avenue Andre Ernst 17 4800 VERVIERS Belgium | Retraction cords; Cotton Pellets; Dental cotton rolls; Bibs; Napkins; Cotton Balls; Zig-Zag Cotton wool; Cotton Rolls for medical use; Absorbent Wound Dressings; Square/Round Cotton Pads; Gauze sponges; Non-Woven Sponges; Cotton Buds; Rhinorolls | I | Produkte dentare si fill retraktues, pambuk, mantelina, garza dhe sfungjer per absorbim. | Pajisje dentare
8076 | Medical laser with therapeutic and surgical use - SYNCHRO QS4 | VaanMed sh.p.k | 28.09.2020 | DEKA M.E.L.A S.r.l Via Baldanzese, 17 50041 Calenzano (FI) ITALY | Medical laser with therapeutic and surgical use - SYNCHRO QS4 | IIb | Lazer per heqjen e tatuazheve shumngjyresh, lezionet beninje te dermes dhe epidermes, reduktimin e rrudhave, heqjet e qimeve te imta. | Pajisje giagnostikuese dhe terapeutike me rrezattim
8077 | Dental Implant System(sipas listes bashkalidhur) | Albadent Group | 29.09.2020 | DIO Corporation 66, Centrum seo-re, Haeundae-gu, Busan 48058, Republic of Korea | Dental Implant System(sipas listes bashkalidhur) | l | Pajisje endodontike, Superstrukture, materiale, aksesore per kirurgji | Pajisje dentare
8078 | Patient Positioning and Immobilization Device | MSE shpk | 29.09.2020 | Medtec, Inc., d/b/a CIVCO Medical Solutions and CIVCO Radiotherapy 1401 8th St. SE Orange City, Iowa 51041, USA | Patient Positioning and Immobilization Device (sipas listes bashkalidhur) | l | Materiale dhe pjese per pozicionimin e pacientit ne pajisjen e akseleratorit | Tjeter
8079 | TC-C4 Workstation | MSE shpk | 29.09.2020 | Olympus - KeyMed (Medical and Industrial Equipment) LTD., KeyMed House, Stock Road Southend-on-Sea, Essex SS2 5QH, United Kingdom | TC-C4 Workstation (sipas listes bashkalidhur) | l | Karroca per akomodimin e sistemeve endoskopike | Tjeter
8080 | nCare with ValutStream/ V10.2 | MSE shpk | 29.09.2020 | Image Stream Medical, Inc. One Monarch Drive Littleton, MA 01460, USA | nCare with ValutStream/ V10.2; nCare®, Rec, Dual, 2 Dir SDI, EU; nCare®, Rec, Dual, 2 ELA, EU; nCare®, Rec, Dual, Dir SDI & ELA, EU; nCare®, Rec, Single, Dir SDI, EU; nCare®, Rec, Single, ELA, EU (Starting with MX2-0001) | l | Regjistrues I imazheve qe perftohen nga procesori | Tjeter
8081 | Brilliant Componeer | Çene Sh.p.k | 29.09.2020 | Coltène/Whaledent AG Feldwiesenstrasse 20, 9450 Altstätten, Switzerland | Brilliant Componeer | lla | Fasete kompoziti per vendosje direkte ne nje ose me shume dhembe te perparme ose premolare. | Pajisje dentare
8082 | Pajisje dentare | ProDental sh.p.k | 29.09.2020 | Perfection Plus Ltd 6 Westwood Court, Brunel Road, Totton, Hants. SO40 3WX. UK | Dental Instruments (sipas listes bashkalidhur) | l | Materiale, instrumente aksesore dentar | Pajisje dentare
8083 | Tubing Sets for Extracorporeal Life Support and ECMO | Spitali Europian sh.p.k | 29.09.2020 | EUROSETS S.r.l. Strada Statale 12, 143 41036 Medolla (Modena) Italy | Tubing Sets for Extracorporeal Life Support and ECMO (sipas listës bashkëngjitur) | IIa | Sete tubash njeperdorimesh qe perdoren gjate procedures ECMO dhe ben lidhjen e kanjules venoze ose arteriale te pacientit me sistemin e pompomit ose me okigjeneratorin e membranes se estrakorporalit. | Pajisje një përdorimëshe
8084 | ECMOLIFE SYSTEM | Spitali Europian sh.p.k | 29.09.2020 | EUROSETS S.r.l. Strada Statale 12, 143 41036 Medolla (Modena) Italy | ECMOLIFE SYSTEM EU5086 | IIb | Sistem perfuzioni qe mundeson operimin dhe monitorimin e cirkulacionit extracorperal. | tjeter
8085 | Automated Blood Culture System | Biometric Albania sh.p.k. | 29.09.2020 | Zhuhai Lituo Biotechnology Co., Ltd. No.35, Yongan three road, Hongqi town, Jinwan District, Zhuhai, Guangdong, China | Automated Blood Culture System: LTS-BMC60; LTS-BMC80; LTS-BMC90 | In Vitro | Sisteme te automatizuara per kulturat e gjakut. | Pajisje te diagnostikimit in vitro;Pajisje laboratori
8086 | VISERA ELITE II VIDEO SYSTEM CENTER/OLYMPUS OTV-S200 | MSE shpk | 29.09.2020 | OLYMOUS MEDICAL SYSTEMS CORP 2951 Ishikawa-cho, Hachioji-shi, Tokyo 192-8507 Japan | VISERA ELITE II VIDEO SYSTEM CENTER/OLYMPUS OTV-S200 | I | Procesor per marrje imazheve te instrumentave laparaskopike. | Tjeter
8087 | Pajisje Dentare | ProDental sh.p.k | 29.09.2021 | Perfection Plus Ltd. 6 Westwood Court, brunel Road, Totton, hants. SO40 3WX, UK | Dental Cements and Liners; Polishing Disc; Restorative materials; Saliva Ejector; Restorative Materials; Endodontic Points, Paste Filler, Gates Glidden Drills and Peeso Reamers (sipas listes bashkalidhur) | Iia | Materiale te ndryshme dentare si cemente dhe liners, disk pastrues, materiale endodontike dhe heqes peshtyme | Pajisje dentare
8088 | ECMOLIFE Centrifugal Pump | Spitali Europian sh.p.k | 29.09.2020 | EUROSETS S.r.l. Strada Statale 12, 143, 41036 Medolla (Modena) Italy | Instrumentation for Extracorporeal Circulation : EcmoLife Centrifugal Pump - AG5078; EcmoLife Centrifugal Pump w/Pdrain - AG5079; | IIa | Eshte nje pompe gjaku magnetike non-okluzive qe lejon qarkullimin e gjakut ne procedurat ECC | `Tjeter
8089 | BD Vacutainer™ | Pegasus sh.p.k | 30.09.2020 | Becton Dickinson and Company (BD) 1 Becton Drive Franklin Lakes, NJ 07417 USA | BD Vacutainer™(sipas listës bashkëngjitur) | In Vitro | Pajisje si gota, epruveta te mbushura me tretesire tamponi te cilat perdoren per analizat e urines. | Pajisje te diagnostikimit in vitro
8090 | Sterile Single Use Needle | Express Pharma shpk | 30.09.2020 | Nobamedi Co., Ltd. #303, Na-dong, 58, Daeji-ro, Suji-gu, Yongin-si, Gyeonggi-do, Korea | Sterile Single Use Needle (sipas listes bashkalidhur) | lla | Shiringa me permasa te ndryshme per perdorime te ndryshme | Pajisje nje perdorimeshe
8091 | Pleural Drainage set; Y Connector; Vaginal Specula | Euromed sh.p.k | 30.09.2020 | Bicakcilar Tibbi Cihazlar Sanayi ve Ticaret A.S. Osmangazi Mahallesi,Gazi Caddesi No:21, Esanyurt 34522 Istanbul Turkiye | Pleural Drainage set (175 xxxx 1); Y Connector (754 xxxx 1); Vaginal Specula (595 xxxx 1) | l | Set drenimi; pajisje forem Y per vendosjen e kataterit ne ene gjaku; Spekulum per zgjerimin e mitres | Tjeter
8092 | SILVERVENT tracheostomy tubes | Gen-Alb Farma shpk | 30.09.2020 | Andreas Fahl Medizintechnik-Vertrieb GmbH, August-Horch-Strasse, 4a, 51149 Köln, Germany | SILVERVENT tracheostomy tubes (sipas listes bashkalidhur) | IIb | Proteza trakeale per pacientet me probleme ORL | Instrumenta shumeperdorimesh
8093 | PAD Buffer | Swissmed sh.p.k | 30.09.2020 | DIAGAST 251 avenue Eugéne Avinée, Eurastanté Parc, 59120 Loos France | PAD Buffer - 40100; PAD Buffer 500 - 40104 | In Vitro | Hollues per reagente per identifikimin e grupeve te gjakut | Pajisje te diagnostikimit in vitro
8094 | Alinity i C-Peptide Reagent Kit 09P3620; Alinity i C-Peptide Calibrators 09P3601; Alinity i C-Peptide Controls 09P3610 | Pegasus sh.p.k | 30.09.2020 | Abbott GmbH& Co.KG Max-Planck-Ring 2, 65205 Wiesbaden Germany | Alinity i C-Peptide Reagent Kit 09P3620 (2x100 tests); Alinity i C-Peptide Calibrators 09P3601; Alinity i C-Peptide Controls 09P3610 | In Vitro | Reagent qe perdoren per percaktimin sasion te c-peptidit ne serumin njerezor dhe ne plazem. | Pajisje te diagnostikimit in vitro
8095 | Camera Head | MSE shpk | 30.09.2020 | Olympus Medical Systems Corp. Hinode Plant, 34-3 Hirai, Hinode-machi, Nishitama-gun, Tokyo 190-0182, Japan | HD 3CMOS Camera Head - OLYMPUS CH-S200-XZ-EB | I | Koke kamere per lidhjen e instrumentave laparoskopike | Tjeter
8096 | Surgical Light System | MSE shpk | 30.09.2020 | Brandon Medical Company Ltd., Elmfield Road, Morley, Leeds, West Yorkshire, LS27 OEL, UK | Quasara eLite" HD-LED Surgical Light Systems : Qe60; Qe3030; Qe6030; Qe6060; Qe303030; Qe603030; Qe606030; Qe606060; Qe30; Qe60SC; Qe603030SC; Qe606030SC;Qe 606060SC; Qe3030DSC; Qe6030DSC; Qe6060DSC; Qe3H; Qe3H30; Qe3H60; Qe3H60SC;Qe6HCA; Qe6HCH; QeCA60; QeCH60; QeCH30; Qe6H30SC; Qe6H60; Qe6H30CA; Qe6H60CA; Qe6H30CH; Qe6H60CH; Qe6H6030; Qe6H6060; Qe60M; Qe60MEL; Qe6HM; Qe6HMEL | I | Llampe kirugjikale | Tjeter
8097 | ENat® | Pegasus sh.p.k | 30.09.2020 | Copan Italia S.p.A. ,Via F. Perotti, 10 25125 Brescia, Italy | ENat®: 1ml Preservation Medium For Nucleic Acids Regular Fl. Applic - 608CS01R;1ml Preservation Medium For Nucleic Acids Minitip Fl. Applic 608CS01M;1ml Preservation Medium For Nucleic Acids Pernasal Fl. Applic. 608CS01P;2 Ml Preservation Medium For Nucleic Acids L-Shape Fl. Applic. 606CS01L;2 Ml Preservation Medium For Nucleic Acids Minitip Fl. Applic. 606CS01M;2 Ml Preservation Medium For Nucleic Acids Regular Fl. Applic. 606CS01R;2 Ml Preservation Medium For Nucleic Acids Pernasal Fl. Applic. 606CS01P | lla | Tampon ne permbajtje terren me baze guanidine-tiocianate qe stabilizon AND-ARN e viruseve, baktereve | Pajisje laboratori
8098 | Alinity c Carbon Dioxide Reagent Kit 07P7220; Alinity c Carbon Dioxide Reagent Kit 07P7230 | Pegasus sh.p.k | 30.09.2020 | Abbott GmbH& Co.KG Max-Planck-Ring 2, 65205 Wiesbaden Germany | Alinity c Carbon Dioxide Reagent Kit 07P7220 (3000 tests); Alinity c Carbon Dioxide Reagent Kit 07P7230 (3000 tests) | In Vitro | Reagent qe perdoren per percaktimin sasion te dioksidit te karbonit ne serumin njerezor dhe ne plazem. | Pajisje te diagnostikimit in vitro
8099 | Alinity i CEA Reagent Kit 07P6220; Alinity i CEA Reagent Kit 07P6230; Alinity i CEA Controls 07P6210; Alinity i CEA Calibrators 07P6201 | Pegasus sh.p.k | 30.09.2020 | Abbott Ireland Diagnostics Division, Finisklin Business Park, Sligo , Ireland | Alinity i CEA Reagent Kit 07P6220 (200 tests); Alinity i CEA Reagent Kit 07P6230 (1200 tests); Alinity i CEA Controls 07P6210; Alinity i CEA Calibrators 07P6201 | In Vitro | Reagent qe perdoren per percaktimin sasion te antigjenit karcinoembrionik CEA ne serumin njerezor dhe ne plazem. | Pajisje te diagnostikimit in vitro
8100 | Alinity c Cholesterol Reagent Kit 07P7620 (4000 tests); Alinity c Cholesterol Reagent Kit 07P7623 (4000 tests); | Pegasus sh.p.k | 30.09.2020 | Abbott GmbH& Co.KG Max-Planck-Ring 2, 65205 Wiesbaden Germany | Alinity c Cholesterol Reagent Kit 07P7620 (4000 tests); Alinity c Cholesterol Reagent Kit 07P7623 (4000 tests); | In Vitro | Reagent qe perdoren per percaktimin sasion te triglicerideve ne serumin njerezor dhe ne plazem. | Pajisje te diagnostikimit in vitro
8101 | BD Preset™ Arterial Blood Collection Syringe; BD Preset™ Eclipse Arterial Blood Collection Syringe | Pegasus sh.p.k | 30.09.2020 | Becton, Dickinson and Company Belliver Industrial Estate, Belliver way, Roborough Plymouth, PL6 7BP, United Kingdom | BD Preset™ Arterial Blood Collection Syringe:364314;364327;364413;364415; BD Preset™ Eclipse Arterial Blood Collection Syringe: 364389;364390;364391;364393 | lla | Shiringa me permbajtje heparine te balancuar me kalcium te nebolizuar si spray I thate qe sherbejne per mbledhjen e gjakut arterial | Pajisje nje perdorimeshe
8102 | Alinity c Lactate Dehydrogenase Reagent Kit 07P7420; Alinity c Lactate Dehydrogenase Reagent Kit 07P7430 | Pegasus sh.p.k | 30.09.2020 | Abbott GmbH & Co.KG Max-Planck-Ring 2, 65205 Wiesbaden, Germany | Alinity c Lactate Dehydrogenase Reagent Kit 07P7420; Alinity c Lactate Dehydrogenase Reagent Kit 07P7430 | In Vitro | Reagent per percaktimin sasior te lactate dehydrogenases ne plazem dhe serumin human | Pajisje te diagnostikimit in vitro
8103 | Medical laser | VaanMed sh.p.k | 30.09.2020 | DEKA M.E.L.A. Srl Via Baldanzese 17, 50041 Calenzano (FI) - Italy | Medical laser and medical light source with therapeutic uses : Synchro Vas Q | IIb | Lazer per lezionet vaskulare, njollat e pigmentuara, shenjat dhe terheqjet e lekures | Pajisje diagnostikuese dhe terapeutike me rrezatim
8104 | Medical laser | VaanMed sh.p.k | 30.09.2020 | DEKA M.E.L.A. Srl Via Baldanzese 17, 50041 Calenzano (FI) - Italy | Medical laser and medical light source with therapeutic uses : SYNCHRO REPLA: Y Excellium HP; SYNCHRO REPLA: Y Excellium 3.4; SYNCHRO REPLA: Y Premium 2.4.2; SYNCHRO REPLA: Y Premium 1.4.2 | IIb | Lazer per depilim, teleangiektazi, njiollat e shktaktuara nga mosha | Pajisje diagnostikuese dhe terapeutike me rrezatim
8105 | Alinity c Lipid Multiconstituent Calibrator Kit: 09P1401;Alinity c Lipid Multiconstituent Calibrator Kit: 09P1403 | Pegasus sh.p.k | 30.09.2020 | Abbott GmbH & Co.KG Max-Planck-Ring 2, 65205 Wiesbaden, Germany | Alinity c Lipid Multiconstituent Calibrator Kit: 09P1401;Alinity c Lipid Multiconstituent Calibrator Kit: 09P1403 | In Vitro | Kalibratore per kalibrimin e apoliproteines A1 APOA1, B APOB, Lipoproteines me densitet te ulet LDL dhe lipoproteines me densitet te larte UHDL. | Pajisje te diagnostikimit in vitro
8106 | Alinity c Prealbumin Reagent Kit - 09P8620 | Pegasus sh.p.k | 30.09.2020 | Abbott GmbH & Co.KG Max-Planck-Ring 2, 65205 Wiesbaden, Germany | Alinity c Prealbumin Reagent Kit - 09P8620 | In Vitro | Reagent per percaktimin sasior te prealbumines ne serumin njerezor | Pajisje te diagnostikimit in vitro
8107 | Alinity Reaction Vessels: 06P1401 | Pegasus sh.p.k | 30.09.2020 | Abbott GmbH & Co.KG Max-Planck-Ring 2, 65205 Wiesbaden, Germany | Alinity Reaction Vessels: 06P1401 | In Vitro | Proveza transparente qe perdoren per zhvillimin e reaksioneve kimike te mostrave te gjakut dhe serumit qe analizohen me reagentet specifike ne aparatin analizues. | Pajisje te diagnostikimit in vitro
8108 | Alinity I Syphilis TP Reagent Kit (2 x 100 tests) 07P6022; Alinity i Syphilis TP Reagent Kit (2 x 600 tests) 07P6032; Alinity i Syphilis TP Calibrator 07P6001; Alinity i Syphilis TP Controls 07P6010 | Pegasus sh.p.k | 30.09.2020 | Abbott GmbH & Co.KG Max-Planck-Ring 2, 65205 Wiesbaden, Germany | Alinity I Syphilis TP Reagent Kit (2 x 100 tests) 07P6022; Alinity i Syphilis TP Reagent Kit (2 x 600 tests) 07P6032; Alinity i Syphilis TP Calibrator 07P6001; Alinity i Syphilis TP Controls 07P6010 | In Vitro | Kjo analize perdoret per percaktimin sasior, kalibrimin dhe matjen e precizionit te antitrupave te Treponema Pallidum ne serum dhe ne plazme me analizuesin c Alinity. Perdoren si ndihme ne trajtimin e Sifilizit. | Pajisje te diagnostikimit in vitro
8109 | Sterile Surgical Gowb | Euromed sh.p.k | 30.09.2020 | Anhui MedPurest Medical technology Co., Ltd. Jia Bao industrial park, Anqing, Anhui Province, China | Sterile Surgical Gown : P-S, P-M, P-L, P-XL, P-XXL, J-S, J-M, J-L, J-XL, J-XXL, S, M, L, XL, XXL | I | Perparese kirurgjie sterile | Tjeter
8110 | Alinity c Triglyceride Reagent Kit | Pegasus sh.p.k | 01.10.2020 | Abbott GmbH & Co.KG Max-Planck-Ring 2, 65205 Wiesbaden, Germany | Alinity c Triglyceride Reagent Kit - 07P7720 (4000tests); Alinity c Triglyceride Reagent Kit 07P7723(4000tests); | In Vitro | Eshte nje reagent qe perdoret per percaktimin sasior te triglicerideve ne serumin dhe plazmen humane. | Pajisje te diagnostikimit in vitro
8111 | Alinity c-series ICT Reference solution 08P7640; Alinity c-series Acid Probe Wash 01R6070; Alinity c-series Acid Wash 08P7740; Alinity c-series Alkaline Wash 08P7840 | Pegasus sh.p.k | 01.10.2020 | Abbott GmbH & Co.KG Max-Planck-Ring 2, 65205 Wiesbaden, Germany | Alinity c-series ICT Reference solution 08P7640; Alinity c-series Acid Probe Wash 01R6070; Alinity c-series Acid Wash 08P7740; Alinity c-series Alkaline Wash 08P7840 | In Vitro | Eshte nje reagent ne trajte solucioni i cili perdoret per mirembajtjen e aparatit Alinity qe ben analizen cilesore dhe sasiore te mostrave te gjakut dhe plasmes humane | Pajisje te diagnostikimit in vitro
8112 | Alinity c Alanine Aminotransferase reagent kit | Pegasus sh.p.k | 01.10.2020 | Abbott GmbH & Co.KG Max-Planck-Ring 2, 65205 Wiesbaden, Germany | Alinity c Alanine Aminotransferase Reagent Kit 07P9820 (3600 tests) | In Vitro | Jane kite reagent qe perdoren per percaktimin sasior te alpha ferroproteines ne plazmen dhe serumin human | Pajisje te diagnostikimit in vitro
8113 | Alinity c Albumin BCG Reagent Kit | Pegasus sh.p.k | 01.10.2020 | Abbott GmbH & Co.KG Max-Planck-Ring 2, 65205 Wiesbaden, Germany | Alinity c Albumin BCG Reagent Kit 08P0220 (3250 teste); Alinity c Albumin BCG Reagent Kit 08P0223 (3250 teste) | In Vitro | Jane kite reagent qe perdoren per percaktimin cilesor te albumines ne plazmen dhe serumin human | Pajisje te diagnostikimit in vitro
8114 | Alinity c Urine CSF Protein/Reagent Kit | Pegasus sh.p.k | 01.10.2020 | Abbott GmbH & Co.KG Max-Planck-Ring 2, 65205 Wiesbaden, Germany | Alinity c Urine CSF Protein/Reagent Kit 07P5920 (400 teste); Alinity c Urine CSF Protein/Reagent Kit 07P5930 (2500 teste) | In Vitro | Kjo analize perdoret per percaktimin sasior te proteines ne urinen njerezore ose lengun cerebrospinal (CSF) me analizuesin c Alinity. Matjet e proteines CSF perdoren ne diagnozen dhe trajtimin e kushteve si meningiti, tumoret e trurit dhe infeksionet ne sistemin nervor qendror. | Pajisje te diagnostikimit in vitro
8115 | Alinity I Anti-HBc II Reagent Kit 07P8722; Alinity i Anti-HBc II Reagent Kit 07P8732; Alinity i Anti-HBc II Calibrators 07P8701; Alinity i Anti-HBc II Controls 07P8710; | Pegasus sh.p.k | 01.10.2020 | Abbott GmbH & Co.KG Max-Planck-Ring 2, 65205 Wiesbaden, Germany | Alinity I Anti-HBc II Reagent Kit 07P8722(2x 100tests); Alinity i Anti-HBc II Reagent Kit 07P8732(2 x 600tests); Alinity i Anti-HBc II Calibrators 07P8701; Alinity i Anti-HBc II Controls 07P8710; | In Vitro | Eshte nje imuno analize mikrogrimcash kemiluminishente per percaktiin sasior te antitrupave kore anti HBC ne serumin dhe plazmen humane. Kalibrator dhe Controls per verifikimin e precizionit te analizatoreve. | Pajisje te diagnostikimit in vitro
8116 | Alinity c PROCESSING MODULE 03R67-01; ICT MODULE 09d28-04 | Pegasus sh.p.k | 01.10.2020 | Abbott GmbH& Co.KG Max-Planck-Ring 2, 65205 Wiesbaden Germany | Alinity c PROCESSING MODULE 03R67-01; ICT MODULE 09d28-04 | In Vitro | Reagent qe perdoren per mirmbajtjen e aparatit per kryerjen e procedurave te analizes te gjakut ne serumin njerezor dhe ne plazem. | Pajisje te diagnostikimit in vitro
8117 | Blood grouping determination: ABO system, rhesus D - AB PAD: 40101, ABD PAD: 40102 | Swissmed sh.p.k | 01.10.2020 | DIAGAST 251 avenue Eugène Avinée, Eurasanté Parc, 59120 Loos France | Blood grouping determination: ABO system, rhesus D - AB PAD: 40101, ABD PAD: 40102 | In Vitro | Reagent per identifikimin e grupeve te gjakut. | Pajisje te diagnostikimit in vitro
8118 | Blood grouping determination: ABO system, rhesus (C,c,D,E,e) - ANTI-A (ABO1): 70501, ANTI-B (ABO2): 70502, ANTI-A,B (ABO3): 70503, ANTI-D (RH1) IgM I: 71000, ANTI-D (RH1) IgM II: 71005, ANTI-D (RH1) TOTEM: 71010, ANTI-D (RH1) IgG: 71020, ANTI-DCE (RH1,2,3): 74111, GROUPAKIT: 70888, NEG CONTROL: 79000 | Swissmed sh.p.k | 01.10.2020 | DIAGAST 251 avenue Eugène Avinée, Eurasanté Parc, 59120 Loos France | Blood grouping determination: ABO system, rhesus (C,c,D,E,e) - ANTI-A (ABO1): 70501, ANTI-B (ABO2): 70502, ANTI-A,B (ABO3): 70503, ANTI-D (RH1) IgM I: 71000, ANTI-D (RH1) IgM II: 71005, ANTI-D (RH1) TOTEM: 71010, ANTI-D (RH1) IgG: 71020, ANTI-DCE (RH1,2,3): 74111, GROUPAKIT: 70888, NEG CONTROL: 79000 | In Vitro | Reagent per identifikimin e grupeve te gjakut. Metoda manuale. | Pajisje te diagnostikimit in vitro
8119 | High Flow Insufflation Unit: UHI-4 | MSE shpk | 01.10.2020 | Olympus Medical Systems Corp. 2951 Ishikawa-cho, Hachioji-shi, Tokyo 192-8507 Japan | High Flow Insufflation Unit: UHI-4 | lla | Pajisje fryrese per trupin e njeriut gjate kirurgjive laparaskopike. | Tjeter
8120 | "Coolview" CLED10 LED Examination Light - All variants - CLED10STBP, CLED10STDP, CLED10STMP, CLED10STRP, CLED10STWP | MSE shpk | 01.10.2020 | Brandon Medical Co., Ltd. Elmfield Road, Morley, leeds, LS27 OEL, UK | "Coolview" CLED10 LED Examination Light - All variants - CLED10STBP, CLED10STDP, CLED10STMP, CLED10STRP, CLED10STWP | l | Llampa ekzaminimi. | Tjeter
8121 | Alinity c Cholinesterase Reagent Kit 09P9422 (200 tests); | Pegasus sh.p.k | 01.10.2020 | Sentinel CH. Spa, Via Rpbert Koch 2, Milan, Italy, | Alinity c Cholinesterase Reagent Kit 09P9422 (200 tests); | In Vitro | Reagent qe perdoren per percaktimin kolorimetrik kinetik te kolinesterazes ne serumin njerezor dhe ne plazem. | Pajisje te diagnostikimit in vitro
8122 | Alinity c Cholinesterase Reagent Kit 09P9432 (400 tests); | Pegasus sh.p.k | 01.10.2020 | Sentinel CH. Spa, Via Rpbert Koch 2, Milan, Italy, | Alinity c Cholinesterase Reagent Kit 09P9432 (400 tests); | In Vitro | Reagent qe perdoren per percaktimin kolorimetrik kinetik te kolinesterazes ne serumin njerezor dhe ne plazem. | Pajisje te diagnostikimit in vitro
8123 | Alinity c CK-MB Calibrator Kit 09P9501; | Pegasus sh.p.k | 01.10.2020 | Sentinel CH. Spa, Via Rpbert Koch 2, Milan, Italy, | Alinity c CK-MB Calibrator Kit 09P9501; | In Vitro | Reagent qe perdoren si kalibrator per percaktimin kinetik te izoenzimes CK-MB dhe CK-BB te kreatin kinazes ne serumin njerezor dhe ne plazem. | Pajisje te diagnostikimit in vitro
8124 | Alinity c CK-MB Control Kit 09P9510; | Pegasus sh.p.k | 01.10.2020 | Sentinel CH. Spa, Via Rpbert Koch 2, Milan, Italy, | Alinity c CK-MB Control Kit 09P9510; | In Vitro | Reagent qe perdoren si kalibrator per percaktimin kinetik te izoenzimes CK-MB dhe CK-BB te kreatin kinazes ne serumin njerezor dhe ne plazem. | Pajisje te diagnostikimit in vitro
8125 | Alinity c CK-MB Reagent Kit 09P9522; | Pegasus sh.p.k | 01.10.2020 | Sentinel CH. Spa, Via Rpbert Koch 2, Milan, Italy, | Alinity c CK-MB Reagent Kit 09P9522 (200 tests); | In Vitro | Reagent qe perdoren per percaktimin kinetik te izoenzimes CK-MB dhe CK-BB te kreatin kinazes ne serumin njerezor dhe ne plazem. | Pajisje te diagnostikimit in vitro
8126 | Alinity c CK-MB Reagent Kit 09P9532; | Pegasus sh.p.k | 01.10.2020 | Sentinel CH. Spa, Via Rpbert Koch 2, Milan, Italy, | Alinity c CK-MB Reagent Kit 09P9532 (640 tests); | In Vitro | Reagent qe perdoren per percaktimin kinetik te izoenzimes CK-MB dhe CK-BB te kreatin kinazes ne serumin njerezor dhe ne plazem. | Pajisje te diagnostikimit in vitro
8127 | Alinity c Ammonia Controls: 08P2210 | Pegasus sh.p.k | 02.10.2020 | Sentinel CH. SpA Via Robert Koch 2, Milano, Italy | Alinity c Ammonia Controls - 08P2210 | In Vitro | Kite reagentesh qe perdoren per kontrollin e performances se analizatorit. | Pajisje te diagnostikimit in vitro
8128 | Alinity I Muti-Assay Manual Diluent - 09P1540 | Pegasus sh.p.k | 02.10.2020 | Abbott Ireland Diagnostics Division Finisklin Business Park, Sligo, Ireland | Alinity I Multi-Assay Manual Diluent - 09P1540 | In Vitro | Reagente qe perdoren per tretjen manuale te qelizave ne mostrat e gjakut dhe te plazmes. | Pajisje te diagnostikimit in vitro
8129 | Alinity h-series WBC Reagent 07P7904; Alinity h-series Retic Reagent 07P8004; Alinity h-series HGB Reagent 07P8104 | Pegasus sh.p.k | 02.10.2020 | Abbott Ireland Diagnostics Division Finisklin Business Park, Sligo, Ireland | Alinity h-series WBC Reagent 07P7904; Alinity h-series Retic Reagent 07P8004; Alinity h-series HGB Reagent 07P8104 | In Vitro | Jane reagente qe perdoren per percaktimin sasior te rruazave te kuqe te gjakut, retikulociteve, hemoglobines nepermjet analizatoreve Alinity | Pajisje te diagnostikimit in vitro
8130 | Alinity i Prolactin Calibratos 07P6601; Alinity i Prolactin Controls 07P6610; Alinity i Prolactin Reagent Kit 07P6620; Alinity i Prolactin Reagent Kit 07P6630 | Pegasus sh.p.k | 02.10.2020 | Abbott Ireland Diagnostics Division Lisnamuck, Longford, Co. Longford Ireland | Alinity i Prolactin Calibratos 07P6601; Alinity i Prolactin Controls 07P6610; Alinity i Prolactin Reagent Kit 07P6620-200teste; Alinity i Prolactin Reagent Kit 07P6630-1200teste | In Vitro | Eshte nje imunoanalize kemilumineshente (MCIA) e perdorur per percaktimin sasior te prolaktines ne serumin njerezor dhe ne plasem me analizuesin Alinity. | Pajisje te diagnostikimit in vitro
8131 | Alinity i Ferritin Calibrators 07P6501; Alinity i Ferritin Controls 07P6510; Alinity i Ferritin Reagent Kit 07P6520; Alinity i Ferritin Reagent Kit 07P6530 | Pegasus sh.p.k | 02.10.2020 | Abbott Ireland Diagnostics Division Lisnamuck, Longford, Co. Longford Ireland | Alinity i Ferritin Calibrators 07P6501; Alinity i Ferritin Controls 07P6510; Alinity i Ferritin Reagent Kit 07P6520 - 200teste; Alinity i Ferritin Reagent Kit 07P6530 - 1200teste | In Vitro | Eshte nje imunoanalize mikrogrimcash kemiluminishente (CMIA) qe perdoret per percaktimin sasior te ferritines ne serumin dhe plasmen njerezore me analizatorin Alinity. | Pajisje te diagnostikimit in vitro
8132 | Alinity i B12 Calibrators 07P6701; Alinity i B12 Controls 07P6710; Alinity i B12 Reagent Kit 07P6722; Alinity i B12 Reagent Kit 07P6732 | Pegasus sh.p.k | 02.10.2020 | Abbott Ireland Diagnostics Division Lisnamuck, Longford, Co. Longford Ireland | Alinity i B12 Calibrators 07P6701; Alinity i B12 Controls 07P6710; Alinity i B12 Reagent Kit 07P6722-200teste; Alinity i B12 Reagent Kit 07P6732 - 1200teste | In Vitro | Eshte nje analize kemilumineshente mikrogrimcash e faktoreve te brendshem per percaktimin sasior te vitamines B12 ne serumin njerezor dhe ne plasem. | Pajisje te diagnostikimit in vitro
8133 | ECMOLIFE SYSTEM ACCESSORIES - Leonardo Trolley: EU5093 | Spitali Europian sh.p.k | 02.10.2020 | EUROSETS S.r.l. Strada Statale 12, 143, 41036 Medolla (Modena) Italy | ECMOLIFE SYSTEM ACCESSORIES - Leonardo Trolley: EU5093 | l | Leonard trolley eshte nje pajisje qe suporton dhe transporton aparaturen Ecmolife Systems. | Pajisje per mobilim spitalor
8134 | Abbott RealTime SARS-CoV-2 Amplification Reagent Kit - 09N77-090; Abbott RealTime SARS-CoV-2 Control Kit - 09N77-080 | Pegasus sh.p.k | 02.10.2020 | Abbott Molecular Inc. 1300 'East Touhy Avenue Des Plaines, IL 60018 USA | Abbott RealTime SARS-CoV-2 Amplification Reagent Kit - 09N77-090; Abbott RealTime SARS-CoV-2 Control Kit - 09N77-080 | In Vitro | Test diagnostikimi dhe kontrolli PCR per SARS-CoV-2 | Pajisje te diagnostikimit in vitro
8135 | Alinity c Pancreatic Amylase | Pegasus sh.p.k | 05.10.2020 | Sentinel CH. SpA Via Robert Koch 2, Milano, Italy | Alinity c Pancreatic Amylase Reagent Kit ( 200 Teste) - 01R0422 | In Vitro | Analize e amilazes sasiore | Pajisje te diagnostikimit in vitro
8136 | Orthopedic Implants (sipas listes bashkalidhur) | Tral Medical | 05.10.2020 | Soylu Medikal Sanayi Ve DiŞ Ticaret Limited Şirketi, Ekinoba Mahallesi Durmaz Sokak Şana Sitesi 1 D Blok Kat:1, Daire:1, Büyükçekmece, Istanbul, Turkey | Orthopedic Implants (sipas listes bashkalidhur) | llb | Impiante ortopedike te ndryshme | Pajisje Te implantueshme aktive
8137 | Kostum veshje spitalore | Farma Net Albania shpk | 05.10.2020 | Mirbey Group Danişmanlik LTD. ŞTI. Habibler Mah. Eski Edirne Asfalti Cad. No: 966-968 Sultangazi/Istanbul/Turkey | MIRMED - Laminated disposable (Disposable protective overall) | l | Veshje spitalore nje perdorimeshe te laminuara, me mrojtje antistatike, barriere bakeriale, me gjatesi 170cm,me zinxhire me permasa L-XL | Pajisje nje perdorimeshe
8138 | Alinity i HBsAg Confirmatory V.1 Reagent Kit 08P0922 (200teste); Alinity i HBsAg Confirmatory V.1 Calibrators 08P0901; Alinity i HBsAg Confirmatory V.1 Controls 08P0910 | Pegasus sh.p.k | 05.10.2020 | Abbott Ireland Diagnostics Division Finisklin Business Park, Sligo, Ireland | Alinity i HBsAg Confirmatory V.1 Reagent Kit 08P0922 (200teste); Alinity i HBsAg Confirmatory V.1 Calibrators 08P0901; Alinity i HBsAg Confirmatory V.1 Controls 08P0910 | In Vitro | Kite reagentesh qe perdoren per kalibrimi, per kontrollin dhe per percaktimin cilesor dhe sasior te antigenit HBsAg ne serumin human dhe plazme per te percaktuar prezencen e Hepatitit B me ane te neutralizimit specifik te antitrupave . | Pajisje te diagnostikimit in vitro
8139 | Alinity i HIV Ag/Ab Combo Reagent Kit (2 x 100 Tests) 08P0722; Alinity i HIV Ag/Ab Combo Reagent Kit (2 x 600 Tests) 08P0732; Alinity i HIV Ag/Ab Combo Calibrators 08P0701; Alinity i HIV Ag/Ab Combo Controls 08P0710 | Pegasus sh.p.k | 05.10.2020 | Abbott GmbH & Co.KG Max-Planck-Ring 2, 65205 Wiesbaden, Germany | Alinity i HIV Ag/Ab Combo Reagent Kit (2 x 100 Tests) 08P0722; Alinity i HIV Ag/Ab Combo Reagent Kit (2 x 600 Tests) 08P0732; Alinity i HIV Ag/Ab Combo Calibrators 08P0701; Alinity i HIV Ag/Ab Combo Controls 08P0710 | In Vitro | Kite reagentesh, kalibruese dhe kontrolli per aparaturen qe perdoren per percaktimin cilesor te antigenit HIV p24 dhe antitrupave te virusit te imunodeficences humane te tipit 1 dhe/ose tipit 2 ne serumin human dhe plazme perfshire dhe mostrat e mbledhura pas vdekjes. | Pajisje te diagnostikimit in vitro
8140 | Alinity I Intact PTH Reagent Kit (2 x 100 teste) - 08P3122; Alinity I Intact PTH Reagent Kit (2 x 500 teste) - 08P3132; Alinity I Intact PTH Calibrators - 08P3101; Alinity I Intact PTH Controls - 08P3110 | Pegasus sh.p.k | 05.10.2020 | Abbott GmbH & Co.KG Max-Planck-Ring 2, 65205 Wiesbaden, Germany | Alinity I Intact PTH Reagent Kit (2 x 100 teste) - 08P3122; Alinity I Intact PTH Reagent Kit (2 x 500 teste) - 08P3132; Alinity I Intact PTH Calibrators - 08P3101; Alinity I Intact PTH Controls - 08P3110 | In Vitro | Kite reagentesh, kalibruese dhe kontrolli per aparaturen qe perdoren per percaktimin sasior te intact PTH ne plazem dhe serumin human | Pajisje te diagnostikimit in vitro
8141 | Alinity i Progresterone Reagent Kit: 08P3620, 08P3630 (200 tests);Alinity i Progresterone Calibrators: 08P3601;Alinity i Progresterone Controls: 08P3610;Alinity i Progresterone Manual Diluent: 08P3640 | Pegasus sh.p.k | 05.10.2020 | Abbott Ireland Diagnostic Division Lisnamuck, Longford, Co. Longford, Ireland | Alinity i Progresterone Reagent Kit: 08P3620, 08P3630 (200 tests);Alinity i Progresterone Calibrators: 08P3601;Alinity i Progresterone Controls: 08P3610;Alinity i Progresterone Manual Diluent: 08P3640 | In Vitro | Kite regentesh qe perdoren per percaktimin sasior te progresteronit ne plazem ose serumin human. | Pajisje te diagnostikimit in vitro
8142 | Alinity I STAT High Sensitive Troponin-I Reagent Kit - 08P1322 (200 teste); Alinity I STAT High Sensitive Troponin-I Reagent Kit - 08P1324 (200 teste); Alinity I STAT High Sensitive Troponin-I Reagent Kit - 08P1332 (1200 teste); Alinity I STAT High Sensitive Troponin-I Reagent Kit - 08P1334 (1200 teste); Alinity I STAT High Sensitive Troponin-I Cabrilators - 08P1301; Alinity I STAT High Sensitive Troponin-I Controls - 08P1310 | Pegasus sh.p.k | 05.10.2020 | Abbott Ireland Diagnostic Division Lisnamuck, Longford, Co. Longford, Ireland | Alinity I STAT High Sensitive Troponin-I Reagent Kit - 08P1322 (200 teste); Alinity I STAT High Sensitive Troponin-I Reagent Kit - 08P1324 (200 teste); Alinity I STAT High Sensitive Troponin-I Reagent Kit - 08P1332 (1200 teste); Alinity I STAT High Sensitive Troponin-I Reagent Kit - 08P1334 (1200 teste); Alinity I STAT High Sensitive Troponin-I Calibrators - 08P1301; Alinity I STAT High Sensitive Troponin-I Controls - 08P1310 | In Vitro | Kite reagentesh, kalibruese dhe kontrolli per pajisjen qe perdoren per percaktimin cilesor dhe sasior te troponines kardiake ne serumin human dhe plazme qe ndihmon ne dianostikimin e infarktit te miokardit si dhe vleresimin 30-90 ditor te prognozes se eventeve kardiake madhore . | Pajisje te diagnostikimit in vitro
8143 | Alinity i LH Reagent Kit - 07P9120 (200 teste) ,Alinity i LH Reagent Kit - 07P9130 (1200 teste), Alinity i LH Cabrilators - 07P9101 | Pegasus sh.p.k | 05.10.2020 | Abbott Ireland Diagnostic Division Lisnamuck, Longford, Co. Longford, Ireland | Alinity i LH Reagent Kit - 07P9120 (200 teste) ,Alinity i LH Reagent Kit - 07P9130 (1200 teste), Alinity i LH Calibrators - 07P9101 | In Vitro | Kite reagentesh qe perdoren per percaktimin sasior te hormonit luteinizues human ne serum dhe ne plazme dhe kite kalibruese per pajisjen qe perdoret per percaktimin sasior te hormonit luteinizues human ne serum dhe ne plazme . | Pajisje te diagnostikimit in vitro
8144 | Alinity c Total Bilirubin Reagent Kit (1440 tests)- 07P9620; Alinity c Total Bilirubin Reagent Kit (1080 tests)- 07P9623 | Pegasus sh.p.k | 05.10.2020 | Abbott GmbH & Co.KG Max-Planck-Ring 2, 65205 Wiesbaden, Germany | Alinity c Total Bilirubin Reagent Kit (1440 tests)- 07P9620; Alinity c Total Bilirubin Reagent Kit (1080 tests)- 07P9623 | In Vitro | Perdoret per percaktimin sasior te bilirubines | Pajisje te diagnostikimit in vitro
8145 | Alinity I Total PSA Reagent Kit - 07P9220 (200 teste);Alinity I Total PSA Reagent Kit - 07P9230 (1200teste);Alinity I Total PSA Calibrators - 07P9201;Alinity I Total PSA Controls - 07P9210 | Pegasus sh.p.k | 05.10.2020 | Abbott Ireland Diagnostics Division Finisklin Business Park, Sligo, Ireland | Alinity I Total PSA Reagent Kit - 07P9220 (200 teste);Alinity I Total PSA Reagent Kit - 07P9230 (1200teste);Alinity I Total PSA Calibrators - 07P9201;Alinity I Total PSA Controls - 07P9210 | In Vitro | Kite regentesh, Kalobrator dhe kontroll aparature per percaktimin sasior te antigenik prostatik specifik te lire dhe antihenit prostatik specifik te lidhur me alpha-1 antichymotrypsine ne serumin human. Rezultati ndihmon ne diferencimin e cancerit te prostates dhe hipotrofise beninje te prostates | Pajisje te diagnostikimit in vitro
8146 | Alinity c-series Detergent A, B; Alinity c-series Maintenance Solutions | Pegasus sh.p.k | 05.10.2020 | Abbott GmbH & Co. KG, Max-Planck-Ring 2, 65205 Wiesbaden, Germany | Alinity c-series Detergent A: 08P9670; Alinity c-series Detergent B: 08P9770; Alinity c-series Detergent B: 08P9780; Alinity c-series Maintenance Solutions: 08P9870 | In Vitro | Reagente qe perdoren per mirmbajtejen e perditshme ne procedurat diagnostike te caktuara. | Pajisje te diagnostikimit in vitro
8147 | Alinity i DHEA-S Reagent Kit, Calibrators Controls | Pegasus sh.p.k | 05.10.2020 | Abbott GmbH & Co. KG, Max-Planck-Ring 2, 65205 Wiesbaden, Germany | Alinity i DHEA-S Reagent Kit: 09P3720 (2 x 100 tests);Alinity i DHEA-S Calibrators: 09P3701;Alinity i DHEA-S Controls: 09P3710 | In Vitro | Reagente, kalibratore, kontolle per percaktimin sasior te sulfatit te dihidreoepiandrosteronit. | Pajisje te diagnostikimit in vitro
8148 | Alinity c Gamma-Glutamyl Transferase Reagent Kit | Pegasus sh.p.k | 05.10.2020 | Abbott GmbH & Co. KG, Max-Planck-Ring 2, 65205 Wiesbaden, Germany | Alinity c Gamma-Glutamyl Transferase Reagent Kit 07P7320 (1200 tests), 07P7330 (5950 tests) | In Vitro | Jane reagent qe perdoren per percaktimin sasior te gama glutamil transferazes ne plazmen dhe ne serumin human | Pajisje te diagnostikimit in vitro
8149 | Alinity h-series AutoClean Solution | Pegasus sh.p.k | 05.10.2020 | Abbott GmbH & Co. KG, Max-Planck-Ring 2, 65205 Wiesbaden, Germany | Alinity h-series AutoClean Solution 01R5104 | In Vitro | Jane solucione qe perdoren per apstrimin e pajisjeve dhe aparateve qe analizojne mostrat e gjakut pere,es reagenteve te ndryshem | Pajisje te diagnostikimit in vitro
8150 | Alinity i HAVAb-IgM Reagent Kit; Calibrator; Controls | Pegasus sh.p.k | 05.10.2020 | Abbott GmbH & Co. KG, Max-Planck-Ring 2, 65205 Wiesbaden, Germany | Alinity i HAVAb-IgM Reagent Kit (2 x 100 tests) 02R2822; Alinity i HAVAb-IgM Reagent Kit (2 x 500 tests) 02R2832; Alinity i HAVAb-IgM Calibrator 02R2801; Alinity i HAVAb-IgM Controls 02R2810 | In Vitro | Eshte nje analize mikrogrimcash kemiluminishente qe perdoren per detektimin e antitrupit IgM te virusit te hepatiti A ne serumin njerezor dhe ne plazem | Pajisje te diagnostikimit in vitro
8151 | Alinity i HBeAg Reagent Kit; Calibrators; Controls; Quantitative Calibrators; Quantitative Controls | Pegasus sh.p.k | 05.10.2020 | Abbott GmbH & Co. KG, Max-Planck-Ring 2, 65205 Wiesbaden, Germany | Alinity i HBeAg Reagent Kit: 07P6422 (2 x 100 tests);Alinity i HBeAg Calibrators: 07P6401; Alinity i HBeAg Controls: 07P6410;Alinity i HBeAg Quantitative Calibrators: 07P1001;Alinity i HBeAg Quantitative Controls: 07P1010 | In Vitro | jane reagent te perdorura per analizen kemiluminishente te mikroorganizmave te perdorur ne percaktimin sasior dhe cilesor te antigjenit te hepatit B | Pajisje te diagnostikimit in vitro
8152 | Alinity c Ultra HDL Reagent | Pegasus sh.p.k | 05.10.2020 | Abbott GmbH & Co. KG, Max-Planck-Ring 2, 65205 Wiesbaden, Germany | Alinity c Ultra HDL Reagent 07P7520 (1400 tests); Alinity c Ultra HDL Reagent 07P7520 (3500 tests); | In Vitro | Jane reagent qe perdoren per percaktimin e kolesterolit me densitet te larte lipoproteinik. | Pajisje te diagnostikimit in vitro
8153 | Alinity i-series probe Conditioning Solution | Pegasus sh.p.k | 05.10.2020 | Abbott Ireland Diagnostics Division, Finisklin Business Park, Sligo, Ireland | Alinity i-series probe Conditioning Solution: 01R5840 | In Vitro | Solucion i cili perdoret si pjese e procedurave te mirembajtjes se aparateve qe analizojne mostrat e gjakut | Pajisje te diagnostikimit in vitro
8154 | Alinity i Tacrolimus Reagent Kit; Calibrator; Whole Blood Precipitation Reagent | Pegasus sh.p.k | 05.10.2020 | Abbott Laboratories Diagnostic Division,Abbott Park,Illinois 60064,USA | Alinity i Tacrolimus Reagent Kit: 09P42-20 (200 tests);Alinity i Tacrolimus Calibrators: 09P42-01;Alinity i Tacrolimus Whole Blood Precipitation Reagent: 09P4-240 | In Vitro | Reagent per percaktimin sasior te takrolimusit ne serumin dhe plazmen njerezore | Pajisje te diagnostikimit in vitro
8155 | Alinity c ICT Sample Diluent: 07P5320 | Pegasus sh.p.k | 05.10.2020 | Abbott GmbH & Co. KG, Max-Planck-Ring 2, 65205 Wiesbaden, Germany | Alinity c ICT Sample Diluent: 07P5320 | In Vitro | Eshte reagent qe perdoret si hollues per percaktimin sasior te elektroliteve te natriumit, kaliumit, klorit ne serumin human, ne gjak dhe urine | Pajisje te diagnostikimit in vitro
8156 | Alinity c Immunoglobulin A Reagent Kit | Pegasus sh.p.k | 05.10.2020 | Abbott GmbH & Co. KG, Max-Planck-Ring 2, 65205 Wiesbaden, Germany | Alinity c Immunoglobulin A Reagent Kit: 09P6120 (360 teste) | In Vitro | Jane reagente te perdorur ne analizuesin Alinity per percaktimin sasior te imunoglobulines A ne serum dhe plazem | Pajisje te diagnostikimit in vitro
8157 | Alinity c Immunoglobulin G Reagent Kit | Pegasus sh.p.k | 05.10.2020 | Abbott GmbH & Co. KG, Max-Planck-Ring 2, 65205 Wiesbaden, Germany | Alinity c Immunoglobulin G Reagent Kit : 09P6220 (360 teste) | In Vitro | Jane reagente te perdorur ne analizuesin Alinity per percaktimin sasior te imunoglobulines G ne serum dhe plazem | Pajisje te diagnostikimit in vitro
8158 | Alinity c Immunoglobulin M Reagent Kit | Pegasus sh.p.k | 05.10.2020 | Abbott GmbH & Co. KG, Max-Planck-Ring 2, 65205 Wiesbaden, Germany | Alinity c Immunoglobulin M Reagent Kit: 09P6320 (360 tests) | In Vitro | Jane reagente te perdorur ne analizuesin Alinity per percaktimin sasior te imunoglobulines M ne serum dhe plazem | Pajisje te diagnostikimit in vitro
8159 | Alinity c ICT Urine Calibrator Kit 08P7001; | Pegasus sh.p.k | 05.10.2020 | Abbott GmbH& Co.KG Max-Planck-Ring 2, 65205 Wiesbaden Germany | Alinity c ICT Urine Calibrator Kit 08P7001; | In Vitro | Kalibratori qe perdoren gjate analizes se natriumit, kaliumit dhe klorurit. | Pajisje te diagnostikimit in vitro
8160 | Alinity c ICT Serum Calibrator Kit 08P6901; | Pegasus sh.p.k | 05.10.2020 | Abbott GmbH& Co.KG Max-Planck-Ring 2, 65205 Wiesbaden Germany | Alinity c ICT Serum Calibrator Kit 08P6901; | In Vitro | Kalibratori qe perdoren gjate analizes se natriumit, kaliumit dhe klorurit ne serumin njerezor. | Pajisje te diagnostikimit in vitro
8161 | Alinity c Multiconstituent Calibrator Kit 08P6001; | Pegasus sh.p.k | 05.10.2020 | Abbott GmbH& Co.KG Max-Planck-Ring 2, 65205 Wiesbaden Germany | Alinity c Multiconstituent Calibrator Kit 08P6001; | In Vitro | Kalibratori qe perdoren gjate analizes se albumines, kalciumit, kolesterolit, krestinines, glukozes, acidi laktik, magneziumi, fosforit etj. | Pajisje te diagnostikimit in vitro
8162 | Alinity c Uric Reagent Kit 08P5620; Alinity c Uric Reagent Kit 08P5630; | Pegasus sh.p.k | 05.10.2020 | Abbott GmbH& Co.KG Max-Planck-Ring 2, 65205 Wiesbaden Germany | Alinity c Uric Reagent Kit 08P5620 (1200 tests); Alinity c Uric Reagent Kit 08P5630 (5000 tests); | In Vitro | Analize qe perdoren per percaktimin sasion te acidit urik ne serumin njerezor, ne urine dhe ne plazem. | Pajisje te diagnostikimit in vitro
8163 | Alinity i HE4 Reagent Kit 08P5022 ; Alinity i HE4 Calibrators 08P5001; Alinity i HE4 Controls 08P5010 | Pegasus sh.p.k | 05.10.2020 | Abbott GmbH& Co.KG Max-Planck-Ring 2, 65205 Wiesbaden Germany | Alinity i HE4 Reagent Kit 08P5022 (200 tests); Alinity i HE4 Calibrators 08P5001; Alinity i HE4 Controls 08P5010 | In Vitro | Imunoanalize mikrogrimcash kemilumineshente qe perdoren per percaktimin sasion te antigjenit HE4 ne serumin njerezor. | Pajisje te diagnostikimit in vitro
8164 | Alinity i CA 15-3 Reagent Kit 08P5130 ; Alinity i CA 15-3 Reagent Kit 08P5020 ; Alinity i CA 15-3 Calibrators 08P5101; Alinity i CA 15-3 Controls 08P5110; | Pegasus sh.p.k | 05.10.2020 | Abbott GmbH& Co.KG Max-Planck-Ring 2, 65205 Wiesbaden Germany | Alinity i CA 15-3 Reagent Kit 08P5130 (1000 tests); Alinity i CA 15-3 Reagent Kit 08P5120 (200 tests) ; Alinity i CA 15-3 Calibrators 08P5101; Alinity i CA 15-3 Controls 08P5110; | In Vitro | Imunoanalize mikrogrimcash kemilumineshente qe perdoren per percaktimin sasion te antigjenit DF3 ne serumin njerezor. | Pajisje te diagnostikimit in vitro
8165 | Alinity i CA 125 II Reagent Kit 08P4920 ; Alinity i CA 125 II Reagent Kit 08P4930 ; Alinity i CA 125 II Calibrators 08P4901; Alinity i CA 125 II Controls 08P4910; | Pegasus sh.p.k | 05.10.2020 | Abbott GmbH& Co.KG Max-Planck-Ring 2, 65205 Wiesbaden Germany | Alinity i CA 125 II Reagent Kit 08P4920 (200 tests); Alinity i CA 125 II Reagent Kit 08P4930 (1000 tests); Alinity i CA 125 II Calibrators 08P4901; Alinity i CA 125 II Controls 08P4910; | In Vitro | Imunoanalize mikrogrimcash kemilumineshente qe perdoren per percaktimin sasion te antigjenit OC 125 ne serumin njerezor. | Pajisje te diagnostikimit in vitro
8166 | BD Microtainer® | Pegasus sh.p.k | 05.10.2020 | Becton, Dickinson and Company (BD) 1 Becton Drive Franklinj lakes, NJ 07417 USA | BD Microtainer® (sipas listes bashkalidhur) | In Vitro | Jane mikroproveta te cilat perdoren per analiza hematologjike dhe kimike dhe ngjyra e tyre eshte e kodifikuar per tu perputhur me testet e BD vacutainer | Pajisje te diagnostikimit in vitro
8167 | Alinity c Creatinine Reagent Kit | Pegasus sh.p.k | 05.10.2020 | Abbott GmbH& Co.KG Max-Planck-Ring 2, 65205 Wiesbaden Germany | Alinity c Creatinine Reagent Kit 07P9920 (3000 tests), 07P9930 (12000 tests) | In Vitro | Kite reagent qe perdoren per percaktimin sasior te creatines urine neplazxem dhe serumin human | Pajisje te diagnostikimit in vitro
8168 | Alinity c Direct Bilirubin Reagent Kit | Pegasus sh.p.k | 05.10.2020 | Abbott GmbH& Co.KG Max-Planck-Ring 2, 65205 Wiesbaden Germany | Alinity c Direct Bilirubin Reagent Kit 07P9720 (1440 tests) | In Vitro | Kite regent qe perdoren per percaktimin sasior te bilirubines direkte ne plazem dhe serumin human | Pajisje te diagnostikimit in vitro
8169 | Alinity i Freee PSA reagent Kit | Pegasus sh.p.k | 05.10.2020 | Abbott Ireland Diagnostics Division, Finisklin Business Park, Sligo, Ireland | Alinity i Freee PSA Reagent Kit 07P9320 (200 tests); 07P9330 (1200 tests); Alinity i Freee PSA Calibrators; Alinity i Freee PSA Controls | In Vitro | Kire reagente qe perdoren per percaktimin sasior te ntigenit prostatik specofik, kalibratore dhe kontrolle | Pajisje te diagnostikimit in vitro
8170 | Surgical Drape: 75*90cm, 50*75cm, 100*100cm, 100*150cm, 193*315cm, 200*250cm | Euromed sh.p.k | 05.10.2020 | Xiantao Zhongtai Protective Products Co., Ltd. 3#, Taizi Lake Industry Park Pengchang Town, Xiantao City 433018 Hubei Province, P. R. China | Surgical Drape: 75*90cm, 50*75cm, 100*100cm, 100*150cm, 193*315cm, 200*250cm | l | Beze kirurgjikale me vrime qe vendoset tek pacientet per te izoluar dhe mbajtur nje vend kirurgjikal steril nga zona te tjera te trupit qe mund te rrizin rrezikun e nje infeksioni gjate nje nderhyrjeje kirurgjikale. | Tjeter
8171 | B-Vak Wound Drainage Set: 171xxx x; Reinforced Endotracheal Tube (Cuffed/Uncaffed): 550 7xxx1, 551 7xxx1 | Euromed sh.p.k | 05.10.2020 | Bicakcilar Tibbi Cihazlar Sanayi ve Ticaret A.S. Osmangazi Mahallesi,Gazi Caddesi No:21, Esanyurt 34522 Istanbul Turkiye | B-Vak Wound Drainage Set: 171xxx x; Reinforced Endotracheal Tube (Cuffed/Uncaffed): 550 7xxx1, 551 7xxx1 | lla | Set, Sistem per kullimin e plages, me vakum te ulet, per largimin e gjakut dhe lengjeve te trupit. Lejojne ajrin te kaloje lirshem ne mushkeri me qellim ajrosjen. | Tjeter
8172 | Surgical Suction Equipment New Hospivac 350 | Farmaworld sh.p.k | 06.10.2020 | CA-MI SRL via Ugo La Mafia 13 - Frazione Pilastro - 43013 Langhirano (PR) Italia | Surgical Suction Equipment:New Hospivac 350 (sipas listes bashkalidhur) | lla | Aspirator kirurgjik per aspirim nazal, oral dhe trakeal | Tjeter
8173 | Surgical Suction Equipment New Hospivac 400 | Farmaworld sh.p.k | 06.10.2020 | CA-MI SRL via Ugo La Mafia 13 - Frazione Pilastro - 43013 Langhirano (PR) Italia | Surgical Suction Equipment:New Hospivac 400 (sipas listes bashkalidhur) | lla | Aspirator kirurgjik per aspirim nazal, oral dhe trakeal | Tjeter
8174 | Alinity c Urine CSF Protein Calibrator Kit - 08P7101 | Pegasus sh.p.k | 06.10.2020 | Abbott GmbH & Co.KG Max-Planck-Ring 2, 65205 Wiesbaden, Germany | Alinity c Urine CSF Protein Calibrator Kit - 08P7101 | In Vitro | Kalibrator qe perdoret ne analizatorin c Alinity gjate analizes urine/CSF | Pajisje te diagnostikimit in vitro
8175 | Alinity c Carbon Dioxide Calibrator Kit 08P7201 | Pegasus sh.p.k | 06.10.2020 | Abbott GmbH & Co.KG Max-Planck-Ring 2, 65205 Wiesbaden, Germany | Alinity c Carbon Dioxide Calibrator Kit - 08P7201 | In Vitro | Eshte kalibratori i perdorur ne analizatorin c Alinity gjate analizes dioksidid te karbonit. | Pajisje të diagnostikimit in vitro
8176 | Alinity c Clinical Chemistry Calibrator Kit - 08P6503 | Pegasus sh.p.k | 06.10.2020 | Sentinel CH. SpA Via Robert Koch 2, Milano, Italy | Alinity c Clinical Chemistry Calibrator Kit - 08P6503 | In Vitro | Kalibrator I perdorur gjate analizes se percaktimit te kolinestrases, kreatinines enzimatike, dibukaines CHE, HBDH, litiumit dhe amilases pankreatike. | Pajisje të diagnostikimit in vitro
8177 | Alinity c Clinical Chemistry Control 2 Kit 08P6511 | Pegasus sh.p.k | 06.10.2020 | Sentinel CH. Spa, Via Robert Koch 2, Milan, Italy, | Alinity c Clinical Chemistry Control 2 Kit 08P6511 | In Vitro | Sherben per te verifikuar performancen e analizatorit Alinity gjate analizes se kreatinines enzimatike, hekurit dhe litiumit. | Pajisje te diagnostikimit in vitro
8178 | Alinity c Clinical Chemistry Control 2 Kit 08P6516 | Pegasus sh.p.k | 06.10.2020 | Sentinel CH. Spa, Via Robert Koch 2, Milan, Italy, | Alinity c Clinical Chemistry Control 2 Kit 08P6516 | In Vitro | Sherben per te verifikuar performancen e analizatorit Alinity gjate analizes se kreatinines enzimatike, hekurit, amilazes pankreatike dhe litiumit. | Pajisje te diagnostikimit in vitro
8179 | Alinity c Clinical Chemistry Control 1 Kit 08P6510 | Pegasus sh.p.k | 06.10.2020 | Sentinel CH. Spa, Via Robert Koch 2, Milan, Italy, | Alinity c Clinical Chemistry Control 1 Kit 08P6510 | In Vitro | Sherben per te verifikuar performancen e analizatorit Alinity gjate analizes se kreatinines enzimatike, hekurit dhe litiumit. | Pajisje te diagnostikimit in vitro
8180 | Alinity c Clinical Chemistry Control 1 Kit 08P6515 | Pegasus sh.p.k | 06.10.2020 | Sentinel CH. Spa, Via Robert Koch 2, Milan, Italy, | Alinity c Clinical Chemistry Control 1 Kit 08P6515 | In Vitro | Sherben per te verifikuar performancen e analizatorit Alinity gjate analizes se kreatinines enzimatike, hekurit, amilazes pankreatike dhe litiumit. | Pajisje te diagnostikimit in vitro
8181 | Alinity c Clinical Chemistry Calibrator Kit 08P6501 | Pegasus sh.p.k | 06.10.2020 | Sentinel CH. Spa, Via Robert Koch 2, Milan, Italy, | Alinity c Clinical Chemistry Calibrator Kit 08P6501 | In Vitro | Kalibrator I perdorur gjate analizes se percaktimit te kreatinines enzimatike, hekurit, amilazes pankreatike dhe litiumit. | Pajisje te diagnostikimit in vitro
8182 | Alinity c UIBC Calibrator Kit 08P4401 | Pegasus sh.p.k | 06.10.2020 | Sentinel CH. Spa, Via Robert Koch 2, Milan, Italy, | Alinity c UIBC Calibrator Kit 08P4401 | In Vitro | Kalibrator I perdorur gjate analizes se percaktimit sasior te kapacitetit lidhes te hekurit te pasaturuar ne serumin njerzor dhe plasem. | Pajisje te diagnostikimit in vitro
8183 | Alinity c UIBC Reagent Kit 08P4420 | Pegasus sh.p.k | 06.10.2020 | Sentinel CH. Spa, Via Robert Koch 2, Milan, Italy, | Alinity c UIBC Reagent Kit 08P4420 | In Vitro | Analize qe sherben per percaktimit sasior te kapacitetit lidhes te ehkurit te pasaturuar ne serumin njerzor dhe plasem. | Pajisje te diagnostikimit in vitro
8184 | BD Vacutainer® Z (No Additive) Plus Urine Tube: 364915, 364917, 364918, 364920, 365307, 365309, 368500, 368501, 368831 | Pegasus sh.p.k | 06.10.2020 | Becton, Dickinson snd Company Belliver Industrial Estate, Belliver Way, Roborough, Plymouth, PL6 7BP, United Kingdom | BD Vacutainer® Z (No Additive) Plus Urine Tube: 364915, 364917, 364918, 364920, 365307, 365309, 368500, 368501, 368831 | In Vitro | Tub steril per mbledhjen e mostrave te urines. | Pajisje te diagnostikimit in vitro
8185 | Alinity i Anti-HBs Reagent Kit: 07P8922 (200 tests); Alinity i Anti-HBs Reagent Kit: 07P8932 (1200 tests); Alinity i Anti-HBs Reagent Kit: 07P8952 (200 tests); Alinity i Anti-HBs Reagent Kit: 07P8957 (1200 tests) Alinity i Anti-HBs Calibrators: 07P8901; Alinity i Anti-HBs Controls: 07P8910 | Pegasus sh.p.k | 06.10.2020 | Abbott Ireland Diagnostics Division Finisklin Buisness Park, Sligo, Ireland | Alinity i Anti-HBs Reagent Kit: 07P8922 (200 tests); Alinity i Anti-HBs Reagent Kit: 07P8932 (1200 tests); Alinity i Anti-HBs Reagent Kit: 07P8952 (200 tests); Alinity i Anti-HBs Reagent Kit: 07P8957 (1200 tests) Alinity i Anti-HBs Calibrators: 07P8901; Alinity i Anti-HBs Controls: 07P8910 | In Vitro | Reagente, kalibratore dhe kontrolle qe perdoren per nje analize mikrogrimcash kemilumineshente (CMIA) per percaktimin sasior te antitrupit te antigjenit te siperfaqes te Hebatitit B. | Pajisje te diagnostikimit in vitro
8186 | Alinity c CRP Vario Wide Range Calibrator Kit: 07P5601 | Pegasus sh.p.k | 06.10.2020 | Sentinel CH. S.p.A. Via Robert Koch, 2 Milano (MI) 20152 Italy | Alinity c CRP Vario Wide Range Calibrator Kit: 07P5601 | In Vitro | Kalibrator per analizen e Alinity c CRP Vario me metoden me spekter te gjere. | Pajisje te diagnostikimit in vitro
8187 | Alinity c CRP Vario High Sensivity Calibrator Kit: 07P5602 | Pegasus sh.p.k | 06.10.2020 | Sentinel CH. S.p.A. Via Robert Koch, 2 Milano (MI) 20152 Italy | Alinity c CRP Vario High Sensivity Calibrator Kit: 07P5602 | In Vitro | Kalibrator per analizen Alinity c CRP Vario me metoden me sensivitet te larte. | Pajisje te diagnostikimit in vitro
8188 | Alinity c CRP Vario HS Control Kit: 07P5610 | Pegasus sh.p.k | 06.10.2020 | Sentinel CH. S.p.A. Via Robert Koch, 2 Milano (MI) 20152 Italy | Alinity c CRP Vario HS Control Kit: 07P5610 | In Vitro | Kontroll per analizen Alinity c CRP Vario me metoden me sensivitet te larte. | Pajisje te diagnostikimit in vitro
8189 | Alinity c CRP Vario Ragent Kit: 07P5620 (3500 tests) | Pegasus sh.p.k | 06.10.2020 | Sentinel CH. S.p.A. Via Robert Koch, 2 Milano (MI) 20152 Italy | Alinity c CRP Vario Ragent Kit: 07P5620 (3500 tests) | In Vitro | Analiza e Alinity c CRP Vario perdoret per percaktimin sasior imunoturbidimetrik te proteines C-reaktive. | Pajisje te diagnostikimit in vitro
8190 | Alinity i AFP reagent Kit; Calibrator'; Control | Pegasus sh.p.k | 06.10.2020 | Abbott Ireland Diagnostics Division, Finisklin Business Park, Sligo, Ireland | Alinity i AFP Reagent Kit 07P9020 (200 tests), 07P9030 (1200 tests); Alinity i AFP Calibrators 07P9001; Alinity i AFP Controls 07P9010 | In Vitro | Kite reagente per percaktimin sasior te dhe cilesor te alpha ferroproteines nes erumin human dhe plazem. | Pajisjet e diagnostikimit in vitro
8191 | Alinity i Anti-HCV Reagent Kit; Calibrators; Controls | Pegasus sh.p.k | 06.10.2020 | Abbott GmbH& Co.KG Max-Planck-Ring 2, 65205 Wiesbaden Germany | Alinity i Anti-HCV Reagent Kit - 08P0622 (2 x 100 tests), 08P0632 (2 x 500 tests) ; Alinity i Anti-HCV Calibrators 08P0601; Alinity i Anti-HCV Controls 08P0610 | In Vitro | Kite reagent per percaktimin cilesor te antittrupave te virusit te hepatiti c. | Pajisjet e diagnostikimit in vitro
8192 | Alinity i BNP reagent Kit; Calibrators; Controls | Pegasus sh.p.k | 06.10.2020 | Abbott GmbH& Co.KG Max-Planck-Ring 2, 65205 Wiesbaden Germany | Alinity i BNP Reagent Kit 08P2420 (2 x 100 tests), 08P2430 (2 x 500 tests) ; Alinity i BNP Calibrators 08P2401; Alinity i BNP Controls 08P2410 | In Vitro | Kite reagent qe perdoren per percaktimin sasior te peptidit natriuretik tip B ne EDTA plazme | Pajisjet e diagnostikimit in vitro
8193 | Alinity i Cortisol Reagent Kit; Calibrators | Pegasus sh.p.k | 06.10.2020 | Abbott Ireland Diagnostics Division, Finisklin Business Park, Sligo, Ireland | Alinity i Cortisol Reagent Kit: 08P3320 (200 tests), 08P3330 (1200 tests); Alinity i Cortisol Calibrators: 08P3301 | In Vitro | Kite reagente qe perdoren per percaktimin sasior te cortisolit ne plazem | Pajisjet e diagnostikimit in vitro
8194 | Alinity i Folate Reagent Kit; Diluent; Calibrators; Controls | Pegasus sh.p.k | 06.10.2020 | Abbott Ireland Diagnostic Division Lisnamuck, Longford, Co. Longford, Ireland | Alinity i Folate Reagent Kit 08P1422 (200 tests), 08P1432(1200 tests); Alinity i Folate Manual Diluent 08P1460; Alinity i Folate RBS Lysis 08P1440 Diluent Alinity i Folate Folate Calibrators 08P1401; Alinity i Folate Folate Controls 08P1410; Alinity i Folate Lysis reagent 08P1542 | In Vitro | Kite reagent qe perdoren per percaktimin sasior te folateve ne plazem, per tretjen e hemolizatit te qelizave te kueqe, diluent, kalobrator dhe kontrolle | Pajisjet e diagnostikimit in vitro
8195 | Alinity i HAVAb-IgG Reagent Kit; Calibrator; Controls | Pegasus sh.p.k | 06.10.2020 | Abbott GmbH& Co.KG Max-Planck-Ring 2, 65205 Wiesbaden Germany | Alinity i HAVAb-IgG Reagent Kit 08P2622 (2 x 100 tests), 08P2632 (5 x 100 tests); Alinity i HAVAb-IgG Calibrator 08P2601; Alinity i HAVAb-IgG Controls 08P2610 | In Vitro | Kire regente qe perdoren per percaktimin cilesor te antitrupave IgG per virusin ehepatiti A ne serum dhe plazem | Pajisjet e diagnostikimit in vitro
8196 | Alinity i HBsAg Qualitative II Confirmatory Reagent Ki | Pegasus sh.p.k | 06.10.2020 | Abbott Ireland Diagnostics Division, Finisklin Business Park, Sligo, Ireland | Alinity i HBsAg Qualitative II Confirmatory Reagent Kit: 08P1122 (200 tests) | In Vitro | Jane kite reagente qe perdoren per percaktimin cilesor konfirmues te HBaAg ne plazem dhe serum | Pajisjet e diagnostikimit in vitro
8197 | Alinity i HBaAg Qualitative II Confirmatory manual Diluent | Pegasus sh.p.k | 06.10.2020 | Abbott Ireland Diagnostics Division, Finisklin Business Park, Sligo, Ireland | Alinity i HBaAg Qualitative II Confirmatory manual Diluent 08P1140 | In Vitro | Jane kite reagente qe perdoren per hollimin manual te kampioneve qe perdoren per percaktimin cilesor te HBsAg ne plazem ose serum | Pajisjet e diagnostikimit in vitro
8198 | Alinity h-series Phosphate Buffer: 07P8301 | Pegasus sh.p.k | 06.10.2020 | Abbott Ireland Diagnostics Division Finisklin Buisness Park, Sligo, Ireland | Alinity h-series Phosphate Buffer: 07P8301 | In Vitro | Reagent qe perdoret si tretesire tampon per analizen e reagenteve me analizuesin Alinity. | Pajisje te diagnostikimit in vitro
8199 | Alinity i Anti-HBs Specimen Diluent: 07P8942 | Pegasus sh.p.k | 06.10.2020 | Abbott Ireland Diagnostics Division Finisklin Buisness Park, Sligo, Ireland | Alinity i Anti-HBs Specimen Diluent: 07P8942 | In Vitro | Perdoret per tretjen manuale te substances per analize ne analizuesin Alinity duke perdorur reagentin e Anti-HBs. | Pajisje te diagnostikimit in vitro
8200 | Alinity i B·R·A·H·M·S PCT Reagent Kit: 01R1822 (200 tests); Alinity i B·R·A·H·M·S PCT Reagent Kit: 01R1832 (1000 tests); Alinity i B·R·A·H·M·S PCT Calibrators: 01R1801; Alinity i B·R·A·H·M·S PCT Controls: 01R1810; | Pegasus sh.p.k | 06.10.2020 | Abbott Ireland Diagnostics Division Finisklin Buisness Park, Sligo, Ireland | Alinity i B·R·A·H·M·S PCT Reagent Kit: 01R1822 (200 tests); Alinity i B·R·A·H·M·S PCT Reagent Kit: 01R1832 (1000 tests); Alinity i B·R·A·H·M·S PCT Calibrators: 01R1801; Alinity i B·R·A·H·M·S PCT Controls: 01R1810; | In Vitro | Reagente, kalibratore dhe kontrolle qe perdoren per nje imunoanalize mikrogrimvash kemilumineshente (CMIA) per percaktimin sasior te prokalcitonines (PCT). | Pajisje te diagnostikimit in vitro
8201 | Alinity i Anti-Tg Reagent Kit: 09P3420 (200 tests);Alinity i Anti-Tg Calibrators: 09P3401;Alinity i Anti-Tg Controls: 09P3410 | Pegasus sh.p.k | 06.10.2020 | Abbott Ireland Diagnostics Division Finisklin Buisness Park, Sligo, Ireland | Alinity i Anti-Tg Reagent Kit: 09P3420 (200 tests);Alinity i Anti-Tg Calibrators: 09P3401;Alinity i Anti-Tg Controls: 09P3410 | In Vitro | Reagente, kalibratore, kontrolle qe perdoren per percaktimin sasior te antitrupave te imunoglobulines G. | Pajisje te diagnostikimit in vitro
8202 | Alinity i Anti-TPO Reagent Kit: 09P3522 (200 tests);Alinity i Anti-TPO Calibrators: 09P3501;Alinity i Anti-TPO Controls: 09P3510 | Pegasus sh.p.k | 06.10.2020 | Abbott Ireland Diagnostics Division Finisklin Buisness Park, Sligo, Ireland | Alinity i Anti-TPO Reagent Kit: 09P3522 (200 tests);Alinity i Anti-TPO Calibrators: 09P3501;Alinity i Anti-TPO Controls: 09P3510 | In Vitro | Reagente, kalibratore, kontrolle per percaktimin sasior te antitrupave IgG te tiroid peroksidazes. | Pajisje te diagnostikimit in vitro
8203 | Pre-Analytical Kit for the collection of human "oropharyngeal liquid" | O.E.S Distrimed sh.p.k | 07.10.2020 | Lead Horizon GmbH, Sandwirtgasse 12/1 1060 Wien, Austria | Pre-Analytical Kit for the collection of human "oropharyngeal liquid" - 9120112870016 | In Vitro | Kit per marrjen e mostres, likuid orofaringeal, per testimin e Covid-19 | Pajisje të diagnostikimit in vitro
8204 | Alinity i 25-OH Vitamin D Reagent Kit 08P4522 (200 tests); Alinity i 25-OH Vitamin D Reagent Kit 08P4532 (1000 tests); Alinity i 25-OH Vitamin D Calibrators 08P4501; Alinity i 25-OH Vitamin D Controls 08P4510; | Pegasus sh.p.k | 07.10.2020 | Abbott Ireland Diagnostics Division, Lisnamuck, Longford, Co.Longford , Ireland | Alinity i 25-OH Vitamin D Reagent Kit 08P4522 (200 tests); Alinity i 25-OH Vitamin D Reagent Kit 08P4532 (1000 tests); Alinity i 25-OH Vitamin D Calibrators 08P4501; Alinity i 25-OH Vitamin D Controls 08P4510; | In Vitro | Imunoanalize mikrogrimcash kemilumineshente qe perdoren per percaktimin sasion te 25-hidroksivitamin D ne serumin njerezor dhe ne plazem. | Pajisje te diagnostikimit in vitro
8205 | Alinity i Free T3 Reagent Kit 07P6920 (200 tests); Alinity i Free T3 Reagent Kit 07P6930 (1200 tests); Alinity i Free T3 Calibrators 07P601; Alinity i Free T3 Controls 07P6910; | Pegasus sh.p.k | 07.10.2020 | Abbott Ireland Diagnostics Division, Lisnamuck, Longford, Co.Longford , Ireland | Alinity i Free T3 Reagent Kit 07P6920 (200 tests); Alinity i Free T3 Reagent Kit 07P6930 (1200 tests); Alinity i Free T3 Calibrators 07P601; Alinity i Free T3 Controls 07P6910; | In Vitro | Imunoanalize mikrogrimcash kemilumineshente qe perdoren per percaktimin sasion te trijodotironines ne serumin njerezor dhe ne plazem. | Pajisje te diagnostikimit in vitro
8206 | Alinity i Free T4 Reagent Kit 07P7020 (200 tests); Alinity i Free T4 Reagent Kit 07P7030 (1200 tests); Alinity i Free T4 Calibrators 07P7001; Alinity i Free T4 Controls 07P7010; | Pegasus sh.p.k | 07.10.2020 | Abbott Ireland Diagnostics Division, Lisnamuck, Longford, Co.Longford , Ireland | Alinity i Free T4 Reagent Kit 07P7020 (200 tests); Alinity i Free T4 Reagent Kit 07P7030 (1200 tests); Alinity i Free T4 Calibrators 07P7001; Alinity i Free T4 Controls 07P7010; | In Vitro | Imunoanalize mikrogrimcash kemilumineshente qe perdoren per percaktimin sasion te tiroksines ne serumin njerezor dhe ne plazem. | Pajisje te diagnostikimit in vitro
8207 | Alinity i Rubella IgG Reagent Kit 08P4622 (200 tests); Alinity i Rubella IgG Reagent Kit 08P4632 (1200 tests); Alinity i Rubella IgG Calibrators 08P4601; Alinity i Rubella IgG Controls 08P4610; | Pegasus sh.p.k | 07.10.2020 | Abbott Ireland Diagnostics Division, Lisnamuck, Longford, Co.Longford , Ireland | Alinity i Rubella IgG Reagent Kit 08P4622 (200 tests); Alinity i Rubella IgG Reagent Kit 08P4632 (1200 tests); Alinity i Rubella IgG Calibrators 08P4601; Alinity i Rubella IgG Controls 08P4610; | In Vitro | Imunoanalize mikrogrimcash kemilumineshente qe perdoren per percaktimin sasion te antitrupave IgG te prodhuara kunder virusit Rubella ne serumin njerezor dhe ne plazem. | Pajisje te diagnostikimit in vitro
8208 | Alinity i Rubella IgM Reagent Kit; Calibrators; Controls | Pegasus sh.p.k | 07.10.2020 | Abbott Ireland Diagnostics Division, Finisklin Business Park, Sligo, Ireland | Alinity i Rubella IgM Reagent Kit 08P4722 (200 tests), 08P4732 (1200 tests); Alinity i Rubella IgM Calibrators 08P4701; Alinity i Rubella IgM Controls 08P4710 | In Vitro | Eshte nje imunoanalize mikrogrimcash keminilushente qe sherben per percaktim sasior te antitrupave te IgM kunder virusit rubella | Pajisjet e diagnostikimit in vitro
8209 | Alinity c Immuno Control 1 Kit | Pegasus sh.p.k | 07.10.2020 | Sentinel CH. S.p.A. Via Robert Koch, 2 Milano, 20152, Italy | Alinity c Immuno Control 1 Kit 08P7515 | In Vitro | Kit per te verifikuar performancen e analizatoreve duke eprdorur metoden imunoturbdimetrike | Pajisjet e diagnostikimit in vitro
8210 | Alinity c Immuno Control 1 Kit | Pegasus sh.p.k | 07.10.2020 | Sentinel CH. S.p.A. Via Robert Koch, 2 Milano, 20152, Italy | Alinity c Immuno Control 1 Kit 08P7510 | In Vitro | Kit per te verifikuar performancen e analizatoreve duke eprdorur metoden imunoturbdimetrike | Pajisjet e diagnostikimit in vitro
8211 | Alinity c Immuno Control 2 Kit | Pegasus sh.p.k | 07.10.2020 | Sentinel CH. S.p.A. Via Robert Koch, 2 Milano, 20152, Italy | Alinity c Immuno Control 2 Kit 08P7516 | In Vitro | Kit per te verifikuar performancen e analizatoreve duke eprdorur metoden imunoturbdimetrike | Pajisjet e diagnostikimit in vitro
8212 | Alinity c Immuno Control 2 Kit | Pegasus sh.p.k | 07.10.2020 | Sentinel CH. S.p.A. Via Robert Koch, 2 Milano, 20152, Italy | Alinity c Immuno Control 2 Kit 08P7511 | In Vitro | Kit per te verifikuar performancen e analizatoreve duke eprdorur metoden imunoturbdimetrike | Pajisjet e diagnostikimit in vitro
8213 | Alinity c Immuno Control Set Kit | Pegasus sh.p.k | 07.10.2020 | Sentinel CH. S.p.A. Via Robert Koch, 2 Milano, 20152, Italy | Alinity c Immuno Control Set Kit 08P7512 | In Vitro | Kit per te verifikuar performancen e analizatoreve duke eprdorur metoden imunoturbdimetrike | Pajisjet e diagnostikimit in vitro
8214 | Alinity c Immuno Control Set Kit | Pegasus sh.p.k | 07.10.2020 | Sentinel CH. S.p.A. Via Robert Koch, 2 Milano, 20152, Italy | Alinity c Immuno Control Set Kit 08P7517 | In Vitro | Kit per te verifikuar performancen e analizatoreve duke eprdorur metoden imunoturbdimetrike | Pajisjet e diagnostikimit in vitro
8215 | Power Source | Pegasus sh.p.k | 07.10.2020 | HEINE Optotechnik GmbH & Co. KG Dornierstrasse 6 82205, Gilching, Germany | Power Source (sipas listes bashkalidhur) | I | Jane aksesore te tipit tranformatore, bateri, karikues etj | Tjeter
8216 | H560 INS00078; Erba H560 Dil HEM00030; Erba H560 LYSE 1 HEM00031; Erba H560 LYSE 2 HEM00032; | Pegasus sh.p.k | 08.10.2020 | Erba Lachema s.r.o., Brno, Karαsek 2219/1d, Czech Republic | H560 INS00078; Erba H560 Dil HEM00030; Erba H560 LYSE 1 HEM00031; Erba H560 LYSE 2 HEM00032; | In Vitro | Aparature, solucion qe sherben per hollimin e gjakut, solucion qe perdoren pe lisimin e hemoglobines dhe solucion qe perdoret per lisimin e qelizave te bardha te gjakut. | Pajisje te diagnostikimit in vitro
8217 | Alinity i 2nd Generation Testosterone Calibrators 07P6801; Alinity i 2nd Generation Testosterone Controls 07P6810; Alinity i 2nd Generation Testosterone Reagent Kit (2 x 100 Tests) 07P6822; Alinity i 2nd Generation Testosterone Reagent Kit (2 x 400 Teste) | Pegasus sh.p.k | 08.10.2020 | Abbott GmbH & Co.KG Max-Planck-Ring 2, 65205 Wiesbaden, Germany | Alinity i 2nd Generation Testosterone Calibrators - 07P6801; Alinity i 2nd Generation Testosterone Controls - 07P6810; Alinity i 2nd Generation Testosterone Reagent Kit (2 x 100 Tests) - 07P6822; Alinity i 2nd Generation Testosterone Reagent Kit (2 x 400 Teste) - 07P6832 | In Vitro | Sherbejne per te kalibruar dhe kontrolluar precizionin e analizuesit Alinity gjate analizes se percaktimit sasior te testosteronit ne serumin njerezor dhe plasem. Eshte nje imunoanalize mikrogrimcash kemilumineshente (CMIA) e perdorur per percaktimin sasior te testosteronit ne serumin njerezor dhe ne plasem. | Pajisje të diagnostikimit in vitro
8218 | UC-CONTROL | Aeskulap | 08.10.2020 | SYSMEX CORPORATION 1-5-1 Wakinohama-Kaigandori, Chuo-ku, Kobe 651-0073 Japan | UC-CONTROL - AU448468 | In Vitro | Kontrolle ne forme lengu per urinometrat UC3500 te linjes Sysmex | Pajisje të diagnostikimit in vitro
8219 | Zimmer Biomet 12/14 CoCr Femoral Heads and Freedom® Heads | Trimed sh.p.k | 08.10.2020 | Zimmer, Inc. 1800W, Center Street Warsaw, Indiana 46580, USA | Zimmer Biomet 12/14 CoCr Femoral Heads and Freedom® Heads (sipas listës bashkëngjitur) | III | Koke femorale e cila eshte pjese e protezave parciale te cilat perdoren ne artikulacionin koksofemoral ne rastin e frakturave te qafes se kockes se femurit. | Pajisje te implantueshme aktive
8220 | Alinity h-series Diluent: 04R2601 | Pegasus sh.p.k | 08.10.2020 | Abbott GmbH & Co. KG, Max-Planck-Ring 2, 65205 Wiesbaden, Germany | Alinity h-series Diluent: 04R2601 | In Vitro | Diluent i perdorur ne analizen e mostrave te gjakut dhe serumit njerezor. | Pajisje te diagnostikimit in vitro
8221 | Alinity c Alkaline Phosphatase Reagent Kit: 08P2020 (400 tests); Alinity c Alkaline Phosphatase Reagent Kit: 08P2030 (10750 tests) | Pegasus sh.p.k | 08.10.2020 | Abbott GmbH & Co. KG, Max-Planck-Ring 2, 65205 Wiesbaden, Germany | Alinity c Alkaline Phosphatase Reagent Kit: 08P2020 (400 tests); Alinity c Alkaline Phosphatase Reagent Kit: 08P2030 (10750 tests) | In Vitro | Reagent qe perdoret per percaktimin sasior te Alkaline Fosfatazes ne serumin human. | Pajisje te diagnostikimit in vitro
8222 | Alinity i Anti-HBe Reagent Kit: 07P6322 (2 x 100 tests); Alinity i Anti-HBe Calibrator: 07P6301; Alinity i Anti-HBe Controls: 07P6310 | Pegasus sh.p.k | 08.10.2020 | Abbott GmbH & Co. KG, Max-Planck-Ring 2, 65205 Wiesbaden, Germany | Alinity i Anti-HBe Reagent Kit: 07P6322 (2 x 100 tests); Alinity i Anti-HBe Calibrator: 07P6301; Alinity i Anti-HBe Controls: 07P6310 | In Vitro | Reagent, kalibrator dhe kontroll qe perdoren per pervaktimin sasior te antitrupave te hepatitit B dhe Anti-Hbe. | Pajisje te diagnostikimit in vitro
8223 | Alinity c Aspartate Aminotranferase Reagent Kit: 08P1720 (3600 tests) | Pegasus sh.p.k | 08.10.2020 | Abbott GmbH & Co. KG, Max-Planck-Ring 2, 65205 Wiesbaden, Germany | Alinity c Aspartate Aminotranferase Reagent Kit: 08P1720 (3600 tests) | In Vitro | Reagent qe perdoret per percaktimin sasior te enzimes aspartate aminotransferase ne serumin human. | Pajisje te diagnostikimit in vitro
8224 | Alinity c Complement C3 Reagent Kit: 09P5620 (300 tests) | Pegasus sh.p.k | 08.10.2020 | Abbott GmbH & Co. KG, Max-Planck-Ring 2, 65205 Wiesbaden, Germany | Alinity c Complement C3 Reagent Kit: 09P5620 (300 tests) | In Vitro | Reagente qe perdoren per percaktimin sasior te C3. | Pajisje te diagnostikimit in vitro
8225 | Veshje te padepertueshme | Farma Net Albania shpk | 08.10.2020 | MIRBEY GROUP DANISMANLIK LTD, STI, HABIBLER MAH. ESKI EDIRNE ASFALTI CAD. NO:966-968 SULTANGAZI-ISTANBUL-TURKEY | Non sterile liquid proof surgery Apron- MIRMED | I | Veshje e padepertueshme e brendshme / e jashtme me nje perdorim e cila ofron mbrojtje antistatike, barriere mbrojtese kunder baktereve dhe mbrojtje antialergjike. | Pajisje nje perdorimeshe
8226 | Alinity c Complement C4 Reagent Kit: 09P5720 (300 tests) | Pegasus sh.p.k | 08.10.2020 | Abbott GmbH & Co. KG, Max-Planck-Ring 2, 65205 Wiesbaden, Germany | Alinity c Complement C4 Reagent Kit: 09P5720 (300 tests) | In Vitro | Reagente qe perdoren per percaktimin sasior te C4. | Pajisje te diagnostikimit in vitro
8227 | Alinity c Aspartate Amniostransferase Reagent Kit: 08P1720 (3600 tests) | Pegasus sh.p.k | 08.10.2020 | Abbott GmbH & Co. KG, Max-Planck-Ring 2, 65205 Wiesbaden, Germany | Alinity c Aspartate Amniostransferase Reagent Kit: 08P1720 (3600 tests) | In Vitro | Reagent qe perdoret per percaktimin sasior te aspartat amniotransferazes. | Pajisje te diagnostikimit in vitro
8228 | Alinity i CA 19-9XR Reagent Kit: 08P3220 (2 x 100 tests); Alinity i CA 19-9XR Reagent Kit: 08P3230 (2 x 500 tests); Alinity i CA 19-9XR Calibrators: 08P3201; Alinity i CA 19-9XR Controls: 08P3210; | Pegasus sh.p.k | 08.10.2020 | Abbott GmbH & Co. KG, Max-Planck-Ring 2, 65205 Wiesbaden, Germany | Alinity i CA 19-9XR Reagent Kit: 08P3220 (2 x 100 tests); Alinity i CA 19-9XR Reagent Kit: 08P3230 (2 x 500 tests); Alinity i CA 19-9XR Calibrators: 08P3201; Alinity i CA 19-9XR Controls: 08P3210; | In Vitro | Reagente, kalibratore dhe kontrolle qe perdoren ne percaktimin sasior te 1116-NS-19-9 reaktiv. | Pajisje te diagnostikimit in vitro
8229 | Alinity c Creatine Kinase Reagent Kit: 08P4220 (1200 tests) | Pegasus sh.p.k | 08.10.2020 | Abbott GmbH & Co. KG, Max-Planck-Ring 2, 65205 Wiesbaden, Germany | Alinity c Creatine Kinase Reagent Kit: 08P4220 (1200 tests) | In Vitro | Reagent qe perdoret per percaktimin sasior te creatines kinase. | Pajisje te diagnostikimit in vitro
8230 | Alinity c Hemoglobin A1 c Reagent Kit: 08P4320 (1300 tests); Alinity c Hemoglobin A1 c Calibrators: 08P4301; Alinity c Hemoglobin A1 c Controls: 08P4310 | Pegasus sh.p.k | 08.10.2020 | Abbott GmbH & Co. KG, Max-Planck-Ring 2, 65205 Wiesbaden, Germany | Alinity c Hemoglobin A1 c Reagent Kit: 08P4320 (1300 tests); Alinity c Hemoglobin A1 c Calibrators: 08P4301; Alinity c Hemoglobin A1 c Controls: 08P4310 | In Vitro | Reagent, kalibrator dhe kontroll qe perdoret per percaktimin sasior te fraksionit Hb A1 c mmol/mol ne gjak ose hemolizatin e tij. | Pajisje te diagnostikimit in vitro
8231 | Sodyal Eye Drops | Ilma shpk | 08.10.2020 | Omisan FarmaceutiCI s.r.l. Via G.Galolei - 00012 Guidonia Montecelio, Roma - Italy | SODYAL 24H Single Dose -Watting and lubricating ophtalmic solution (15 vials x 0.5 ml) | llb | Pika per sy me acid ialuronik perdoren per thatesiren e syrit, per lodhjen nga pajisjet digitale, mbajtja e lenteve etj | Pajisje oftalmike dhe optike
8232 | BIOXESIN Nasal Spray | Ilma shpk | 08.10.2020 | Omisan FarmaceutiCI s.r.l. Via G.Galolei - 00012 Guidonia Montecelio, Roma - Italy | BIOXESIN - Nasal spray with extracts of Propolis, Eucalyptus and Aloe vera | l | Spray per promovimin e miireqenies fizioogjike te mukozes se hundes. | Pajisje oftalmike dhe optike
8233 | UF-CELLSHEATH | Aesculap | 08.10.2020 | SYSMEX CORPORATION 1-5-1 Wakinohama-Kaigandori, Chuo-ku, Kobe 651-0073 Japan | UF-CELLSHEATH | In Vitro | Reagente ne trajte solucioni qe sherben si lares per aparatin dhe ne bashkepunim me reagentet e tjetere si nje sistem fluid per te perpunuar mostrenm | Pajisje e diagnostikimit in vitro
8234 | Urinalysis Work Area Information Managment System, U-Wam | Aesculap | 08.10.2020 | SYSMEX CORPORATION 1-5-1 Wakinohama-Kaigandori, Chuo-ku, Kobe 651-0073 Japan | Urinalysis Work Area Information Managment System : U-Wam | In Vitro | Program informatik per menaxhimin e te dhenave te pacienteve dhe regjistrim te dhenvae te analizave, perdoret per urinometer | Pajisje e diagnostikimit in vitro
8235 | Mascherina Chirurgica monouso Tipo IIR - FLCH1 | Farmaworld sh.p.k | 08.10.2020 | Funny Lab srl, Via Dell'Euro 65, 76121 Barletta (BT) | Mascherina Chirurgica monouso Tipo IIR - FLCH1 | I | maska kirurgjikale me nje perdorim, perbehen nga 3 shtresa, polipropilene idrofobe dhe antibakteriale. | Pajisje nje perdorimeshe
8236 | Pajisje mbrojtese | Biometric Albania sh.p.k. | 08.10.2020 | Xiantao Yucheng Non-Woven products Co., Ltd. Xinmin Road 51-11, Pengchang Town Xiantao City, Hubei Province, China | Nonwoven, PE/CPE, PVC : Caps/Hats; Hairnet Caps; Surgical Gowns; Isolation Gowns; protective Gowns; Coveralls/Overalls; Lab Coats/Visitor Coats; Scrub Suits; Face Mask; paper Face masks; Beard Covers Aprons; Sleeve Covers/Oversleeves; Shoe Covers/Overshoes; Boot Covers; Bed Sheets; Pillow Covers; Bedcovers; Slippers; Bags; Briefs; bras, Pants; Gloves; Shower Cap; Raincoats; Personal Clothing | I | Pajisje personale mbrojtese | Produkte per institucione te kujdesit shendetesor
8237 | Panbio™ COVID-19 Ag Rapid Test Device (Nasopharyngeal): 41FK10 | Pegasus sh.p.k | 08.10.2020 | Abbott Rapid Dignostics Jena GmbH Orlaweg 1, 07743 Jena, Germany | Panbio™ COVID-19 Ag Rapid Test Device (Nasopharyngeal): 41FK10 | In Vitro | Test diagnostikimi in vitro qe sherben per percaktimin e antigjenit SARS-CoV-2 (Ag) me metoden PCR. | Pajisje te diagnostikimit in vitro
8238 | Praxis 3 | Biometric Albania sh.p.k. | 08.10.2020 | Aygün Cerrahi Aletler San.ve Tic. A. Ş, Kerimbeyosb Mahallesi Yaşardoğu Cad. No: 76 Tekkeköy, Samsun, Türkiye | Praxis 3 - Surgical Motor Systems Electrical and Battery Operated (M103-200) | lla | Sharre kirurgjikale | Pajisje elektromekanike, produkte per institucione te kujdesit shendetesor
8239 | Alinity c Iron Reagent Kit: 08P3920 (2300 tests) | Pegasus sh.p.k | 08.10.2020 | Sentinel CH. S.p.A. Via Robert Koch, 2 Milano (MI) 20152 Italy | Alinity c Iron Reagent Kit: 08P3920 (2300 tests) | In Vitro | Kite reagentesh qe perdoren per percaktimin sasior te hekurit ne gjak. | Pajisje te diagnostikimit in vitro
8240 | Alinity c Magnesium Reagent Kit: 08P1920 (720 tests); Alinity c Magnesium Reagent Kit: 08P1930 (3600 tests) | Pegasus sh.p.k | 08.10.2020 | Abbott GmbH & Co. KG, Max-Planck-Ring 2, 65205 Wiesbaden, Germany | Alinity c Magnesium Reagent Kit: 08P1920 (720 tests); Alinity c Magnesium Reagent Kit: 08P1930 (3600 tests) | In Vitro | Kite reagentesh qe perdoren per percaktimin sasior te magneziumit ne serumin human dhe ne plazme. | Pajisje te diagnostikimit in vitro
8241 | Alinity c Microalbumin Reagent Kit: 08P0420 (640 tests); Alinity c Microalbumin Calibrators: 08P0401; Alinity c Microalbumin Controls: 08P0410 | Pegasus sh.p.k | 08.10.2020 | Abbott GmbH & Co. KG, Max-Planck-Ring 2, 65205 Wiesbaden, Germany | Alinity c Microalbumin Reagent Kit: 08P0420 (640 tests); Alinity c Microalbumin Calibrators: 08P0401; Alinity c Microalbumin Controls: 08P0410 | In Vitro | Reagent, kalibrator dhe kontroll per per percaktimin sasior te albumines ne urinen humane. | Pajisje te diagnostikimit in vitro
8242 | Alinity c Phosphorus Reagent Kit: 08P4020 (4000 tests); Alinity c Phosphorus Reagent Kit: 08P4030 (8500 tests) | Pegasus sh.p.k | 08.10.2020 | Abbott GmbH & Co. KG, Max-Planck-Ring 2, 65205 Wiesbaden, Germany | Alinity c Phosphorus Reagent Kit: 08P4020 (4000 tests); Alinity c Phosphorus Reagent Kit: 08P4030 (8500 tests) | In Vitro | Reagente per percaktimin sasior te fosforit ne serumin human, gjak dhe urine. | Pajisje te diagnostikimit in vitro
8243 | Alinity c Transferrin Reagent Kit: 08P3820 (800 tests) | Pegasus sh.p.k | 08.10.2020 | Abbott GmbH & Co. KG, Max-Planck-Ring 2, 65205 Wiesbaden, Germany | Alinity c Transferrin Reagent Kit: 08P3820 (800 tests) | In Vitro | Kite reagentesh qe perdoren per percaktimin sasior te transferrines ne plazem ose serumin human. | Pajisje te diagnostikimit in vitro
8244 | Alinity c Urea Nitrogen Reagent Kit: 08P1620 (4000 tests): Alinity c Urea Nitrogen Reagent Kit: 08P1630 (13000 tests) | Pegasus sh.p.k | 08.10.2020 | Abbott GmbH & Co. KG, Max-Planck-Ring 2, 65205 Wiesbaden, Germany | Alinity c Urea Nitrogen Reagent Kit: 08P1620 (4000 tests): Alinity c Urea Nitrogen Reagent Kit: 08P1630 (13000 tests) | In Vitro | Kite reagentesh qe perdoren per percaktimin sasior te urea nitrogen ne serum, plazem dhe urine. | Pajisje te diagnostikimit in vitro
8245 | Infrared forehead thermometer: UFR106 | Farma Net Albania shpk | 09.10.2020 | Shenzhen Urion Technology Co., Ltd. Floor 4-6th of Building D, Jiale Science&Technology Industrial Zone, No.3, ChuangWei Road, Heshuikou Community, MaTian Street, GuangMing New District, 518106 ShenZhen, P.R. China | Infrared forehead thermometer: UFR106 | lla | Termometer ne distance me infra te kuqe (IR) per te matur temperaturen ne cast ne pjesen e ballit. | Instrumenta shumeperdorimesh
8246 | Oosafe printed tags, Yellow serialized 1-35: OOCW-PT11; Oosafe printed tags, Orange serialized 1-35: OOCW-PT12; Oosafe printed tags, Green serialized 1-35: OOCW-PT13 | Iris shpk | 09.10.2020 | SparMED ApS/CVR. No.: 30898575 Ryttermarken 2, 3520, Denmark | Oosafe printed tags, Yellow serialized 1-35: OOCW-PT11; Oosafe printed tags, Orange serialized 1-35: OOCW-PT12; Oosafe printed tags, Green serialized 1-35: OOCW-PT13 | l | Etiketa me ngjyra te ndryshme, per pajisje laboratori mjekesor. | Pajisje laboratori
8247 | UF-CONTROL | AESKULAP SH.P.K | 12.10.2020 | SYSMEX CORPORATION 1-5-1 Wakinohama-Kaigandori, Chuo-ku, Kobe 651-0073 Japan | UF-CONTROL | In Vitro | Kontroll ne forme lengu per urinometrat UF500/400 te linjes Sysmex. Permban grimca kontrolli qe ndihmojne ne procedurat e matjes se performances se aparaturave. | Pajisje te diagnostikimit in vitro
8248 | Latex Examination Gloves | Omega Optikal sh.p.k | 13.10.2020 | Winmed SDN BHD 93A, Jalan SS 21/37, Damansara Utama, 47400 Petaling Jaya, Selangor Darul Ehsan, Malaysia | Latex Examination Gloves | l | Doreza ekzaminimi lateks. | Pajisje nje perdorimeshe
8249 | SARS-COV- R-GENE | Labopharma shpk | 13.010.2020 | BIOMERIEUX SA, 376 Chemin de l'Orme - 69280 Marcy l'Etoile - France | SARS-COV- R-GENE® - 423720 | In Vitro | Eshte nje test per gjetjen sasiore te acideve nukleike nga Sars-Cov -2 nga mostrat e nasfaringut, orofaringut etj | Pajisje te diagnostikimit in vitro
8250 | Electronic Sphygmomanometers: KD-5920 (Kod Laica BM2604), KD-7920 (Kod Laica BM1007) | Farma Net Albania shpk | 14.10.2020 | Andon Health Co., Ltd No. 3 Jin Ping Street, YaAn Road, Nankai District, Tianjin, 300190 China | Electronic Sphygmomanometers: KD-5920 (Kod Laica BM2604), KD-7920 (Kod Laica BM1007) | lla | Aparat tensioni elektronik. | Pajisje elektromerkanike
8251 | STERIMED® ALGO - sterile impregnated non-adherent wound dressing | Farma Net Albania shpk | 14.10.2020 | Sopharma AD 16, Iliensko Shosse, 1220 Sofia, Bulgaria | STERIMED® ALGO - sterile impregnated non-adherent wound dressing | llb | Garze ngjitese sterile e perbere prej pelhure pambuku te kombinuar me perzierjen e vazelines , lanolines, paafines se lengshme, ekstraktit te algave te gjelbra dhe klorheksidine diglukonat. | Pajisje nje perdorimeshe
8252 | Nitrile Examination Gloves | Montal sh.p.k | 15.10.2020 | Zhenjiang Huayang Latex Products Co., Ltd. Lianhe Village, Xinba Town, Yangzhong City, Jiangsu Province, 212212, P.R.China | Nitrile Examination Gloves | l | Doreza ekzaminimi nitrile. | Pajisje nje perdorimeshe
8253 | ENDOPATH Monopolar Dissector, Scissors and Probe Plus II: 5DCD, 5DCS, EPH02, EPH04, EPS01, EPS03, EPS04, EPS05, EPS06, EPS07 | Evita shpk | 15.10.2020 | Ethicon Endo-Surgery,LLC 475 Calle C Guaynabo, Puerto Rico 00969 USA | ENDOPATH Monopolar Dissector, Scissors and Probe Plus II: 5DCD, 5DCS, EPH02, EPH04, EPS01, EPS03, EPS04, EPS05, EPS06, EPS07 | llb | Instrumenta endoskopike te dizenjuara per aplikim ne nje larmi minimale ne procedurat invazive. Keto instrumenta lehtesojne kapjen, mobilizimin, disektimin dhe transeksionin e indeve. | Instrumenta shumeperdorimesh
8254 | PROXIMATE Linear Cutters and Reloads: TCR10, TCR75, TRD75, TRT10, TRT75 | Evita shpk | 15.10.2020 | Ethicon Endo-Surgery,LLC 475 Calle C Guaynabo, Puerto Rico 00969 USA | PROXIMATE Linear Cutters and Reloads: TCR10, TCR75, TRD75, TRT10, TRT75 | lll | Rimbushes per stepler Proximate Linear. | Tjeter
8255 | Subjective Audiometer MA 42 | MSE shpk | 15.10.2020 | MAICO Diagnostics GmbH Sickingenstr. 70-71 D-10553 Berlin, Germany | Subjective Audiometer MA 42 | IIa | Pajisje per matjen e nivelite te degjimit tek njerezit. | Tjeter
8256 | Three Layer Surgical Latex & Lace Up Mask (Brand Orlex) | Delta Pharma-Al | 15.10.2020 | Efamed Ortopedi Medikal Ürünler San. Ve Tic. Ltd. Şti Çardak Sokak Saç San. Sit. No 16/34 Bahçelievler - ISTANBUL | Three Layer Surgical Latex & Lace Up Mask (Brand Orlex) | l | Maske kirurgjikale me tre shtresa, me latex dhe lidhese. | Pajisje nje perdorimeshe
8257 | Angiography pack D-911; Angiodyn Image Intensifier Cover D-891 | Montal sh.p.k | 15.10.2020 | Disposed Saglik Urunleri Uretim San.ve Tic.Ith. Ihr. Ltd. Sti.. 5748 SOKAN NO.69 MTK SITESI BORONOVA/IZMIR TURKEY | Angiography pack D-911; Angiodyn Image Intensifier Cover D-891 | Is | Pakete e perbere nga mbulesa, veshje pacienti, gareza dhe ene ne kushte sterile qe perdoren ne procesin e angiografise. | Pajisje nje perdorimeshe;
8258 | Multichem S Plus Assayed 08P88-10/11/12; Multichem S Plus Unassayed 08P87-10/11/12 | Pegasus sh.p.k | 16.10.2020 | Techno-path Manufacturing Ltd. Fort Henry Business Park, Ballina, Co. Tipperay, Ireland | Multichem S Plus Assayed 08P88-10/11/12; Multichem S Plus Unassayed 08P87-10/11/12 | In Vitro | Eshte nje reagent qe sherben per te verifikuar precizionin e analizave kimike laboratorike te serumit me analizatorin Alinity. | Pajisje të diagnostikimit in vitro
8259 | Multichem P 08P90-10 | Pegasus sh.p.k | 16.10.2020 | Techno-path Manufacturing Ltd. Fort Henry Business Park, Ballina, Co. Tipperay, Ireland | Multichem P 08P90-10 | In Vitro | Eshte nje reagent qe sherben per te verifikuar precizionin e analizave kimike laboratorike te perckatimit te nivelit te proteinave ne serum me analizatorin Alinity. | Pajisje të diagnostikimit in vitro
8260 | Multichem U 08P89-10 | Pegasus sh.p.k | 16.10.2020 | Techno-path Manufacturing Ltd. Fort Henry Business Park, Ballina, Co. Tipperay, Ireland | Multichem U 08P89-10 | In Vitro | Eshte nje reagent qe sherben per te verifikuar precizionin e analizes kimike labpratorike te urines me analizatorin Alinity | Pajisje të diagnostikimit in vitro
8261 | BiliSoft 2.0 Phototherapy System | Montal sh.p.k | 16.10.2020 | Lumitex® Medical Device, Inc. 8443 Dow Circle Strongsville, OH 44136 USA | BiliSoft 2.0 Phototherapy System (sipas listes bashkalidhur) | lla | Pajisje per fototerapi me drite blu per trajtimin e hiperbilirubinemise | Pajisje diagnostikuese dhe terapeutike me rrezatim
8262 | Flowmeters | O.E.S Distrimed sh.p.k | 19.10.2020 | Megasan Medikal Gaz Sistemleri Tibbi Alet Ve Cihazlar Inşaat Taahhüt Madencilik Nakliye Turizm Ithalat Ihracat Sanayi Ve Ticaret Anonim Şirketi Cumhuriyet Mah. Düvenciler Sok. Zafer Iş Hani Apt. 33/411 Merkez-Çankiri-Turkey | FlowMeters (sipas listes bashkalidhur) | IIb | Pajisje per matjen e fluksit e oksigjenit per pedorim spitalor | Produkte per institucione te kujdesist shendetesor
8263 | Knee (Non-Sterile Instrumentation): Miscellaneous Knee Instrumentation Devices (sipas listes bashkengjitur) | Trimed sh.p.k | 19.10.2020 | Biomet U.K. Limited Waterton Industrial Estate South Wales Bridgend CF31 3XA United Kingdom | Knee (Non-Sterile Instrumentation): Miscellaneous Knee Instrumentation Devices (sipas listes bashkengjitur) | l | Instrumenta shumeperdorimesh te cilet perdoren per implantimin e komponenteve perkates per endoprotezimin e gjurit. | Instrumenta shumeperdorimesh
8264 | Maxim™ Knee Instrumentation | Trimed sh.p.k | 20.10.2020 | Biomet U.K Waterton Industrial Estate, South Wales Bridgend CF 31 3XA, United Kingdom | Maxim™ Knee Instrumentation (sipas listes bashkalidhur) | l | Instrumenta shumeperdorimesh qe perdoren per implantimin e komponenteve perkates per endoprotezimi e gjurit | Instrumenta shumëpërdorimëshe
8265 | Disposable Sampling Swab | Swissmed sh.p.k | 20.10.2020 | Jiangsu HanHeng Medical Technology Co., Ltd. 16-B4, #1 North Qingyang Road, Tianning District 213017 Changzhou, Jiangsu, China | Disposable Sampling Swabs ( A-01; A-04) | l | Pajisje nje perdorimeshe per marrjen e mostres nga goja dhe hunda | Pajisje të diagnostikimit in vitro
8266 | Vacuette ® Virus Stabilization Tube | Swissmed sh.p.k | 20.10.2020 | Greiner Bio-One GmbH Bad Haller Straße 32, 4550 Kremsmünster, Austria | Vacuette ® Virus Stabilization Tube: Vacuette ® 3ml Virus Stabilization Tube 13x 100 red cup-white ring,Premium; Vacuette ® 2 ml Virus Stabilization Tube 13x 100 red cup-white ring,Premium | In Vitro | Tub plastik per marrjen dhe ruajtjen e motres | Pajisje të diagnostikimit in vitro; Pajisje laboratori
8267 | Modular Trial Neck , SPS HA Trial Neck, SPS Evolution Trial Neck,Harmony Trial Neck,Arcad Trial Neck | LAYO sh.p.k | 20.10.2020 | Symbios Orthopedie SA, Avenue des Sciences 1, CH-1400 YVERDON-LES-BAINS, Switzerland | Modular Trial Neck , SPS HA Trial Neck, SPS Evolution Trial Neck,Harmony Trial Neck,Arcad Trial Neck (sipas listes bashkalidhur) | lla | Instrumenta shumeperdorimesh per kirurgjine ortopedike per fiksime te brendshme | Instrumenta shumëpërdorimëshe
8268 | Mission Controls: Quality Controls (sipas listes bashkengjitur) | Swissmed sh.p.k | 19.10.2020 | Diamond Diagnstics Inc. 333 Fiske Street, Holliston MA 01746, U.S.A. | Mission Controls: Quality Controls (sipas listes bashkengjitur) | In Vitro | Kontrolle per pajisjen e lektroliteve. | Pajisje te diagnostikimit in vitro
8269 | MP Diagnostics HCV ELISA 4.0 | Biometric Albania sh.p.k. | 20.10.2020 | MP Biomedicals Asia Pacific Ple. Lld. 2 Pioneer Place, MP Biomedicals Headquarters Singapore 627885 | MP Diagnostics HCV ELISA 4.0 - 23130-096 (96 tests/kit);MP Diagnostics HCV ELISA 4.0 - 23130-480 (480 tests/kit) | In Vitro | Kite per identifikimin e Hepatitit C | Pajisje të diagnostikimit in vitro; Pajisje laboratori; Produkte te kujdesit shendetesor
8270 | Medical Oxygen Concentrators | VICTORIA-AL sh.p.k | 20.10.2020 | Shenyang Aerti Tech Co., LTD No.30 Huahai Road, Shenyang Economic & Technological Develipment Area, Shenyang City, 110141 Liaoning, China | Medical Oxygen Concentrators | IIa | Pajisje respiratore. | Pajisje anestezie dhe respiratore
8271 | BD BBL Sensi-Disc Ethambutol -25 μg: 231575 | Pegasus sh.p.k | 20.10.2020 | Becton, Dickinson and Company (BD) 7 Loveton Circle, Sparks Maryland 21152 USA | BD BBL Sensi-Disc Ethambutol -25 μg: 231575 | In Vitro | Pajisje ne forme disku me permbajtje Etambutoli te cilat vendosen ne pjata agari te pergatitura per testimin in vitro te ndjeshmerise se baktereve Etambutol-sensibel. | Pajisje te diagnostikimit in vitro
8272 | CPAP and VPAP Face Mask and Accessories (Reausable); CPAP VPAP Nasal Mask and Accessories (Reusable) - Respiratory Devices | Farma Net Albania shpk | 20.10.2020 | Hsiner Co., Ltd. No. 312, Jhongshan Rd., Shengang Township, Taichung, Taiwan, R.O.C. | CPAP and VPAP Face Mask and Accessories (Reausable); CPAP VPAP Nasal Mask and Accessories (Reusable) - Respiratory Devices | lla | Maske nazale me mbeshtetes ne hunde me mure te dyfishta dhe komod. Me tub ventilimi fleksibel. Maske orozonale me hapesire te vdekur te vogel, merr formen anatomike te fytyres, material biokompatibel. | Pajisje anestezie dhe respiratore
8273 | BD BBL Sensi-disc 8-Place Self-Tamping Dispenser | Pegasus sh.p.k | 20.10.2020 | Becton, Dickinson and Company 7 Loveton Circle Sparks, MD 21152 USA | BD BBL Sensi-disc 8-Place Self-Tamping Dispenser - 260660 | In Vitro | Pajisje ku vendoset produkti ne pjata agari per testimin e ndjeshmerise se bakterve | Pajisje të diagnostikimit in vitro
8274 | BB BBL Sensi-Disc Streptomycin - 50µg - 231570 | Pegasus sh.p.k | 20.10.2020 | Becton, Dickinson and Company 7 Loveton Circle Sparks, MD 21152 USA | BB BBL Sensi-Disc Streptomycin - 50µg - 231570 | In Vitro | Pajisje forme disku per testimin e ndjeshmerise se baktereve Streptomicine-sensibel | Pajisje të diagnostikimit in vitro
8275 | CALiaGold® Tube set | Aeskulap | 20.10.2020 | Sentinel CH. SpA Via Robert Koch 2, Milano, Italy | CALiaGold® Tube set - 1159300 | In Vitro | Tub per mbledhjen, transportin dhe ekstraktimin e mostrave te feces | Pajisje të diagnostikimit in vitro, Tjeter
8276 | Harmony Rasp, Atlantis Raps, SPS Compactor, SPS Rasp, Arcad Rasp (sipas listes bashkengjitur) | LAYO sh.p.k | 20.10.2020 | Symbios Orthopédie SA Avenue des Sciences 1, Yverdon-les-Bains 1400 Switzerland | Harmony Rasp, Atlantis Raps, SPS Compactor, SPS Rasp, Arcad Rasp (sipas listes bashkengjitur) | lla | Instrumenta per perdorim ne kirurgji ortopedike, per fiksime te brendshme. | Instrumenta shumeperdorimesh
8277 | QuantiFERON® TB Gold Plus: 622120, 622822; QFT-Plus Single Patient Pack (pack of 10): 622222; QFT-Plus tubes (50x TB1/TB2/Nil/Mitogen): 622526; QFT-Plus Dispenser Pack (25ct): 622423; QFT-Plus Reference Lab Pack: 622822; QFT-Plus HA Single Patient Pack (pack of 10): 623222; QFT-Plus HA Dispenser Pack (25ct): 623423; QFT-Plus HA tubes (50x TB1/TB2/Nil/Mit): 623526 | Biometric Albania sh.p.k. | 20.10.2020 | QIAGEN N.V. Hulsterweg 82, 5912 PL Venlo Netherlands | QuantiFERON® TB Gold Plus: 622120, 622822; QFT-Plus Single Patient Pack (pack of 10): 622222; QFT-Plus tubes (50x TB1/TB2/Nil/Mitogen): 622526; QFT-Plus Dispenser Pack (25ct): 622423; QFT-Plus Reference Lab Pack: 622822; QFT-Plus HA Single Patient Pack (pack of 10): 623222; QFT-Plus HA Dispenser Pack (25ct): 623423; QFT-Plus HA tubes (50x TB1/TB2/Nil/Mit): 623526 | In Vitro | Kite per detektimin e tuberkulozes. | Pajisje te diagnostikimit in vitro
8278 | G-CEM Veneer; OPTIGLAZE color (sipas listes bashkengjitur) | Eurodenta shpk | 21.10.2020 | GC Europe N.V. Research Park, Interleuvenlaan 33, Leuven B-3001 Belgium | G-CEM Veneer; OPTIGLAZE color (sipas listes bashkengjitur) | lla | Llak per ngjyrosjen e dhembit, ngjites fasetash, material per ngjyrosjen e gingivave. | Pajisje dentare
8279 | CALiaGold® Control Set: 1159200 | Aeskulap shpk | 21.10.2020 | Sentinel CH. S.p.A. Via Robert Koch, 2 Milano (MI) 20152 Italy | CALiaGold® Control Set: 1159200 | In Vitro | Material likuid per kontrollin e performances se kalprotektines ne 2 nivele te perqendruara. | Pajisje te diagnostikimit in vitro
8280 | Previ Color Gram | Labopharma shpk | 21.10.2020 | Biomerieux SA, 376 Chemin de l'Orme, 69280 Marcy l'Etoile - France | PREVI ® Color gram V2 (Version 2) 414292 (sipas listes bashkalidhur) | In Vitro | Aparature e cila perdor nje teknologji te patentuar per te dhene rezultate sa me te shpejta, sherben per diferencimin e baktereve gram pozitive nga ato negative. | Pajisje te diagnostikimit in vitro
8281 | Syringe Pump | Montal sh.p.k | 21.10.2020 | Shenzen ENMIND Technology Co., Ltd. Room 201, Block A, No.1, Qianhai Road 1, Qianhaishen Port Cooperative District, Shenzhen, 518000, Guangdong, China | Syringe Pumps (EN-S7, EN-S7 Smart, EN-S3) | IIa | Pajisje mjekesore qe perdoret per infuzion te vazhdueshem intravenoz dhe per te administruar me saktesi doza te ndryshme te medikamenteve | Pajisje elektromekanike
8282 | Knee (Non-Sterile Instrumentation): Miscellaneous Knee Instrumentation Devices (sipas listes bashkengjitur) | Trimed sh.p.k | 21.10.2020 | Biomet UK Limited, Waterton Industrial Estate Bridgend CF31 3XA United Kingdom | Knee (Non-Sterile Instrumentation): Miscellaneous Knee Instrumentation Devices (sipas listes bashkengjitur) | I | Instrumenta shumeperdorimesh te cilet perdoren per implantimin e komponenteve perkates per endoprotezimin e gjurit. | Instrumenta shumeperdorimesh | 6541 |  | 22.09.2020
8283 | Knee Instrumentation | Trimed sh.p.k | 21.10.2020 | Biomet UK Limited, Waterton Industrial Estate Bridgend CF31 3XA United Kingdom | Knee Instrumentation (sipas listes bashkengjitur) | I; IIa | Instrumenta shumeperdorimesh te cilet perdoren per implantimin e komponenteve perkates per endoprotezimin e gjurit. | Instrumenta shumeperdorimesh | 5443/3 |  | 22.09.2020
8284 | BD BBL™ Sensi-Disc™ | Pegasus sh.p.k | 21.10.2020 | Becton Dickinson and Company 7 Loveton Circle Sparks, MD 21152 USA | BD BBL™ Sensi-Disc™ (sipas listes bashkengjitur) | In Vitro | Pajisje te cilat permbajne perqendrime te ndryshme antimikrobalesh dhe sherbejne per testimin in vitro te ndjeshmerise se baktereve patogjene | Pajisje te diagmostikimit in vitro | 5444/3 |  | 22.09.2020
8285 | BD-BBL Sensi-Disc Isoniazid | Pegasus sh.p.k | 21.10.2020 | Becton Dickinson and Company 7 Loveton Circle Sparks, MD 21152 USA | BD-BBL Sensi-Disc Isoniazid 5 ɥg 231572 | In Vitro | Jane pajisje ne forme disku me permbajtje izoniazidi te cilat vendosen ne pjata agari te pergatitutra per testimin | Pajisje te diagmostikimit in vitro | 6708 | 4292 | 28.09.2020
8286 | CALia Gold Calibrator Set | Aesculap | 22.10.2020 | SENTINEL CH. S.p.A Via Robert Koch, 2 Milano (MI) - 20152, Italy | CALiaGold® Calibrator Set - 1159100 | In Vitro | kalibrator ne forme likuide qe sherbne per percaktimin e perqendrimit te kalproteines ne ekstraktin e mostres | Pajisje te diagnostikimit in vitro
8287 | Traction table Triton 6M | Net Electronics sh.p.k | 22.10.2020 | MEDEN-INMED Sp. Z o. o. ul. Wenedow 2, 75-847 Koszalin | Traction table Triton 6M | l | Pajisje per kompresim/dekompresim e shtratit te traksionit | Tjeter
8288 | MP Diagnostics HIV Ag/Ab Combo ELISA | Biometric Albania sh.p.k. | 22.10.2020 | MP Biomedicals Asia Pacific Pte. Ltd. Pioneer Place 2, MP Biomedicals Headquarters 627885, Singapore | MP Diagnostics HIV Ag/Ab Combo ELISA 4.0 - 23040-096 (96 test/kit); 23040-480 (480 test/kit) | In Vitro | Kite per identifikimin e virusit HIV | Pajisje te diagnostikimi in vitro; Produkte per institucionet e kujdesit shendetesor; pajisje laboratori
8289 | Oxford Microplasty Instruments | Trimed sh.p.k | 21.10.2020 | Biomet UK Limited Waterton Industrial Estate Bridgend CF31 3XA United Kingdom | Oxford Microplasty Instruments (sipas listës bashkëngjitur) | I, IIa | Instrumenta te ndryshem qe perdoren per implantimin e komponenteve perkates per endoprotezimin e gjurit. | Instrumenta shumëpërdorimësh;
8290 | OliSil SUHY; OliSil SOFT; OliSil HYDRO | Albadent Group sh.p.k | 21.10.2020 | Olident Sp.Z.o.o, Sp.k, Podleze 653, 32-003 Podleze Poland | OliSil SUHY- OL068; OliSil SOFT-OL060; OliSil HYDRO-OL061 | I | Materiale per marrje mase. | Pajisje dentare
8291 | Harvard IonoLine, art. No. 7071260 | Albadent Group sh.p.k | 21.10.2020 | Harvard Dental International GmbH MargaretenstraBe 2-4 15366 Hoppegarten Robert-Bosch-StraBe 2 25335 Elmshorn | Harvard IonoLine, art. No. 7071260 | IIa | Materiale restorative dentare. | Pajisje dentare
8292 | CPAP Units and accessories: DV54SE (sipas listes bashkengjitur) | Gen-Alb Farma shpk | 26.10.2020 | DeVilbiss Healthcare LLC 100 DeVilbiss Drive Somerset, PA 15501, USA | CPAP Units and accessories: DV54SE (sipas listes bashkengjitur) | lla | Set instrumentash kirurgjikale, sterile dhe nje perdorimeshe. | Pajisje nje perdorimeshe
8293 | Nucleoss Dental Implant Systen | Klinika Zogu i Pare | 26.10.2020 | Sanlilar Tibbi Cihazlar medikal, Kimya San. Tic. LTD. STI 10018 sk. No: 7 ITOB Organize Sanyi Bölgesi, Tekeli Izmir, 35477, Turkey | Nucleoss Dental Implant System (sipas listes bashkalidhur) | IIa | Implante dentare ku perfshihen implantet sterile dhe abutment jo steril, instrumenta kirugjikale dhe aksesoret e nevojshem | Pajisje dentare
8294 | Y CONNECTOR SQUYD: Y Connector «SQUYD» 20cm + Guide wire introducer: 0270NA; Y connector «SQUYD» 20cm + Guide wire introducer + Torque device: 0270NB; Y connector «SQUYD» 50cm + Guide wire introducer: 0270NC; Y connector «SQUYD» 00cm + Guide wire introducer + Plastic Pealable Insertion tool: 0270ND; Y connector «SQUYD» 50cm + Guide wire introducer + Torque device: 0270NE | Gen-Alb Farma shpk | 26.10.2020 | PEROUSE MEDICAL Route du Manoir, 60173 Ivry Le Temple - FRANCE | Y CONNECTOR SQUYD: Y Connector «SQUYD» 20cm + Guide wire introducer: 0270NA; Y connector «SQUYD» 20cm + Guide wire introducer + Torque device: 0270NB; Y connector «SQUYD» 50cm + Guide wire introducer: 0270NC; Y connector «SQUYD» 00cm + Guide wire introducer + Plastic Pealable Insertion tool: 0270ND; Y connector «SQUYD» 50cm + Guide wire introducer + Torque device: 0270NE | lla | Ssiteme transferues, pajisje dhe aksesore per kifoplasti. | Pajisje nje perdorimeshe
8295 | Desktop Spirometer: DATOSPIR TOUCH (sipas listes bashkengjitur) | Gen-Alb Farma shpk | 26.10.2020 | SIBEL S.A.U. Rosellón 500, bajos. 08026 Barcelona SPAIN | Desktop Spirometer: DATOSPIR TOUCH (sipas listes bashkengjitur) | lla | Aparature per matjenr e kapacitetit te mushkerive dhe per crregullimin e frymemarrjes. | Pajisje elektromekanike
8296 | Disposable Micro Applicators dline Micro Applicators Bendable | Moto-Mania shpk | 26.10.2020 | UAB Medicinos linja Karaliauciaus str. 29, LT-78348 Siauliai, Lithuania | Disposable Micro Applicators dline Micro Applicators Bendable | l | Furca bondi per aplikimin e bondit ne te gjitha llojet e restaurimeve dentare. | Pajisje dentare
8297 | Dental Cotton Rolls; Absorbent Cotton Rolls, Zig Zag Cotton, Absorbent Cotton Balls | Moto-Mania shpk | 26.10.2020 | ANSU MEDITECH Industrial Shed No. 10, Plot No. 834, At. Rakanpur, Ta. Kalol, Dist. Gandhinagar-382721, Gujarat, INDIA | Dental Cotton Rolls; Absorbent Cotton Rolls, Zig Zag Cotton, Absorbent Cotton Balls | l | Role pambuku per perdorim ne klinikat dentare. | Pajisje dentare
8298 | BD BBL Sensi-Disc rifampin-25 μg 231578 | Pegasus sh.p.k | 23.10.2020 | Becton Dickinson and Company 7 Loveton Circle Sparks, MD 21152 USA | BD BBL Sensi-Disc rifampin-25 μg 231578 | In Vitro | Pajisje ne forme disku me permbajtje Rimfapicine te cilat vendosen ne pjastrat agari te pergatitura dhe sherbejne per testimin e baktereve Rimfapincin-sensibel. | Pajisje te diagnostikimit in vitro
8299 | ARCAD | LAYO sh.p.k | 23.10.2020 | Symbios Orthopedie SA, Avenue des Sciences 1, CH-1400 YVERDON-LES-BAINS, Switzerland | ARCAD Long Trial Stem (sipas listës bashkëngjitur) | IIa | Istrumenta mjekësor shumpërdorimësh për përdorim ne kirurgji të ortopedisë për fiksime të brendshme. | Instrumenta shumëpërdorimëshe
8300 | cobas® SARS-CoV-2 Qualitative assay for use on the cobas® 6800/8800 Systems: cobas® SARS-CoV-2: 09175431190; cobas® SARS-CoV-2 Control Kit: 09175440190 | Evita shpk | 26.10.2020 | Roche Molecular Systems, Inc. 1080 US Highway 202 South Branchburg, NJ 08876 USA | cobas® SARS-CoV-2 Qualitative assay for use on the cobas® 6800/8800 Systems: cobas® SARS-CoV-2: 09175431190; cobas® SARS-CoV-2 Control Kit: 09175440190 | In Vitro | Kit per analizimin e SARS-CoV-2 me metoden RT-PCE dhe kontroll per kete kit. | Pajisje te diagnostikimit in vitro
8301 | Operating Table: HyBase 6100, Plus | Globalsher shpk | 26.10.2020 | Nanjing Mindray Bio-Medical Electronics Co., Ltd 666# Middle Zhengfang Road, Jiangning, 211100 Nanjing, Jangsu, P.R.China | Operating Table: HyBase 6100, Plus | l | Krevat kirurgjikal multi-disiplinor me 5 seksione per levizje elektro-hidraulike per seksionin e shpatullave dhe te mesit. | Produkte per institucione te kujdesit shendetesor
8302 | Lampade scialitiche marLED E: E9i | Globalsher shpk | 26.10.2020 | Gebrüder Martin GmbH & Co. KG, KLS Martin Platz 1 78532 Tuttlingen/Germany | Lampade scialitiche marLED E: E9i | l | Llampe kirurgjikale e cila montohet ne tavan, e perbere nga tubi i tavanit, krahu horizontal zgjatues, krahu elastik, sistemi lidhes dhe trupi i llambes. | Produkte per institucione te kujdesit shendetesor
8303 | Neobianacid Aciditá e Reflusso tablets | Globalsher shpk | 26.10.2020 | ABOCA S.p.A. Societá Agricola, Localitá Aboca, 20-52037 Sansepolcro (AR) - Italy | Neobianacid Aciditá e Reflusso( tablets) : ALBIOAN45COX, ALBIOAN14COX | IIa | Perdoret per trajtimin e problemeve qel idhen me aciditetin dhe refluksin gastro-ezofageal | Pajisje terapie komplementare
8304 | Golamir 2Act Spray | Globalsher shpk | 26.10.2020 | ABOCA S.p.A. Societá Agricola, Localitá Aboca, 20-52037 Sansepolcro (AR) - Italy | Golamir 2Act Spray : ALGOACTSPX | IIa | Eshte nje spraj mjekesore i cili perdoret ne raste te dhimbjes se fytit per trajtimin e gjendjeve irrituese dhe inflamatore, prej moshes 6 vjec | Pajisje terapie komplementare
8305 | FitoNasal Spray Concentrato | Globalsher shpk | 26.10.2020 | ABOCA S.p.A. Societá Agricola, Localitá Aboca, 20-52037 Sansepolcro (AR) - Italy | FitoNasal Spray Concentrato : ALFITADSPX | IIa | Perdoret ne rastet e dhimbjes se fytir per trajti ine g jendjeve irituese dhe inflamatore te zgavres orofaringeale | Pajisje terapie komplementare
8306 | CALiaGold®1159000 | AESKULAP SH.P.K | 23.10.2020 | Sentinel CH. Spa, Via Robert Koch 2, Milan, Italy | CALiaGold®1159000 | In Vitro | Reagent qe sherben per percaktimin e kalprotektines ne mostren e feces njerezore. Ndihmon ne diagnozen e semundjeve inflamatore te traktit gastrointestinal. | Pajisje te diagnostikimit in vitro
8307 | Grintuss Pediatric con Poliresin: ALGRIPSR5 | Globalsher shpk | 26.10.2020 | ABOCA S.p.A. Società Agricola Località Aboca, 20 - 52037 Sansepolcro (AR) - Italy | Grintuss Pediatric con Poliresin: ALGRIPSR5 | lla | Pajisje mjekesore ne forme shurupi e cila perdoret per trajtimin e kolles se thate dhe me sekrecione, per femije nga mosha 1 vec. | Pajisje terapie komplementare
8308 | Caress Flow | Globalsher shpk | 26.10.2020 | Caress Flow SRL, Via dei Pioppi, 6 Padulle di sala Bolognese (BO) Italy | Caress Flow | IIa | Pajisje mjekesore qe perdoret per oksigjeno terapi. | Pajisje terapie komplementare
8309 | GOLAMIR 2ACT COMPRESSE | Globalsher shpk | 26.10.2020 | Aboca Spa Societa Agricola, Localita Aboca 20, 52037 sansepolcro (AR) Italy | GOLAMIR 2ACT COMPRESSE-ALGOACTCOX | IIa | Perdoret ne rastet e dhimbjes se fytit dhe perdoret per trajtimin e gjendjeve inflamatore te zgavrave orofaringeale. | Pajisje terapie komplementare
8310 | GOLAMIR 2ACT SPRAY NO ALCOOL | Globalsher shpk | 26.10.2020 | Aboca Spa Societa Agricola, Localita Aboca 20, 52037 sansepolcro (AR) Italy | GOLAMIR 2ACT SPRAY NO ALCOOL-ALGOMISPX | IIa | Perdoret ne rastet e dhimbjes se fytit dhe perdoret per trajtimin e gjendjeve inflamatore te zgavrave orofaringeale. | Pajisje terapie komplementare
8311 | GRINTUSS ADULTI CON POLIRESIN | Globalsher shpk | 26.10.2020 | Aboca Spa Societa Agricola, Localita Aboca 20, 52037 sansepolcro (AR) Italy | GRINTUSS ADULTI CON POLIRESIN-ALGRIASR5 | IIa | Shurup qe perdoret per trajtimin e kolles se thate dhe me sekrecione. | Pajisje terapie komplementare
8312 | FITONASAL PEDIATRIC | Globalsher shpk | 26.10.2020 | Aboca Spa Societa Agricola, Localita Aboca 20, 52037 sansepolcro (AR) Italy | FITONASAL PEDIATRIC - ALFINASPX | IIa | Perdoret ne rastet e bllokimit te hundeve . | Pajisje terapie komplementare
8313 | NAISSA Imunoanalyzer | Distributor of Medical Devices Group shpk | 27.10.2020 | NeoMedica d.o.o., Bul. Sv. Cara Konstantina 82-86, 18000 Nis Republic of Serbia, Europe | Automated immunology analyzer NAISSA:NAISSA Imunoanalyzer - N100YV3; NAISSA Wash A - N1901NA; NAISSA Wash B - N1902NB; NAISSA Sanitizing solution- N1904NS; NAISSA System liquid - N1905NL | In Vitro | Analizator per kkryerjen e teste diagnostikuese te infeksioneve virale, bakteriale dhe parazitare. | Pajisje të diagnostikimit in vitro
8314 | Sida-Visc Sodium Hyaluronate Ophtalmic Solution | Gen-Alb Farma shpk | 27.10.2020 | SIDAPHARMA P.C. 21, Stageiriti & 24, Em. Fili sr Thessaloniki, 54352, Greece | SIDA-Visc Sodium Hyaluronate Ophtalmic Solution (sipas listes bashkalidhur) | IIb | Solucion oftalmik i cili nevojitet ne kirurgjine e syrit | Pajisje oftalmike dhe optike; Pajisje nje perdorimeshe
8315 | Sterile Ophtalmic Drapes | Gen-Alb Farma shpk | 27.10.2020 | SIDAPHARMA P.C. 21, Stageiriti & 24, Em. Fili sr Thessaloniki, 54352, Greece | Sterile Ophtalmic Drapes : 20014, 20028, 20029, 20039 (sipas listes bashkalidhur) | Is | Mbulese kirurgjikale sterile përdoren gjatë operacionit për të parandaluar kontaktin me sipërfaqet e papërgatitura dhe për të ruajtur sterilitetin e sipërfaqeve të mjedisit, pajisjeve dhe rrethinës së pacientit. | Pajisje oftalmike dhe optike; Pajisje nje perdorimeshe
8316 | CPAP Units DV53SE & Accesorries | Gen-Alb Farma shpk | 27.10.2020 | DeVilbiss healthcare LLC, 100 DeVilbiss Drive Somerset, PA 15501, USA | CPAP Units (sipas listes bashkalidhur) | IIb | Set Instrumentash kirurgjikale, sterile dhe njeperdorimesh | Pajisje oftalmike dhe optike; Pajisje nje perdorimeshe
8317 | Disinfektant for invasive&non-invasive medical devices (sipas listes bashkengjitur) | Eurodenta shpk | 27.10.2020 | Müller- Omnicron Gmbh & Co. KG Schlossestrasse 1, 51789 Lindlar, Germany | Disinfektant for invasive&non-invasive medical devices (sipas listes bashkengjitur) | lla, llb | Disinfektant per diperfaqe, sisteme aspirimi dentar, instrumenta dentare. | Pajisje dentare
8318 | Alligatork | Gen-Alb Farma shpk | 27.10.2020 | PEROUSE MEDICAL, Route du Manoir, 60173 IVRY LE TEMPLE, FRANCE | ALLIGATORK 0203NA - Torquer 0.10"A 0.020", Torque Device 0.10" to 0.20"; ALLIGATORK 0203N - Torquer 0.10"A 0.020", Torque Device 0.10" to 0.20"; | I | Sisteme dhe sisteme transferuese, pajisje dhe aksesore per kifoplasti | Pajisje nje perdorimeshe
8319 | AccuPower® HBV Quantitative PCR Kit | O.E.S Distrimed sh.p.k | 27.10.2020 | Bioneer Corporation 8-11 Munpyeongseo-ro, Daedeok-gu, Daejeon 34302, Republic of Korea | AccuPower® HBV Quantitative PCR Kit - HBV-1211 | In Vitro | Kit kuantitativ PCR per diagnostikimin e hepatit B | Pajisje te diagnostikimit in vitro
8320 | AccuPower® HCV Quantitative PCR Kit | O.E.S Distrimed sh.p.k | 27.10.2020 | Bioneer Corporation 8-11 Munpyeongseo-ro, Daedeok-gu, Daejeon 34302, Republic of Korea | AccuPower® HCV Quantitative RT- PCR Kit - HBV-1211 | In Vitro | Kit kuantitativ PCR per diagnostikimin e hepatit C | Pajisje te diagnostikimit in vitro
8321 | Pulseoximeter | Farmaworld sh.p.k | 27.10.2020 | CA-MI SRL via Ugo La Mafia 13 - Frazione Pilastro - 43013 Langhirano (PR) Italia | Pulse Oximeter : O2EASY OX 100000 | IIa | Oksimeter pulsi per te matur saturimin e oksigjenit ne gjak | Tjeter
8322 | Infrared Ear-Forehead Thermometer | Farmaworld sh.p.k | 27.10.2020 | CA-MI SRL via Ugo La Mafia 13 - Frazione Pilastro - 43013 Langhirano (PR) Italia | Infrared Ear-Forehead Thermometer : TERMIRA4 (TR 100000) | IIa | Termometerveshi elektrinik me infrared per te matur temperaturen tek femijet | Tjeter
8323 | IVF Dishes – Culture Dish 40mm, Culture Dish 60mm, Micro-droplet Culture Dish, 5 Well Culture Dish, Centre Well Dish, ICSI Dish, Collection Dish 90mm; IVF Pipettes – Serological Pipette 1ml, 2ml, 5ml, 10ml; IVF Tubes – Oocyte Collection Tube | KOSLABOR-MEDICAL shpk | 28.10.2020 | HertART ApS Gustaf Werners gata 2, 421 32 Västra Frölunda, Sweden | IVF Dishes – Culture Dish 40mm, Culture Dish 60mm, Micro-droplet Culture Dish, 5 Well Culture Dish, Centre Well Dish, ICSI Dish, Collection Dish 90mm; IVF Pipettes – Serological Pipette 1ml, 2ml, 5ml, 10ml; IVF Tubes – Oocyte Collection Tube | lla | Pjata, pipeta, tuba per fertilizim in vitro. | Tjeter
8324 | In Vitro Fertilisation System (sipas listes bashkengjitur) | KOSLABOR-MEDICAL shpk | 28.10.2020 | Vitrolife Sweden AB Gustaf Werners gata 2, SE-421 32 Göteborg, Sweden | In Vitro Fertilisation System (sipas listes bashkengjitur) | l, lla, llb, lll | Produkte te fertilizimit in vitro. | Tjeter
8325 | Duo 200, Combi 200, Pulson 200, Combi 200 L, Pulson 100, Vaco 200, Myo 200, Combi 400, Combi 400V, Duo 400, Duo 400V, Pulson 400, Cryoflow ICE-CT, ShockMaster 300, ShockMaster 500, Gymna Acure 250, Acure Electrolysis 8000 (Electrical medical devices intended for electrotherapy, ultrasound therapy, laser therapy, cryo therapy, shockwave therapy and diathermy or combinations of those therapies) | KOSLABOR-MEDICAL shpk | 28.10.2020 | GymnaUniphy N.V. Pasweg 6A, 3740 Bilzen, Belgium | Duo 200, Combi 200, Pulson 200, Combi 200 L, Pulson 100, Vaco 200, Myo 200, Combi 400, Combi 400V, Duo 400, Duo 400V, Pulson 400, Cryoflow ICE-CT, ShockMaster 300, ShockMaster 500, Gymna Acure 250, Acure Electrolysis 8000 (Electrical medical devices intended for electrotherapy, ultrasound therapy, laser therapy, cryo therapy, shockwave therapy and diathermy or combinations of those therapies) | lla | Pajisje mjekesore elektrike per elektroterapi, terapi me ultratinguj, terapi me laser, cryo-terapi, terapi me vale. | Pajisje elektromekanike
8326 | Electronic Sphygmomanometers/Blood Pressure Monitors: HEM-907(HEM-907-E7); RS4(HEM- 6181-E); HBP-1320(HBP-1320-E) | KOSLABOR-MEDICAL shpk | 28.10.2020 | Omron Healthcare Co., Ltd. 53, Kunotsubo, Terado cho, Muko, Kyoto 617 0002 Japan | Electronic Sphygmomanometers/Blood Pressure Monitors: HEM-907(HEM-907-E7); RS4(HEM- 6181-E); HBP-1320(HBP-1320-E) | lla | Aparat tensioni elektronik. | Pajisje elektromekanike
8327 | Denudation Pipette; Transfer Pipette; ICSI Pipette; Holding Pipette; Blastomere Biopsy Pipettee; Hatching Pipette; Partial Zona Dissection (PZD) Pipette | KOSLABOR-MEDICAL shpk | 28.10.2020 | Vitrolife Sweden AB Gustaf Werners gata 2, SE-421 32 Västra Frölunda, Sweden | Denudation Pipette; Transfer Pipette; ICSI Pipette; Holding Pipette; Blastomere Biopsy Pipettee; Hatching Pipette; Partial Zona Dissection (PZD) Pipette | l | 1)Ka per synim heqjen e shtresave të qelizave cumulus; 2)Ka per synim manipulimin dhe transferimin e oociteve, embrioneve dhe blastocisteve ose për të kontrolluar fekondimin; 3) Ka për qëllim aspirimin dhe injeksionin intracitoplazmatik të një sperme të vetme në oocit; 4)Ka për qëllim të mbajë oocitin ose embrionin kur kryen ICSI ose procedura të tjera të mikromanipulimit; 5)Ka per qellim aspirimin e blastomereve për diagnozën gjenetike para implantimit; 6) Ka për qëllim të vendosë një vrimë në zona pellucida për të mundësuar çeljen e asistuar ose biopsinë e embrionit; 7)Eshtë menduar për të krijuar një të çarë të vogël në zona pellucida për të mundësuar çeljen e asistuar ose biopsinë e embrionit. | Tjeter
8328 | Oxygen Concentrators & Accessories | Gen-Alb Farma shpk | 28.10.2020 | DeVilbiss Healthcare LLC 100 DeVilbiss Drive Somerset, PA 15501, USA | 1. Oxygen Concentrators: 525KS; 525KS-LT; 525PS 2. Accessories: Caster, 4 pkg.-DFT - 501DZ-603; EXT Life Intake Bacteria Filter-DFT - MC44D-605; Oxygen outlet connector (plastic, 1/pack) - CN100; Transfiller Caddy - 525DD-650 | IIa | Pajisje qe rrit oksigjenin tek personat mee probleme pilmonare. | Pajisje elektromekanike
8329 | Tracheostomy Tubes Including accessories | Gen-Alb Farma shpk | 28.10.2020 | TRACOE medical GmbH, Reichelsheimer Str.1/3, in 55268 Nieder-Olm, germany | Tracoe percutan experc Dilatation Set REF 520; Accessories: TRACOE Seldinger guide Wire With Guiding catheter REF 517; TRACOE Seldinger guide Wire REF 518; | IIa | Set per zgjerimin e trakese. | Pajisje nje perdorimeshe
8330 | HumanSRate24; HSRate Control | Pegasus sh.p.k | 28.10.2020 | Human Gesellschaft für Biochemica und Diagnostica GmbH Max- Planck-Ring 21 65 205 Wiebaden Germany | HumasSRate24PT 15024; HSRate Control 15024/40; Humatex CRP 40043 (100 tests); Humatex RF 40053 (100 tests); Humatex ASO 40063 (100tests); Hexagon HIV 57002P (40 tests) | In Vitro | Aparature e cila ofron nje sistem ESR, norma e sedimientin eritrocitar, qe perdor tuba per edta per analizat e gjakut | Pajisje e diagnostikimit in vitro
8331 | T-one | Farmaworld sh.p.k | 28.09.2020 | CA-MI S.R.L. Via Ugo la Malfa, 13 Frazione Pilastro 43013 Langhirano (PR) Italy | Infrared Ear-Forehead Thermometer T-ONE REF TR 100102 | IIa | Termometer me rrezatim infra te kuq per te matur temperaturen ne distance. | Tjeter
8332 | DxFLEX Daily QC Fluorospheres C39283 | Montal sh.p.k | 28.09.2020 | Beckman Coulter, Inc. 250 S, Kraemer Blvd, Brea, CA 92821 USA | DxFLEX Daily QC Fluorospheres C39283 | In Vitro | Tretesire e mikrosferave fluorishente e destinuar per kontrollin ditor te linearitetit optik dhe rrjedhshmerise te lengut ne citometer. | Pajisje te diagnostikimit in vitro
8333 | Centrifuge Tube 15ml: 16105; Centrifuge Tube 50ml: 16106; Pasteur Pipette 1ml: 16201; Pasteur Pipette 3ml: 16202 | KOSLABOR-MEDICAL shpk | 28.10.2020 | HertART ApS Gustaf Werners gata 2, 421 32 Västra Frölunda, Sweden | Centrifuge Tube 15ml: 16105; Centrifuge Tube 50ml: 16106; Pasteur Pipette 1ml: 16201; Pasteur Pipette 3ml: 16202 | lla | Tuba centrifuge per fertilizim in vitro, pipeta per fertilizim in vitro. | Tjeter
8334 | Rapid-i™ Kit (contain, vitrify and maintain embryos and /or oocytes); Pre-ovarian Block (POB) Needle (for application of ultrasound-guided local anaesthesia) | KOSLABOR-MEDICAL shpk | 28.10.2020 | Vitrolife Sweden AB Gustaf Werners gata 2, SE-421 32 Västra Frölunda, Sweden | Rapid-i™ Kit (contain, vitrify and maintain embryos and /or oocytes); Pre-ovarian Block (POB) Needle (for application of ultrasound-guided local anaesthesia) | lla | Pajisje që është menduar të përdoret për të mbajtur, vitrifikuar dhe mirëmbajtur embrione dhe / ose ovocite; Pajisje për aplikimin e anestezisë lokale të drejtuar me ultratinguj para aspirimit të folikulit transvaginal. | Tjeter
8335 | Ultrasound Transimssion Gel; Transducer Cover | KOSLABOR-MEDICAL shpk | 28.10.2020 | Vitrolife Sweden AB Gustaf Werners gata 2, SE-421 32 Västra Frölunda, Sweden | Ultrasound Transimssion Gel; Transducer Cover | l | Xhel trasnmetimi me ultratinguj; Mbulese perçuesi. | Tjeter
8336 | Follicle Aspiration Set: Single Lumen; Double Lumen; Single Lumen Luer; Single Lumen, Luer with tubing; Reduced Single Lumen; Reduced Single Lumen, Luer | KOSLABOR-MEDICAL shpk | 28.10.2020 | Vitrolife Sweden AB Gustaf Werners gata 2, SE-421 32 Västra Frölunda, Sweden | Follicle Aspiration Set: Single Lumen; Double Lumen; Single Lumen Luer; Single Lumen, Luer with tubing; Reduced Single Lumen; Reduced Single Lumen, Luer | lla | Janë pajisje të destinuara për aspirimin e oociteve nga folikulat e vezoreve. | Tjeter
8337 | Amniocentesis Needle; Chorion Biopsy Needle; Cyst Puncture Needle with Stylet; Cyst Puncture Needle without Stylet | KOSLABOR-MEDICAL shpk | 28.10.2020 | Vitrolife Sweden AB Gustaf Werners gata 2, SE-421 32 Västra Frölunda, Sweden | Amniocentesis Needle; Chorion Biopsy Needle; Cyst Puncture Needle with Stylet; Cyst Puncture Needle without Stylet | lla | 1)Age e destinuar per amniocentezen e drejtuar me ultratinguj; 2)Age e destinuar per biopsine e korit me ultratinguj; 3)Age e cila ka për qëllim punksionin e drejtuar me ultratinguj dhe aspirimin e cisteve intra-abdominale; 4)Age e cila ka për qëllim punksionin e drejtuar me ultratinguj dhe aspirimin e cisteve intra-abdominale | Tjeter
8338 | POSTERIOR CHAMBER INTRAOCULAR LENS | Gen-Alb Farma shpk | 29.10.2020 | Carl Zeiss Meditec AG Goeschwitzer Strasse 51 - 52 07745 Jena, Germany | POSTERIOR CHAMBER INTRAOCULAR LENS(sipas listes bashkalidhur) | llb | Lente intraokulare posteriore | Pajisje oftalmike dhe optike
8339 | Instrumenta dentare | ProDental sh.p.k | 29.10.2020 | G-Pharma Sarl 35 Avenue du Gros Chene ZI des Bellevues 95220 Herblay, France | Instrumenta dentare (sipas listes bashkalidhur) | lla | Materiale dentare per mbushje, vida kanali, materiale ngjitese etj. | Pajisje dentare
8340 | Dental materials | ProDental sh.p.k | 30.10.2020 | G-FARMA , 35 avenue du Gros Chene, Z.I. des Bellevues, 95220 Herblay- France | Dental materials (sipas listës bashkëngjitur) | I | Alginat, furca bondi, fill per gingivat, age, llampe polimerizimi etj. | Pajisje dentare
8341 | Mercury free Clinical Thermometer | Farmaworld sh.p.k | 30.10.2020 | CA-MI S.R.L. Via Ugo la Malfa, 13 Frazione Pilastro 43013 Langhirano (PR) Italy | Mercury free Clinical Thermometer T-CLASSIC (REF TR 100200)/T-FLAP (REF TR 100300) | Im | Termometer klinik pa merkur I dobishem per matjen klinike te temperatures se trupit ne pozicion axilar, oral dhe rektal. | Tjeter
8342 | Postoperative Abdominal Corset (28cm); Thigh high anti embolism stoching; Silicone breast prothesis; Bra for breast prothesis; | Evita shpk | 30.10.2020 | Variteks Ortopedi Sanayi A.S Maltepe Mah, Litros Yolu Alle Bahce Sok.No:10 Topkapi 34010-Instanbul- TURKEY | 132 Postoperative Abdominal Corset (28cm) BEIGE: S1-M2-L3-XL4-XXL5; 133 Postoperative Abdominal Corset (20cm) BEIGE: S1-M2-L3-XL4-XXL5; 909 Thigh High Anti Embolism Stocking WHITE: S1-M2-L3-XL4-XXL5; 570 Silicone breast prothesis WHITE- 60-65-70-75-80-85-90-95-100-105-110-115-120-125-130 ; 577 Bra For Breast Prothesis WHITE- 60-65-70-75-80-85-90-95-100-105-110-115-120-125-130 ; | I | Breza abdominal, corape per varice, proteza silikoni e jashtme qe perdoret ne paciente qe kane kryer mastectomy, recipeta per proteza siliconi. | Tjeter
8343 | FiberStich Implant | OrthoNet 360 sh.p.k | 30.10.2020 | T.A.G. medical products Corporation Ltd. Kibbutz Gaaton 2513000 Israel | FiberStitch™ Implant, Curved with two Polyester Implants and 2-0 FiberWire® AR-4570 | IIb | Pajisje te implantueshme te bioabsorbueshe ne kirurgjine ortopedike. | Pajisje te implantueshme jo aktive
8344 | Pajjise in vitro, biokimike | Swissmed sh.p.k | 30.10.2020 | I.S.E S.r.l. Via delle Driadi 45, I-00133 Roma, Italy | Reagents and Kits (sipas listes bashkalidhur) | In Vitro | Pajisje per te diagnostikuar parametrat biokime | Pajisje te diagnostikimit in vitro; Pajisje laboratori
8345 | Viscoelastic solutions for intra-articular application | Gen-Alb Farma shpk | 05.11.2020 | Valeant Med.Sp z o.o. ul. Ryzowa 31, 02-495 Warszawa. Poland | Viscoelastic solutions for intra-articular application -Eyefill D.C. 1.0 ml viscoelastic solution for intraocular use: EYEFILL-D.C-WST 5902315904415; EYE FILL-D.C-EST 5902315908802 | IIa | Solucion viskoelastik per perdorim intraokular | Pajisje oftalmike dhe optike; Pajisje njeperdorimeshe
8346 | Surgical Aspirators | O.E.S Distrimed sh.p.k | 05.11.2020 | Gima S.p.A Via Marconi,1 20060 Gessate(MI)-Italy | Surgical Aspirators (sipas listes bashkalidhur) | Iia | Aspiratore kirurgjikale dhe aksesore per aspirimin e likuidve te trupit dhe perdorim ne kirurgji | Pajisje per institucione te kujdesit shendetesor
8347 | Coronary and Peripheral Guiding Catheters (sipas listes bashkengjitur) | O.E.S Distrimed sh.p.k | 02.11.2020 | Medtronic Inc. 710Medtronic Parkway N.E. Minneapolis MN 55432 USA | Coronary and Peripheral Guiding Catheters (sipas listes bashkengjitur) | lll | Katetere guide drejtuese Koronare dhe Periferale, perdorim ne kardiologji/hemodinamike. | Tjeter
8348 | LED Operating Light - PANALEX Series: 1, 2, 3, 4; ELD Series: 1, 2, 3, 4 | Montal sh.p.k | 02.11.2020 | Shanghai PAX Medical Instrument co., Ltd No.438 Fulian Two Road, Baoshan District, Shanghai 201901 China | LED Operating Light - PANALEX Series: 1, 2, 3, 4; ELD Series: 1, 2, 3, 4 | l | Llampa ndricimi per sallat e operacionit. | Pajisje elektromekanike
8349 | BD Vacutainer® One Use Holder: 364815 | Pegasus sh.p.k | 02.11.2020 | Becton, Dickinson and Company (BD) 1 Becton Drive, Franklin Lakes, NJ 07417-1885, USA | BD Vacutainer® One Use Holder: 364815 | l | Pajisje jo sterile qe sherben per te ngjitur dhe mbajtur nje pajisje BD Vacutainer Brand venous access si psh. Gjilpere per marrjen e gjakut. | Pajisje nje perdorimeshe
8350 | Saliva Ejector | ProDental sh.p.k | 02.11.2020 | Hefei Jingcheng Plastic Products Co., Ltd. North side of Hongtu Avenue, Hefei Circular Economy Demonstration Park, Feidong County, Hefei City, Anhui Province, P.R.China | Saliva Ejector | l | Kanjula. | Pajisje dentare
8351 | FerX-ELLA Esophageal Stent (Boubella-E) - Self-expandable esophageal metallic stents in the delivery system: 014-03N-20-090-L, 014-03N-20-105-L, 014-03N-20-120-L, 014-03N-20-135-L, 014-03N-20-150-L, 014-03N-20-165-L, 014-03N-20-195-L, 014-03N-20-210-L, 014-04N-20-090-L, 014-04N-20-105-L, 014-04N-20-120-L, 014-04N-20-135-L, 014-05N-20-150-L, 014-04N-20-165-L, 014-04N-20-195-L, 014-04N-20-210-L, | Euromed sh.p.k | 03.11.2020 | ELLA-CS, s.r.o. Milady Horakove 504/45, Trebes, Hradec Kralove, 500 06 Czech Republic | FerX-ELLA Esophageal Stent (Boubella-E) - Self-expandable esophageal metallic stents in the delivery system: 014-03N-20-090-L, 014-03N-20-105-L, 014-03N-20-120-L, 014-03N-20-135-L, 014-03N-20-150-L, 014-03N-20-165-L, 014-03N-20-195-L, 014-03N-20-210-L, 014-04N-20-090-L, 014-04N-20-105-L, 014-04N-20-120-L, 014-04N-20-135-L, 014-05N-20-150-L, 014-04N-20-165-L, 014-04N-20-195-L, 014-04N-20-210-L, | llb | Pajisje per lehtesimin e pengesave ne ezofag, vecanerisht ne pjeset e mesme dhe te poshtme te tij. Boubella-E e ka lakun e rikthimit ne fundin e tij proksimal. | Pajisje te implantueshme jo aktive
8352 | SAPHIRE 1-10 μL SINGLE CHANNEL PIPPETE: 89000010 | Swissmed sh.p.k | 03.11.2020 | Greiner Bio-One GmbH Maybachstr. 2, D-72636 Frickenhausen, Germany | SAPHIRE 1-10 μL SINGLE CHANNEL PIPPETE: 89000010 | l | Material konsumi plastik. Pipete per marrrjen e solucioneve te ndryshme ne laborator. | Pajisje laboratori
8353 | FerX-ELLA Esophageal Stent Boubella | Euromed sh.p.k | 03.11.2020 | ELLA-CS, s.r.o. Milady Horakove 504/45, Trebes 500 06 Hradec Kralove, Czech Republic | FerX-ELLA Esophageal Stent Boubella (sipas listes bashkalidhur) | llb | Stenta qe vendosen ne ezofag per lehtesim e pengesave malinje ose beninje | Pajisje te implantueshme jo aktive
8354 | Steam Sterilizing units E8 24L EXFxxxxxx; Steam Sterilizing units E10 24L EXDxxxxxx; Steam Sterilizing units E10 18L EXCxxxxxx; | Albadent Plus sh.p.k | 03.11.2020 | EURONDA S.P.A Via dell'Artigianato, 7 36030 Montecchio Precalcino (Vicenza) Italy | Steam Sterilizing units E8 24L EXFxxxxxx; Steam Sterilizing units E10 24L EXDxxxxxx; Steam Sterilizing units E10 18L EXCxxxxxx; | IIb | Autoklavat perdoren per te bere sterilizimin e pajisjeve te ndryshme dentare dhe jo vetem. | Pajisje dentare; Pajisje elektromekanike;
8355 | Dental materials | Albadent Plus sh.p.k | 03.11.2020 | Bisco, Inc. 1100 W Irving park Road Schaumburg, IL. 60193 USA | Dental materials (sipas listës bashkëngjitur) | IIa | Produkte dentare si kompozite per mbushje dhembi, acidifikues, desinsibilizues dentine, silante, cemente etj. | Pajisje dentare
8356 | Cavitine | Primary Dental sh.p.k | 03.11.2020 | J. RIPOLL, S.L. C/Rio Tietar, 20 Pol. Ind. El Nogal 28110 Algete Madrid (ESPANA/SPAIN) | Cavitine | l | Material dentar per mbushje provizore. | Pajisje dentare
8357 | Specimen Collection Swab | Euromed sh.p.k | 03.11.2020 | Shenzhen Medico Technology Co., Ltd Building 17, Hengyi Lane, Yuanhu Road, Zhangbei Industrial Park, Longcheng Street, Longgang District, Shenzen, Guangdong, China | Specimen Collection Swab | In Vitro | Tampon per marrjen e indeve ose lengjeve per analiza laboratorike | Tjeter
8358 | Face masks; Patient Gowns; | Euromed sh.p.k | 03.11.2020 | Xiantao Zhongtai Protective Products Co.Ltd. 3#, Taizi Lake Industry Park Pengchang Town, Xiantao City 433018 Hubei Province P.R.China | Face masks; Patient Gowns; | Is | Maska mbrojtese per fytyren dhe perparese vizitori. | Tjeter
8359 | INNOPOST | Albadent Plus sh.p.k | 03.11.2020 | AVENIR srl Via Del Salice 21-47822 Santarcangelo Di Romagna (RN) | INNOPOST (sipas listës bashkëngjitur) | IIa | Fibra qelqi qe perdoren per rindetimin e dhembeve. | Pajisje dentare
8360 | Ventura Unibond 2 (Adhesive) - Dentine Bonding Agent; Ventura Flow (Flow composite) - Dental composite resin | Express Dental shpk | 03.11.2020 | Madespa, S.A. C/ Río Jarama, N\n°120, 45007, Toledo, Spain | Ventura Unibond 2 (Adhesive) - Dentine Bonding Agent; Ventura Flow (Flow composite) - Dental composite resin | lla | Bond qe perdoret si adeziv per kompozitin per mbushjene dhembeve. Material mbushes i dhembit ne trajte te lengshme. | Pajisje dentare
8361 | Silicone Gastrostomy Catheter with ENFit Connector: 2019-05XX series; Silicone Gastrostomy Catheter: 2019-00XX series | O.E.S Distrimed sh.p.k | 03.11.2020 | Fortune Medical Instrument Corp. 6F, No.29,Sec.2, Jhongjheng E.Rd.251 Danshuei Dist. New Tapei City Taiwan | Silicone Gastrostomy Catheter with ENFit Connector: 2019-05XX series; Silicone Gastrostomy Catheter: 2019-00XX series | llb | Katetere gastronomie, katetere gastronomie me konektor, perdorim ne kirurgji te pergjithshme. | Pajisje nje perdorimeshe
8362 | Pulsed Light and Laser Based System (sipas listes bashkengjitur) | Capo-AP shpk | 03.11.2020 | Cynosure, LLC Main Site: 5 Carlisle Road, Westford, MA 01886, USA | Pulsed Light and Laser Based System (sipas listes bashkengjitur) | llb | Pajisje sterile dhe jo sterile te bazuara ne Radiofrekuence per perdorim terapeutik, kirurgjikal dhe estetik. | Pajisje diagnostikuese dhe terapeutike me rrezatim
8363 | Biomech & Medbionik (sipas listes bashkalidhur) | Turk Med sh.p.k | 03.11.2020 | Ligament Tibbi Makzemeler SAN. VE TIC. LTD. STI. , Site Mah. Baha Sok. Koza Palace No.:23 Ümraniye Istambul, Turkey | Biomech & Medbionik (sipas listes bashkalidhur) | llb | Implante per qellime terapeutike, kompensimi I nje demtimi ose nje e mete | Pajisje te implantueshme aktive
8364 | Alinity c Phenobarbital Reagent Kit: 09P8520 (200 tests) | Pegasus sh.p.k | 03.11.2020 | B.R.A.H.M.S. GmbH Neuendorfstraße 25, 16761 Hennigsdorf, Germany | Alinity c Phenobarbital Reagent Kit: 09P8520 (200 tests) | In Vitro | Reagente qe perdoren ne analizuesin Alinity per percaktimin sasior te fenobarbitalit. | Pajisje te diagnostikimit in vitro
8365 | Sutura te absorbueshme dhe te pa absorbueshme, membrane dentare | Di.Con shpk | 03.11.2020 | Th. Kazantzidis S.A. - Medipac SA, Industrial Area Kilkis, 611 00 Kilkis, Greece | Sutura te absorbueshme dhe te pa absorbueshme, membrane dentare (sipas listes bashkalidhur) | lll; llb | Sutura kirurgjikale sterile | Pajisje dentare; Pajisje me prejardhje biologjike
8366 | Ventura Impress 2 Putty Soft regular set, Ventura Impress 2 Putty Soft fast set, Ventura Impress 2 Light Body regular set, Ventura Impress 2 Light Body fast set, Ventura Top Putty, Ventura Top Light, Ventura Top Catalyst, Ventura Bite, Ventura Crystalsil - dental impression material- IMPRESSION MATERIAL, DENTAL, SILICONE | Express Dental shpk | 03.11.2020 | MADESPA, S.A. C/Rio Jarama, 120.45007 - TOLEDO (ESPANA) | Ventura Impress 2 Putty Soft regular set, Ventura Impress 2 Putty Soft fast set, Ventura Impress 2 Light Body regular set, Ventura Impress 2 Light Body fast set, Ventura Top Putty, Ventura Top Light, Ventura Top Catalyst, Ventura Bite, Ventura Crystalsil - dental impression material- IMPRESSION MATERIAL, DENTAL, SILICONE | I | Materiale qe perdoren per marrje mase ne gojen e pacientit. | Pajisje dentare
8367 | Washer-disinfector | MSE shpk | 03.11.2020 | Getinge Disinfection AB, Ljungadalsgatan 11, 35246 Vaxjo, Sweden | Washer-disinfector(sipas listes bashkalidhur) | llb | Pajisje larese dhe desinfektuese per skopet | Tjeter
8368 | Steam Sterilizers | MSE shpk | 03.11.2020 | Trans Medical Aletler Sanayi ve Ticaret Anonim Sirketi, Ahi Evran OSB Mah. Kirimhanligi Cad. 6A 1 Sincan, Ancara, Turkey | Steam Sterilizers (sipas listes bashkalidhur) | llb | Autoklave per sterilizim | Tjeter
8369 | HUNSON - Digital Blood Pressure Monitor: LD-572, LD-752 | Trimed sh.p.k | 04.11.2020 | Honsun (Nantong) Co., Ltd No.8 Tongxing Road Nantong Economic & Technological Development area, 226009, Jiangsu Province, P.R. China | HUNSON - Digital Blood Pressure Monitor: LD-572, LD-752 | lla | Aparat dixhital per matjen e presionit te gjakut. | Tjeter
8370 | Alinity c Digoxin Reagent Kit: 08P3720 (800 tests) | Pegasus sh.p.k | 04.11.2020 | B.R.A.H.M.S. GmbH Neuendorfstraße 25, 16761 Hennigsdorf, Germany | Alinity c Digoxin Reagent Kit: 08P3720 (800 tests) | In Vitro | Kite reagentesh qe perdoren per percaktimin sasior te digoxines ne serumin human dhe plazme. | Pajisje te diagnostikimit in vitro
8371 | Alinity c Ethanol Reagent Kit with accessories: 04P4120 (200 tests), 04P4130 (400 tests);Alinity c Ethanol Calibrator Kit: 04P4201;Alinity c Ethanol Control Kit: 04P4110 | Pegasus sh.p.k | 04.11.2020 | B.R.A.H.M.S. GmbH Neuendorfstraße 25, 16761 Hennigsdorf, Germany | Alinity c Ethanol Reagent Kit with accessories: 04P4120 (200 tests), 04P4130 (400 tests);Alinity c Ethanol Calibrator Kit: 04P4201;Alinity c Ethanol Control Kit: 04P4110 | In Vitro | Kite reagentesh qe perdoren per percaktimin sasior te etanolit ne urine, serum dhe plazme. | Pajisje te diagnostikimit in vitro
8372 | Dental Materials Ventura | Express Dental shpk | 04.11.2020 | Madespa, S.A. C/ Rio Jarama, 120. 455007 - Toledo, Espana | Ventura Dental Materials (sipas listes bashkalidhur) | lla | Pluhur amalgami qe perdoret per rindertimin e kurores se dhembeve dhe kompozite per rindertimin e dhembeve. Acidifikues per dhembin dhe ngjites provizor | Pajisje dentare
8373 | Body Shape quadropolar 311 | Express Pharma shpk | 04.11.2020 | Active Optical Systems LTD. 11 Shoham st. Petah-Tikva Israel | Body Shape quadropolar 311 | I | Trajtim jo-invaziv I dobesimit qe perdor nje pajisje per te dhene energji me radio frekuence ne shtresat me te thella te lekures tuaj gje qe shkakton nje veprim ngrohes qe forcon menjeher indet dhe strukturat e lekures tuaj. | Tjeter
8374 | Alinity c TDM Multiconstituent Calibrator Kit 08P7401; Alinity c TDM Multiconstituent Calibrator Kit 08P7403 | Pegasus sh.p.k | 04.11.2020 | B.R.A.H.M.S GmbH Neuendorfstraβe 25, 16761 Hennigsdorf, Germany | Alinity c TDM Multiconstituent Calibrator Kit 08P7401; Alinity c TDM Multiconstituent Calibrator Kit 08P7403 | In Vitro | Eshte kalibrator i perdorur gjate analizes se percaktimit te prezences se amikacines, digoksines, gentamicines, fenobarbitalit, fenitoines, teofilines, acidit valproik dhe vankomicines ne serumin njerezor dhe ne plasem me analizatorin c Alinity. | Pajisje te diagnostikimit in vitro
8375 | Alinity c Valproic acid reagent Kit 09P9220 | Pegasus sh.p.k | 04.11.2020 | B.R.A.H.M.S GmbH Neuendorfstraβe 25, 16761 Hennigsdorf, Germany | Alinity c Valproic acid reagent Kit 09P9220 | In Vitro | Reagente qe perdoren per percaktimin sasior in vitro te acidit valproik ne serumin njerzor dhe ne plazem. | Pajisje te diagnostikimit in vitro
8376 | T-CUFF | Euromed sh.p.k | 04.11.2020 | Terumo BCT, Inc. 10811 West Collins Avenue Lakewood Colorado, 80215 USA | T-CUFF Blood Pressure Cuff | l | Manshete e aparatit te tensionit | Tjeter
8377 | Dialine® II | Biometric Albania sh.p.k. | 04.11.2020 | LeMaitre Cardial SAS 28 rue de la Telematique B.P. 10746 42950 Saint-Etienne Cedex 9 France | Dialine® II (sipas listes bashkalidhur) | lll | Proteza vaskulare | Pajisje nje perdorimshe; Produkte per institucione te kujdesit shendetesor
8378 | TaqPath™ COVID-19 CE-IVD RT-PCR Kit | Krijon shpk | 05.11.2020 | Life Technologies Europe B.V., (Thermo Fisher Scientific) Kwartsweg 2, 2665 NN Bleiswijk, The Netherlands, RG24 8 PW | TaqPath™ COVID-19 CE-IVD RT-PCR Kit : A48067 | In Vitro | Kit diagnostikimi per Covid 19 me tekniken e analizimit realt time PCR, permban reagent dhe kontrolle | Pajisje te diagnostikimit i n vitro
8379 | PAP Test Kit | Swissmed sh.p.k | 05.11.2020 | RI.MOS SRL, Via Manuzio 15 - 41037 Mirandola (MO) | PAP Test Kit 770309 | Is | Pajisje per marrjen e kampionit ne qafen e mitres endometriale de pajisje shtese | Pajisje nje pedorimeshe
8380 | Accu-check smart pix device | Rejsi Farma sh.p.k | 06.11.2020 | Roche Diabetes Care GmbH, Sandhofer Strasse 116, 68305 Mannheim, Germany | Blood glucose measuring systems for self testing: Accu-Chek® Smart Pix Device Reader [Model 2] 07026501; Accu-Chek® Smart Pix Software (Version 3.2) 06513727 | I | Pajisje lidhese qe mudn te shkarkoje te dhena nepermjet Bluetooth, usb etj ne kompjuter per te menaxhuar diabetin | Tjeter
8381 | Blood glucose measuring systems for self testing: Accu-Chek® Active (Model GB)mg/dL Kit-07133766; Accu-Chek® Active test strips-07124112; Accu-Chek® Active Control-03146324; Accu-Chek® Active Instant mg/gl Kit-07819307; Accu-Chek® Active Instant test strips-07819382; Accu-Chek® Instant Control-07869525; Accu-Chek® Performa test strips-06454011; Accu-Chek® Active (Model NC)mg/dL Kit-06987788; | Rejsi Farma sh.p.k | 06.11.2020 | Roche Diabetes Care GmbH Sandhofer Strasse 116 68305 Mannheim GERMANY | Accu-Chek Active (Model GB)mg/dL Kit-07133766; Accu-Chek Active test strips-07124112; Accu-Chek Active Control-03146324; Accu-Chek Active Instant mg/gl Kit-07819307; Accu-Chek Active Instant test strips-07819382; Accu-Chek Instant Control-07869525; Accu-Chek Performa test strips-06454011; Accu-Chek Active (Model NC)mg/dL Kit-06987788; | In Vitro | Sisteme matje glicemie per vetetestim si aparat, fisha dhe solucione kontrolli. | Pajisje te diagnostikimit in vitro
8382 | Accu-Chek® Softclix Lancets: 03307484, 03307492; Accu-Chek® Safe-T-Pro Plus: 03603539 | Rejsi Farma sh.p.k | 06.11.2020 | Roche Diabetes Care GmbH Sandhofer Strasse 116, 68305 Mannheim, Germany | Accu-Chek® Softclix Lancets: 03307484, 03307492; Accu-Chek® Safe-T-Pro Plus: 03603539 | lla | 1)Pajisje qe sherben per marrjen e gjakut kapilarper qellime diagnostikuese. 2) Pjisje nje perdorimshe qe sherben per marrjen e gjakut kapilar nga maja e gishtit ose nga thembra e femijeve nen moshen 1 vjeç. | Pajisje nje perdorimeshe
8383 | Silicone Resuscitators Kit Adult-34244 | Euromed sh.p.k | 09.11.2020 | Gima S.p.a., Via Marconi, 1, 20060 Gessate (MI), Italy | Silicone Resuscitators Kit Adult-34244 | IIa | Pajisje per frymemarrje me nje valvul jo-frymemarrese per te sigururar presion pozitiv per ventilimin manual te nevojshem kur nje pacienti nuk ka makine frymemarrjeje. | Pajisje nje perdorimeshe
8384 | Alinity c ASO Reagent: 01R0620 (300 tests); Alinity c ASO Reagent: 01R0630 (780 tests); Alinity c ASO Standard: 01R0601 | Pegasus sh.p.k | 09.11.2020 | BIOKIT, S.A. Av. Can Montcau, 7. 08186 Lilçà d'Amunt Barcelona - Spain | Alinity c ASO Reagent: 01R0620 (300 tests); Alinity c ASO Reagent: 01R0630 (780 tests); Alinity c ASO Standard: 01R0601 | In Vitro | Reagent dhe kalibrator qe perdoren per analizen sasiore te antitrupave te streptolizines O ne gjak. | Pajisje te diagnostikimit in vitro
8385 | Alinity c ASO-RF Control l: 04S0910; Alinity c ASO-RF Control ll: 04S0911 | Pegasus sh.p.k | 09.11.2020 | BIOKIT, S.A. Av. Can Montcau, 7. 08186 Lilçà d'Amunt Barcelona - Spain | Alinity c ASO-RF Control l: 04S0910; Alinity c ASO-RF Control ll: 04S0911 | In Vitro | Kontroll te nivelit te pare dhe te dyte qe perdoret ne monitorimin e kontrollit te cilesise se rezultateve te perfituara ne analizen e ASA dhe RF me tubidimetri. | Pajisje te diagnostikimit in vitro
8386 | Alinity c RF Reagent Kit: 01R1622 (400 tests); Alinity c RF Reagent Kit: 01R1632 (920 tests); Alinity c RF Standard: 01R1601 | Pegasus sh.p.k | 09.11.2020 | BIOKIT, S.A. Av. Can Montcau, 7. 08186 Lilçà d'Amunt Barcelona - Spain | Alinity c RF Reagent Kit: 01R1622 (400 tests); Alinity c RF Reagent Kit: 01R1632 (920 tests); Alinity c RF Standard: 01R1601 | In Vitro | Analize qe perdoret per percaktimin sasior te faktoreve rheumatoide RF ne serumin njerezor ne analizuesin Alinity. | Pajisje te diagnostikimit in vitro
8387 | Photothermolysis: Spirit 916/918; cFactor 916/918; mFactor 916/918 | Express Pharma shpk | 09.11.2020 | Active Optical Systems LTD. 11 Shoham st. Petah-Tikva Israel | Photothermolysis: Spirit 916/918; cFactor 916/918; mFactor 916/918 | IIa | Pajisje per epilim me lazer. | Tjeter
8388 | EYEFILL-MB (One syringe of Mega I 0.55 ml and one syringe Bio II 0.8 ml viscoelastic for intraocular use) TF-12 | Gen-Alb Farma shpk | 09.11.2020 | Valeant Med Dp. Z o.o ul. Ryzoma 31 02-495 Warszawa POLAND | EYEFILL-MB (One syringe of Mega I 0.55 ml and one syringe Bio II 0.8 ml viscoelastic for intraocular use) | IIb | Nje Mega I shiringe 0.55 ml dhe nje shiringe Bio II 0.8 ml solucion viskoelastik per perdorim intraokular. | Pajisje oftalmike dhe optike; Pajisje një përdorimëshe.
8389 | EYEFILL-C-WST (Eyefill c. 1.0 ml viscoelastic for intraocular use) TF-17; EYEFILL-C-EST (Eyefill c. 1.0 ml viscoelastic for intraocular use) TF-17 | Gen-Alb Farma shpk | 09.11.2020 | Valeant Med Dp. Z o.o ul. Ryzoma 31 02-495 Warszawa POLAND | EYEFILL-C-WST (Eyefill c. 1.0 ml viscoelastic for intraocular use) TF-17; EYEFILL-C-EST (Eyefill c. 1.0 ml viscoelastic for intraocular use) TF-17 | IIb | Solucion viskoelastik per perdorim intraokular. | Pajisje oftalmike dhe optike; Pajisje një përdorimëshe.
8390 | Dental products | ProDental sh.p.k | 09.11.2020 | DENTSCARE LTDA. FGM Produtos Odontologicos Av. Edgar Nelson Meister, 474 Joinville Santa Catarina 89219-501, Brasil | Dental products (sipas listës bashkëngjitur) | IIa | Bond, kompozit, cemente per ngjitje braketave, vida qelqi. | Pajisje dentare;
8391 | Eyefill H.D. | Gen-Alb Farma shpk | 09.11.2020 | Valeant Med Sp. Z.o.o. ul. Ryzowa 31, 02-495 Warszawa, Poland | Eyefill H.D. 2.5 ml viscoelastic sollution for intraocular use: EYEFILL-HD-WST; Eyefill H.D. 2.5 ml viscoelastic sollution for intraocular use: EYEFILL-HD-EST | llb | Solucion viskoelastik per perdorim intraokular | Pajisje oftalmike dhe optike; Pajisje një përdorimëshe.
8392 | Powder Free Nitrile Glove, non-sterile,Violet, "AACHENFEEL" | Konex shpk | 09.11.2020 | CELULOSAS VASCAS, S.L. Parque Empresarial Boroa, parcela 2A-1B, 48340, Amorebieta (Bizkaia) | Powder Free Nitrile Glove, non-sterile,Violet, "AACHENFEEL" | l | Doreza nitrile per ekzminim, pa puder, jo sterile ngjyre lejla | Tjeter
8393 | Arthroscopy set | Euromed sh.p.k | 09.11.2020 | Plasti-Med Plastik Medikal Ürünler Sanayi Ve Ticaret Limited Şirketi Deri OSB Mahallesi. Yan Sanayi Cad. No:13 Tuzla / Istanbul / Turkey | Arthroscopy Set Y (T.U.R) 165111; Arthroscopy Set with manual pressure Pump 165121 | IIa | Set arthroskopie me pompe manuale, dhe set per te inspektuar, diagnostikuar dhe riparuar indert ne paciente me semundje te gjunjeve dhe shpatulave | Pajisje nje perdorimeshe
8394 | RF Skin treatment Device | Express Pharma shpk | 09.11.2020 | Active Optical Systems LTD. 11 Shoham Street. P.O Box 8150; Petah-Tikva 4951766 Israel | RF Skin treatment Device : Body Shape Quadropolar 311 | I | Trajtim jo-invaziv I dobesimit qe perdor nje pajisje per te dhene energji me radio frekuence ne shtresat me te thella te lekures tuaj gje qe shkakton nje veprim ngrohes qe forcon menjeher indet dhe strukturat e lekures tuaj. | Tjeter
8395 | Integral dental unit ST-3602 | Farma Net Albania shpk | 09.11.2020 | Foshan Core Deep Medical Apparatus Co., Ltd 2nd Floor, Building B, No.1, Keyang Road, Nanzhuang Town 528000 Foshan City, Guangdong PEOPLE'S REPUBLIC OF CHINA | Integral Dental Unit ST-3602 | IIa | Unit dentar ne trjate poltroni qe ofron te gjitha kushtet per nderhyrje dentare. | Pajisje dentare;
8396 | Cardioday V2.5 Sp01 | Montal sh.p.k | 09.11.2020 | GETEMED Medizin-und Informationstechnik AG Oderstr. 77 14513 Teltow Germany | CardioDay V2.5 SP01 | IIa | Softuer per elektrokardiografe Holter. | tjeter
8397 | Alinity I HBsAg Reagent Kit 08P0822; Alinity I HBsAg Reagent Kit 08P0832; Alinity I HBsAg Reagent Kit 08P0852; Alinity I HBsAg Reagent Kit 08P0857; Alinity I HBsAg Reagent Kit 08P0822; Alinity I HBsAg Calibrators 08P0801; Alinity I HBsAg Controls 08P0810; | Labopharma shpk | 09.11.2020 | Abbott Ireland Diagnostics Division Finisklin Business Park, Sligo, Ireland | Alinity I HBsAg Reagent Kit 08P0822; Alinity I HBsAg Reagent Kit 08P0832; Alinity I HBsAg Reagent Kit 08P0852; Alinity I HBsAg Reagent Kit 08P0857; Alinity I HBsAg Reagent Kit 08P0822; Alinity I HBsAg Calibrators 08P0801; Alinity I HBsAg Controls 08P0810; | In Vitro | Imunoanalize mikrogrimcash kemilumineshente CMIA qe sherben per percaktimin sasior te antigenit siperfaqesor te hepatiti B ne serumin njerezor dhe ne plazem me analizatoret Alinity. | Pajisje te diagnostikimit in vitro;
8398 | Aspirator | Konex shpk | 09.11.2020 | CA-MI S.R.L. Via Ugo la Malfa, 13 Frazione Pilastro 43013 Langhirano (PR) Italy | Surgical Suction Equipment : NEW ASKIR 30 (REF RE 310100/02) | IIa | Aspirator kirurgjikal per thithjen e lengjeve te trupit | Tjeter
8399 | Powder free nitrile gloves, non-sterile, blue | Konex shpk | 09.11.2020 | Celulosas Vascas, S.L. Parque Empresarial Boroa, Parcela 2A-1B, 48340, Amorebieta (Bizkaia) | Powder free nitrile gloves, non-sterile, blue : AACHENPREMIUM | I | Dorezanitrile per ekzaminim, ngjyre blu, pa puder | Tjeter
8400 | BioFire® Respiratory Panel 2.1 plus (RP2.1 plus) (423740) | BIOCHEM NRP | 09.11.2020 | BioFire Diagnostics, LLC 515 Colorow Drive, Salt Lake City, Utah 84108, USA | BioFire® Respiratory Panel 2.1 plus (RP2.1 plus) (423740) | In Vitro | Ky panel teston 19 viruse dhe 4 baktere te cilat shkaktojne infeksionet e traktit respirator me nje sensivitet 97.4% dhe specifitet 99.4% respektivisht. (Covid-19) | Pajisje te diagnostikimit in vitro
8401 | SARS-CoV-2 Rapid Antigen Test: 9901-NCOV-01G | Evita shpk | 09.11.2020 | SD Biosensor, Inc. C-4th&5th, 16, Deogyeong-daero, 1556beon-gil, Yeongtong-gu, Suwon-si, Gyeonggi-do 16690, KOREA | SARS-CoV-2 Rapid Antigen Test: 9901-NCOV-01G | In Vitro | Test i shpejte per detektimin e antigjeneve te SARS-CoV-2 ne materialin nazal dhe faringeal. | Pajisje te diagnostikimit in vitro
8402 | Direct Ophthalmoscopes | Pegasus sh.p.k | 10.11.2020 | HEINE Optotechnik GmbH & Co. KG Dornierstrasse 6 82205 Gilching, Germany | Direct Ophthalmoscopes (sipas listes bashkalidhur) | l | Pajisje mjekesore per ekzaminimin e syrit | Pajisje oftalmike dhe optike
8403 | Elecys proBNP II: 08836736190 | Swissmed sh.p.k | 11.11.2020 | Roche Diagnostics GmbH Sandhofer Strasse 116 D-68305 Mannheim GERMANY | Elecys proBNP II: 08836736190 | In Vitro | Test hormonal, perdorimi per percaktimin sasior te ptoBNP ne serumin human ne plazem. Ky test eshte tregues ndihme ne diagnostikimin dhe monitorimin e pacienteve te dyshuar / me probleme kardiake. | Pajisje te diagnostikimit in vitro
8404 | Cortisol II CalSet: 06687750190 | Swissmed sh.p.k | 11.11.2020 | Roche Diagnostics GmbH Sandhofer Strasse 116 D-68305 Mannheim GERMANY | Cortisol II CalSet: 06687750190 | In Vitro | Pajisje qe perdoret per kalibrimin e tesetit Elecys Cristol II. | Pajisje te diagnostikimit in vitro
8405 | Heated Breathing Circuit and Components: 510 Series | Montal sh.p.k | 10.11.2020 | Vincent Medical Manufacturing Co., Ltd. Flats/RM B2, 7/F., Hang Fung Industrial Building, Phase 2, 2G Hok Yuen Street, Hung Hom, Kowloon, Hong Kong | Heated Breathing Circuit and Components: 510 Series | lla | Qarqe te nxehta qe perdoren per te shmangur demtimin e mushkerive dhe rrugeve te frymemarrjes te pacienteve me respirim afatgjate qe rezulton nga perdorimi I gazrave respirator te thate dhe te ftohte | Pajisje anestezie dhe respiratore
8406 | Wovex® Collagen Impregnated Woven textile Vascular Protheses (sipas listes bashkengjitur) | Biometric Albania sh.p.k. | 10.11.2020 | LeMaitre Cardial SAS 28 Rue de la Télématique, B.P. 10746, Saint Etienne Cedex 9, France | Wovex® Collagen Impregnated Woven textile Vascular Protheses (sipas listes bashkengjitur) | lll | Proteza vaskulare tekstile te endura me kolagjen. | Produkte per institucione te kujdesit shendetesor
8407 | Pajisje dentare | ProDental sh.p.k | 10.11.2020 | Dentscare Ltda. FGM Produtos Odontológicos Av. Edgar Nelson Meister, 474 Joinville, Santa Catarina 89219-501 Brasil | Dental Device (sipas listes bashkalidhur) | I | Hapse goje, pasta dhe disqe lustrimi, celes ngjyrash, acid, furca bondit etj | Pajisje dentare
8408 | Whiteness HP; Whiteness Super Endo | ProDental sh.p.k | 10.11.2020 | Dentscare Ltda. FGM Produtos Odontológicos Av. Edgar Nelson Meister, 474 Joinville, Santa Catarina 89219-501 Brasil | Whiteness HP; Whiteness Super Endo | I | Zbardhues profesional dhembesh | Pajisje dentare
8409 | Ophtalmoscopes | Pegasus sh.p.k | 10.11.2020 | HEINE Optotechnik GmbH & Co. KG, Dornierstrasse 6, 82205 Gliching/Germany | Indirect Ophtalmocopes : OMEGA500 LED; SIGMA250 M2. Hand-Held Indirect Ophtalmoscope :MONOCULAR; BINOCULAR. Accessories : Ophtalmoscopy Lenses A.R 16D; 20D; 30D | I | Pajisje per ekzaminimin e syrit bashke me aksesoret | Pajisje oftalmike dhe optike
8410 | Aerogen Pro Nebulizer System | Montal sh.p.k | 10.11.2020 | Aerogen Ltd. Galway Business Park, Dangan, Galway, Ireland | Aerogen Pro Nebulizer System (sipas listes bashkalidhur) | lla | Pajisje e levizshme qe ka per qellim aerosolizimin e ilaceve qe thithen nga goja nepermjet nebulizatoreve standart | Pajisje anestezie dhe respiratore
8411 | Hearing instruments (sipas listes bashkengjitur) | Otofon shpk | 10.11.2020 | Beltone A/S Lautrupbjerg 7, 2750 Ballerup, Denmark | Hearing instruments (sipas listes bashkengjitur) | lla | Aparat degjimi, pajisje e vogel elektronike qe mbahet brenda ne vesh dhe pas veshit. | Tjeter
8412 | Fluid Management Devices;Control Syringes and Medication Syringes | Montal sh.p.k | 10.11.2020 | Argon Medical Devices, Inc. 1445 Flat Creek Road Athens, Texas 75751 USA | Fluid Management Devices;Control Syringes and Medication Syringes (sipas listes bashkalidhur) | lla | Pajisje qe perdoren ne hemodinamike (shiringa, pajisje per menaxhimin e lengjeve dhe linja te presionit te larte) | Pajisje nje perdorimeshe
8413 | Revolax™ Fine, Chaeum Premium 1™; Revolax™ Deep Fine, Chaeum Premium 2™; Revolax™ Implant/SUB-Q Fine, Chaeum Premium 3, 4™ | Capo-AP shpk | 11.10.2020 | ACROSS Co., Ltd. 4F R&D Center, 23, Geodudanji 1-gil, Dongnae-myeon, Chuncheon-si, Gangwon-do, 24398, South Korea | Revolax™ Fine, Chaeum Premium 1™; Revolax™ Deep Fine, Chaeum Premium 2™; Revolax™ Implant/SUB-Q Fine, Chaeum Premium 3, 4™ | lll | Xhel prej Acidit Hialuronik, per mbushje te indeve te buta te fytyres. | Pajisje te implantueshme jo aktive
8414 | Humidification Chamber: VHC series | Montal sh.p.k | 11.11.2020 | Vincent Medical Manufacturing Co., Ltd. Flat/RM B2, 7/F., Hang Fung Industrial Building, Phase 2, 2G Hok Yuen Street, hung Hum, Kowloon, Hong Kong | Humidification Chamber: VHC series | IIa | Dome lageshtimi pjese integrale e istemit te frymarrjes qe lejon sistemin te nderveproje me bazen e nxehur te lageshtuesit. | Pajisje anestezie dhe respiratore
8415 | Multi-Parameter Patient Monitor | Montal sh.p.k | 11.11.2020 | Northern Meditec Limited 4th Floor, Building C, In Wei Yuan Industrial Park, Julongshan Area, Kengzi St, Pingshan District, 518118 Shenzhen, People's Republic of China | Multi-Parameter Patient Monitor: Taurus; Pisces; Virgo; Venus; Aries; Gemini; Leo; Mars; Aquarius; | IIb | Pajisje mjekesore qe sherbejne per paraqitjen e te dhenave te pacientit. | Pajisje giagnostikuese dhe terapeutike me rrezattim
8416 | Dermatoscopes and their accessories | Pegasus sh.p.k | 11.11.2020 | HEINE Optotechnik GmbH & Co. KG Dornierstrasse 6 82205 Gilching Germany | Dermatoscopes and their accessories (sipas listës bashkëngjitur) | I | Eshte pajisje mjekesore qe sherben per ekzaminimin e lekures. Aksesoret perdoren se bashku me pajisjen | Tjetër
8417 | Kocke me origjine Bovine dhe Membrane | Di.Con shpk | 11.11.2020 | Botiss biomaterials GmbH Hauptstraße 28 15806 Zossen Germany | Kocke me origjine Bovine dhe Membrane (sipas listes bashkalidhur) | lll | Kocke dhe membrane per qellim rikostruksioni I defekteve kockore ne kavitetin oral | Pajisje dentare; Pajisje me prejardhje biologjike
8418 | Otoscopes general medicine and their accessories | Pegasus sh.p.k | 11.11.2020 | HEINE Optotechnik GmbH & Co. KG Dornierstrasse 6 82205 Gilching Germany | Otoscopes general medicine and their accessories (sipas listës bashkëngjitur) | I | Eshte pajisje mjekesore qe sherben per ekzaminim e veshit. Aksesoret perdoren se bashku me pajisjen mjekesore. | Tjeter
8419 | Laryngoscopes | Montal sh.p.k | 13.11.2020 | Long Life Surgical Industries. Fateh Garh Agency, Defence Road, Sialkot, pakistan | Laryngoscope Blades & LED Laringoscope Handies (sipas listes bashkalidhur) | I | Laringoskope per te rritur dhe femije me fibra optike i riperdorshem | Instrumenta shume perdorimesh
8420 | Advanix Pancreatic Stent and Naviflex Rapid Exchange Pancreatic Delivery System Pushers | Montal sh.p.k | 13.11.2020 | Boston Scientic Corporation, 300 Boston Scientific Way marlborough, MA 01752, USA | Advanix™ Pancreatic Stent and Naviflex™ Rapid Exchange Pancreatic Delivery System Pushers (sipas listes bashkalidhur) | IIb | Jane pajisje qe perdoren per drenazhin e kanalit pankreatik | Pajisje nje perdorimeshe
8421 | Humidifier: VHB series | Montal sh.p.k | 13.11.2020 | Vincent Medical Manufacturing Co., Ltd. Flats/RM B2, 7/F., Hang Fung Industrial Building, Phase 2, 2G Hok Yuen Street, Hung Hom, Kowloon, Hong Kong | Humidifier: VHB series | llb | Lageshtues me nxehje i destinuar per te ngrohur dhen shtuar lageshtine ne gazrat e derguara tek pacientet. | Pajisje anestezie dhe respiratore
8422 | Architect Trigger Solution: 6C55-63; Architect Pre-Trigger Solution: 6E23-68 | Pegasus sh.p.k | 13.11.2020 | Abbott Ireland Diagnostics Division Finisklin Buisness Park, Sligo, Ireland | Architect Trigger Solution: 6C55-63; Architect Pre-Trigger Solution: 6E23-68 | In Vitro | Solucione me baze hidroksid natriumi dhe peroksid hidrogjeni te cilat perdoren gjate analizes CMIA ne analizatoret Architect. | Pajisje te diagnostikimit in vitro
8423 | Headlights and their accessories (sipas listes bashkengjitur) | Pegasus sh.p.k | 13.11.2020 | Heine Optotechnik GmbH & Co. KG Dornierstrasse 6, 82205 Gliching/Germany | Headlights and their accessories (sipas listes bashkengjitur) | l | Pajisje mjekesore e dizenjuar per personel mjekesor per ti ndihmuar per te pare me mire gjate operacioneve kirurgjikale te gjata apo gjate trajtimit. | Pajisje oftalmike dhe optike
8424 | Endodontic Obturation Devices: Fast-Fill; Ultrasonic Endo Activation Devices: Ultra X; Dental Root Canal Measuring and Treatment Units: E-connect S; Apex Locators: AirPex; Apex Locators: E-Pex; Endo Motors: E-CONNECT | AMBA DENT ALBANIA shpk | 13.11.2020 | Guangzhou Sifary Medical Technology Co., Ltd. No. 99, Qingyang Road, Xuejia County, Xinbei District, Guangzhou City, 213000 Jiangsu, P.R.China | Endodontic Obturation Devices: Fast-Fill; Ultrasonic Endo Activation Devices: Ultra X; Dental Root Canal Measuring and Treatment Units: E-connect S; Apex Locators: AirPex; Apex Locators: E-Pex; Endo Motors: E-CONNECT | lla | Endomotor, apeks lokator, mbushes kanali dhe mates etj. | Pajisje dentare
8425 | Reagente dhe kontrolle per analiza biokimike | Krijon shpk | 16.11.2020 | BioMaxima S.A. ul. Vetterów 5, 20-277 Lublin | Reagents (sipas listes bashkalidhur) | In Vitro | Reagente dhe kontrolle per analiza biokimike, teste te shpejta cilesore per shtatzani dhe semindje infektive etj | Pajisje te diagnostikimit i n vitro
8426 | Medical Face Maska | Vinipharma sh.p.k | 16.11.2020 | Jiangsu Province JianErKang medical Dressing Co., Ltrd. No.1 Jianerkang Road Zhixi Industry Concentration Area, Zhixi Town, 213251 Jintan Changzhou City, PR of China | Medical Face Mask : 17.5cm x 9.5cm - MD0101 | I | Maske mjekesore per fytyren me nje perdorim, rrumbullake e lastike | Pajisje nje perdorimeshe
8427 | Endosseous dental implant fixture and abutment | Albadent Group | 16.11.2020 | DIO Corporation 66, Centrum seo-re, Haeundae-gu, Busan 48058, Republic of Korea | Endosseous Dental Implant Fixture; Endosseous Dental Implant Abutment | IIb | Pasjisje dentare, jane implante per zevendesimin e dhembit | Pajisje dentare
8428 | Lumify Diagnostic Ultrasound System | Health & Light shpk | 16.11.2020 | Philips Ultrasound, Inc. 22100 Bothell Everett Highway Bothell Washington 98021-8431 U.S.A | Lumify Diagnostic Ultrasound System: C5-2 Ultrasound transducer; L12-4 Ultrasound transducer; S4-1 Ultrasound transducer | lla | Pajisje per diagnostikim imazherik me ultratinguj | Pajisje elektromekanine
8429 | Curasept Biosmalto Impact Mousse Sensitive Teeth 50ml All fruits - CS02363 | Farmatech sh.p.k | 16.11.2020 | Curasept S.p.A., Via G. Parini 19, 21047 Saronno (VA), Italy | Curasept Biosmalto Impact Mousse Sensitive Teeth 50ml All fruits - CS02363 | l | Shkume per dhembe te ndjeshem me shije frutash | Tjeter
8430 | Curasept Biosmalto Impact Mousse Caries, Erosion & Abrasion 50 ml Delicate mint - CS02362 | Farmatech sh.p.k | 16.11.2020 | Curasept S.p.A., Via G. Parini 19, 21047 Saronno (VA), Italy | Curasept Biosmalto Impact Mousse Caries, Erosion & Abrasion 50 ml Delicate mint - CS02362 | l | Shkume kunder erozionit kariesit dhe abrasionit me shije menteje | Tjeter
8431 | Curasept Biosmalto Caries, Erosion & Abrasion Baby-Kid Toothpaste Strawberry 50 ml - CS02306 | Farmatech sh.p.k | 16.11.2020 | Curasept S.p.A., Via G. Parini 19, 21047 Saronno (VA), Italy | Curasept Biosmalto Caries, Erosion & Abrasion Baby-Kid Toothpaste Strawberry 50 ml - CS02306 | l | Paste dhembesh per femije kunder erozionit kariesit dhe abrasionit me shije luleshtrydhe | Tjeter
8432 | Curasept Biosmalto Impact Mousse | Farmatech sh.p.k | 16.11.2020 | Curasept S.p.A., Via G. Parini 19, 21047 Saronno (VA), Italy | Curasept Biosmalto Impact Mousse Caries, Erosion & Abrasion Strawberry 50ml - CS 02361 | I | Shkume kunder kariesit dhe abrazionit me shije luleshtrydhe | Tjeter
8433 | Curasept Teething Gel | Farmatech sh.p.k | 16.11.2020 | Curasept S.p.A., Via G. Parini 19, 21047 Saronno (VA), Italy | Curasept Teething Gel CS03081 | I | Xhel qetesues dhe dhembet e pare te femijes | Tjeter
8434 | Sistem analizimi qPCR Quantstudio 5 DX | Krijon shpk | 17.11.2020 | LifeTechnologies Holdings Pte Ltd, Block 33, Marsiling Industrial Estate Road 3, #07-06, Singapore 739256 | QuantStudio™ Dx real-Time PCR System (96-Well, 0.2ml); QuantStudio™ Dx real-Time PCR Instrument, QuantStudio™ 5 DX Software* (sipas listes bashkalidhur) | In Vitro | Pajisje qPCR perdoret per qellime percaktimi sasiore te reaksioneve te zinxhirit te polimerazes, pasjisja monitoron ne kohe reale amplifikimin e molekulave te and-se | Pajisje te diagnotikimit in vitro
8435 | Kit per marrjen e mostres ne rruge farinegeale dhe nazofaringeale | Krijon shpk | 17.11.2020 | C.P.M Via degli Olmetti, 5 00060 Formello (Roma) | SAMPLE COLLECTION KIT MS01430Q : 100 x 3 mL TRANSPORT SAMPLE ONE (in a 16 x 100 10 mL cylindrical tube with polypropylene screw cap) 100 Nasopharyngeal FLOCKED SWAB individually packed 100 Sampling Swab (throat) individually packed | In Vitro | Kit per marrjen e mostres ne rruge farinegeale dhe nazofaringeale | Pajisje te diagnotikimit in vitro
8436 | Automatic and Semi-automatic Microtome: BK-2118/BK-2128/BK-2138/BK-2148/BK-2158/BK-2168/BK-2178/BK-2188/BK-2198/BK-2218/BK-2228/BK-2238/BK-2248/BK-2258/BK-2268/BK-2318/BK-2328/BK-2348/BK-2418/BK-2428/BK-2438/BK-2448/BK-2458/BK-2468/BK-2478/BK-2488/BK-2498 | Krijon shpk | 17.11.2020 | Jinan Biobase Biotech Co.,Ltd No.51 South Gongye Road,Jinan,Shandong 250101,China | Automatic and Semi-automatic Microtome: BK-2118/BK-2128/BK-2138/BK-2148/BK-2158/BK-2168/BK-2178/BK-2188/BK-2198/BK-2218/BK-2228/BK-2238/BK-2248/BK-2258/BK-2268/BK-2318/BK-2328/BK-2348/BK-2418/BK-2428/BK-2438/BK-2448/BK-2458/BK-2468/BK-2478/BK-2488/BK-2498 | In Vitro | Mikrotome automatike dhe gjysem-automatikeqe perdoren ne laboratore histologjikedhe shkencore. | Tjeter
8437 | Extraoral Dental Vacuum System: VacStation; Dental Curing Light: CuringPen; Obturation Pack Handpiece: Fast-Pack | AMBA DENT ALBANIA shpk | 17.11.2020 | Guangzhou Sifary Medical Technology Co., Ltd. No. 99, Qingyang Road, Xuejia County, Xinbei District, Guangzhou City, 213000 Jiangsu, P.R.China | Extraoral Dental Vacuum System: VacStation; Dental Curing Light: CuringPen; Obturation Pack Handpiece: Fast-Pack | l | Sistem vakumi ekstraoral, llampe polimerizimi, pajisje obturimi. | Pajisje dentare
8438 | ANAEROGEN 3.5 L (10 pack) AN0035A;ANAEROBIC CATALYST BR0042A;BRUCELLA MEDIUM BASE 500GRAMS CM0169B; BRUCELLA SELECTIVE SUPP.1 X 10 VIALS SR0083A;CARTRIDGES FLUMEQUINE UB30 CT0666B;CEFTIOFUR CT1751B;CO2GEN 10/PCK CD0025A | Krijon shpk | 17.11.2020 | Oxoid Limited, Wade Road, Basingstoke, Hampshire, RG24 8PW, UK | ANAEROGEN 3.5 L (10 pack) AN0035A;ANAEROBIC CATALYST BR0042A;BRUCELLA MEDIUM BASE 500GRAMS CM0169B; BRUCELLA SELECTIVE SUPP.1 X 10 VIALS SR0083A;CARTRIDGES FLUMEQUINE UB30 CT0666B;CEFTIOFUR CT1751B;CO2GEN 10/PCK CD0025A | In Vitro | Materiale per mikrobiologji qe sherbejne per procedurat e identifikimit te infeksiove bakteriale dhe percaktimin e kurave perkatese. | tjeter
8439 | Laboratory centrifuge: EBA 200 / EBA 200 S, ROTINA 380 / ROTINA 380 R, ROTOFIX 32 A, UNIVERSAL 320 / UNIVERSAL 320 R, MIKRO 185; Device for centrifugal separation of sample material of human origin for preparation of in-vitro diagnostic analyses: HEMATOKRIT 200 | Krijon shpk | 17.11.2020 | Andreas Hettich GmbH & Co. KG Föhrenstrasse 12, 78532 Tuttlingen, Germany | Laboratory centrifuge: EBA 200 / EBA 200 S, ROTINA 380 / ROTINA 380 R, ROTOFIX 32 A, UNIVERSAL 320 / UNIVERSAL 320 R, MIKRO 185; Device for centrifugal separation of sample material of human origin for preparation of in-vitro diagnostic analyses: HEMATOKRIT 200 | In Vitro | Pajisje laboratorike e cila perdoret per rrotullimin e mostrave te lengshme me shpejtesi te larte. Sherben per ndarjen e substancaveme densitet me te larte nga ato me me te ulet. | Pajisje laboratori
8440 | LUXEA | VaanMed sh.p.k | 18.11.2020 | DEKA M.E.L.A S.r.l Via Baldanzese, 17 50041 Calenzano (FI) ITALY | LUXEA | IIb | lazer per heqjen e tatuazheve shumngjyresh, lezionet beninje te dermes dhe epidermes, reduktimin e rrudhave, heqjet e qimeve te imta, lezione vaskulate etj. | Pajisje diagnostikuese dhe terapeutike me rrezatim
8441 | SMARTXIDE² C40; SMARTXIDE² C60, SMARTXIDE² C80, SMARTXIDE² C60H, SMARTXIDE² C80H | VaanMed sh.p.k | 18.11.2020 | DEKA M.E.L.A S.r.l Via Baldanzese, 17 50041 Calenzano (FI) ITALY | SMARTXIDE² C40; SMARTXIDE² C60, SMARTXIDE² C80, SMARTXIDE² C60H, SMARTXIDE² C80H | IIb | Lazer per terapi DOT, lifting periokular, kirurgji dematologjike , kirurgji estetike dhe plastike. | Pajisje diagnostikuese dhe terapeutike me rrezatim
8442 | Ethylene Oxide Gas Cartridge; Ethylene Oxide Gas Ampoule; | Arli Pharma sh.p.k | 18.11.2020 | Med Tip Malzemeleri Ithalat Ihracat Sanayi ve Limited Sirketi 10023 Sokak No.7 A.O.S.B Çigli/ IZMIR/ TURKEY | Ethylene Oxide Gas Cartridge: EO Gas Cartridge ZS-5; EO Gas Cartridge ZS-11; EO Gas Cartridge ZS-15; EO Gas Cartridge ZS-18; EO Gas Cartridge ZS-20; EO Gas Cartridge ZS-22; EO Gas Cartridge ZS-24; EO Gas Cartridge ZS-30; Ethylene Oxide Gas Ampoule: EO Gas Ampoule ZQ-5; EO Gas Ampoule ZQ-11; EO Gas Ampoule ZQ-15; EO Gas Ampoule ZQ-18; EO Gas Ampoule ZQ-20; EO Gas Ampoule ZQ-22; EO Gas Ampoule ZQ-24; EO Gas Ampoule ZQ-30; | IIb | Etilen oksid qe perdoret per sterilizimin e materialeve te buta mjekesore. | pajisje nje perdorimeshe
8443 | CURASEPT BIOSMALTO CARIES, EROSION & ABRASION BABY-KID TOOTHPASTE (CS-02307) MINT 50 ML | Farmatech sh.p.k | 18.11.2020 | CURASEPT S.p.a Via G. Parini 19, I-21047 Saronno (VA) Italy | CURASEPT BIOSMALTO CARIES, EROSION & ABRASION BABY-KID TOOTHPASTE (CS-02307) MINT 50 ML | I | Paste dhembesh per femije kunder kariesit, erozionit dhe abrazionit me shije mente. | tjeter
8444 | PMMA for dental use, for milling CAD- CAM | Albadent Group sh.p.k | 18.11.2020 | GRAPHENANO DENTAL, SL Polígono Industrial Táctica, Calle 2, Nº 1, 46980 Paterna, Valencia, España | PMMA for dental use, for milling CAD- CAM (sipas listës bashkëngjitur) | IIa | Përdoren për të fabrikuar restaurime të përkohshme dentare për një gamë të gjerë të rasteve, përfshirë indikacione më komplekse si implantet ose ura të mëdha. | Pajisje dentare
8445 | Infrared Forehead Thermometer | Captain Din | 19.11.2020 | Guangdong Genial Technology Co., Ltd. 11th Road, Area B, Guangfozhao Economic Cooperation Zone, Zhangang Town, Huaji Country, Zhaoqing City, Guangdong Province, 526437, P.R.China | Infrared Forehead Thermometer : GENIAL T80, T81, T82, T83, T84, T85 | I | Termometer balli me rreze infra te kuqe, tregon temperaturen e trupit duke matur rrezatimin termik infra te kuq te temperatures se njeriut | Instrumenta shumeperdorimesh
8446 | Sterintech™ Soft Crepe | Arli Pharma sh.p.k | 19.11.2020 | SP Medikal Sanayi LTD. ŞTI. Topcular Mah. Rami Kişla Cad. Altindağ Iş Merkezi No: 63/1-2 Rami Eyup-Istanbul, Turkey | Sterintech™ Soft Crepe (sipas listes bashkalidhur) | l | Leter mbeshtjellese per instrumentat gjate sterilizimit | Pajisje nje perdorimeshe
8447 | Sterintech™ Sterilization rolls | Arli Pharma sh.p.k | 19.11.2020 | SP Medikal Sanayi LTD. ŞTI. Topcular Mah. Rami Kişla Cad. Altindağ Iş Merkezi No: 63/1-2 Rami Eyup-Istanbul, Turkey | Sterintech™ Sterilization rolls (sipas listes bashkalidhur) | l | Qese mbeshtjellese per instrumentat gjate sterilizimit | Pajisje nje perdorimeshe
8448 | LuxSmart models: SMART, YSMART; LuxGood models: GOOD, YGOOD | Gen-Alb Farma shpk | 23.11.2020 | Cutting Edge SAS 770, Rue Alfred Nobel, Immeuble le Nobel, 34000 Montpellier, France | LuxSmart models: SMART, YSMART; LuxGood models: GOOD, YGOOD | llb | Lente intraokulare posteriore pseudofakite. | Pajisje oftalmike dhe optike
8449 | SARS-CoV-2 Fluorescent PCR | Swissmed sh.p.k | 23.11.2020 | Maccura Biotechnology Co., Ltd. 16#, Baichuan Road, Hi-tech Zone 611731 Chengdu PEOPLE'S REPUBLIC OF CHINA | SARS-CoV-2 Fluorescent PCR | In Vitro | Test per percaktimin e antigenit te Sars-cov-2 me metoden fluorescent PCR. | Pajisje te diagnostikimit invitro; Pajisje laboratori;
8450 | Footswich Double Pedal; Footswich Single Pedal; CelonConect CB; CelonFootswich II | MSE shpk | 24.11.2020 | Olympus Winter & Ibe GmbH Kuehnstr. 61 22045 Hamburg, germany | Footswich Double Pedal-WB50402W; Footswich Single Pedal-WB50403W; CelonConect CB-WB950247; CelonFootswich II-WB950243 | I | Pedale dhe konektor per elektrobisturi. | tjeter
8451 | Activa RC Neurostimulator | O.E.S Distrimed sh.p.k | 23.11.2020 | Medtronic Inc. 710 Medtronic Parkway Minneapolis MN 55432 USA | Activa RC Neurostimulator 37612 | Të implantueshme aktive | Neurostimulator I implantueshem, implant I rikarikueshem per tajtimin e semundjes se Parkinsonit. | Pajisje të implantueshme aktive
8452 | 45 HF-Generators | MSE shpk | 23.11.2020 | Olympus Winter & Ibe GmbH Kuehnstr. 61 22045 Hamburg Deutschland | 45 HF-Generators: ESG-400 - WB91051W; ESG-400 - WB91051J; ESG-400 - WB91051C; ESG-100 - WB991046; WSG-100 - WB991036 | llb | Elektrobisturi per kirurgji | Tjeter
8453 | Rigid endoscope working guide | MSE shpk | 23.11.2020 | Olympus Winter & Ibe GmbH Kuehnstr. 61 22045 Hamburg Deutschland | Rigid endoscope working guide: A22063A Working element, gear-wheel-144W; A22065A Working element,for probes-15YW; A37014A Working element,for resectoscope and optical urethrotome-15YW; A4744 Working element, passive-162W; A4745 Working element, active-161W; WA22066A Working element, active for re-section in saline - 163W; WA22367A Working element, passive for re-section in saline - 163W; | llb | Elemente pune per elektrobisturi | Tjeter
8454 | PF010 HF-Resection Electrodes | MSE shpk | 23.11.2020 | Olympus Winter & Ibe GmbH Kuehnstr. 61 22045 Hamburg Deutschland | PF010 HF-Resection Electrodes (sipas listes bashkalidhur) | llb | Elektroda per percjelljen e rrymes nepermjet instrumentit kirurgjikal dhe elektrobisturise | Tjeter
8455 | Curasept Biosmalto Caries, Erosion and Abrasion Baby-Kid Toothpaste (CS-02305) Strawberry - Without Fluoride 50ml | FARMATECH shpk | 23.11.2020 | CURasept S.p.A., Via G. Parini 19, 21047 Saronno (VA), Italy | Curasept Biosmalto Caries, Erosion and Abrasion Baby-Kid Toothpaste (CS-02305) Strawberry - Without Fluoride 50ml | l | Paste dhembesh per femije kunder kariesit, erozionit dhe abrazionit, pa flour me shije luleshtrydhe. | Pajisje dentare
8456 | MG2-Magnesium Gen.2: 08900019190 | Evita shpk | 23.11.2020 | Roche Diagnostics GmbH Sandhofer Strasse 116 D-68305 Mannheim GERMANY | MG2-Magnesium Gen.2: 08900019190 | In Vitro | Reagent per kryerjen e analizes MG2. | Pajisje te diagnostikimit in vitro
8457 | Tranport medium | Pegasus sh.p.k | 23.11.2020 | Vircell, S.L. Parque Tecnológico de la Salud, Avicena 8, 18016 Granada, Espana | TRANSPORT MEDIUM : TMM001; TM002; TM003; TM004; TM005; TM006; TM008; TM011; TM012; TM013; TM014 | In Vitro | jane terrene te cilat sherbejne per te mbledhur dhe ruajtur viruset, clamidias dhe mycoplasma | Pajisje te diagnotikimit in vitro
8458 | CD HORIZON Spinal System | O.E.S Distrimed sh.p.k | 23.11.2021 | Medtronic Sofamor Danek USA, Inc. 1800 Pyramid Place Memphis, Tennessee 38132 USA | CD HORIZON Spinal System (sipas listës bashkëngjitur) | IIa | Sisteme implantesh spinale te perdorura ne kirurgji spinale. | Pajisje të implantueshme jo aktive
8459 | Medication Cart (EMC 01, EMC 02, EMC 03) | Spitali Europian sh.p.k | 23.11.2020 | Proma Medikal Ltd. Şti. Sirasöğüt Mah. Gaziantep Cad. No: 3 Şahinbey/Gaziantep, Turkey | Medication Cart (EMC 01, EMC 02, EMC 03) | l | Pajisje mobilimi spita;or te cilat perdoren per vendosjen e preparateve te anestezise, preparate te emergjences dhe mjekime te ndryshme. | Pajisje per mobilim spitalor
8460 | Sterintech™ Tyvek Sterilization rolls: 303.075.0001 - 75mm x 70m; 303.100.0001 - 100mm x 70m; 303.150.0001 - 150mm x 70m; 303.200.0001 - 200mm x 70m; 303.250.0001 - 250mm x 70m; 303.300.0001 - 300mm x 70m; 303.350.0001 - 350mm x 70m; 303.400.0001 - 400mm x 70m; 303.500.0001 - 500mm x 70m | ARLI PHARMA shpk | 23.11.2020 | SP Medikal San Ltd. Şti. Rami Kişla Cad. 63, Altindağ Is Merkezi, D 1-2 Rami/Eyup - Istanbul-Turkey | Sterintech™ Tyvek Sterilization rolls: 303.075.0001 - 75mm x 70m; 303.100.0001 - 100mm x 70m; 303.150.0001 - 150mm x 70m; 303.200.0001 - 200mm x 70m; 303.250.0001 - 250mm x 70m; 303.300.0001 - 300mm x 70m; 303.350.0001 - 350mm x 70m; 303.400.0001 - 400mm x 70m; 303.500.0001 - 500mm x 70m | l | Qese sterilizimi per aparat plazme. | Pajisje nje perdorimeshe
8461 | Hi-Flow Star Adult' Hi-Flow Star System | MSE shpk | 23.11.2020 | Drägerwerk AG & Co. KGaA. Moislinger Allee 53-55, 23542 Lübeck, Germany | Basic nasal oxygen cannula : Hi-Flow Star Adult'; Respiratory oxygen therapy system: Hi-Flow Star System | IIa | Qark respirator me fluks te larte i cili sherben per lidhjen e pacientit me respiratorin | tjeter
8462 | VentStar Helix: Heated Brething Circuit | MSE shpk | 24.11.2020 | Drägerwerk AG & Co. KGaA. Moislinger Allee 53-55, 23542 Lübeck, Germany | VentStar Helix: Heated Brething Circuit (sipas listes bashkalidhur) | IIa | Qark respirator per te lidhur pacientin me respiratorin | Tjeter
8463 | Composite Restorative Materials Kit, Dental Light Cured | Brianza Dent shpk | 24.11.2020 | Shofu INC. 11 Kamilakamatsu-cho, Fukuine, Higashiyama-ku, Kyoto 605-0983 Japan | Solidex: Composite Restorative Materials Kit, Dental Light Cured - 16736 | lla | Kompozite per mbushje dhembesh | Pajisje dentare
8464 | HF -Cable | MSE shpk | 24.11.2020 | Olympus Winter & Ibe GmbH, Kuehnstr.61 22045 Hamburg, Germany | PF024_HF -Cable (sipas listes bashkalidhur) | I | Kabuj monopolar dhe bipolar per elektrobisturi | Tjeter
8465 | Hot water bag; Ice bag | Montal sh.p.k | 24.11.2020 | Gima S.p.A Via Marconi,1 20060 Gessate(MI)-Italy | Hot water bag (28600-28601); Ice bag (28606-28605) | l | Borsa per uje te ngrohte dhe borsa akulli | Instrumenta shumëpërdorimëshe
8466 | Gima 3 Trolley without guard-rail-medium (27426) | Montal sh.p.k | 24.11.2020 | Gima S.p.A Via Marconi,1 20060 Gessate(MI)-Italy | Gima 3 Trolley without guard-rail-medium (27426) | l | Karroca pa sponde anesore per mbajtjen dhe transportin e mjekimeve dhe instrumentave mjekesor, madhesia mesatare | Instrumenta shumëpërdorimëshe
8467 | F1-Posterior Thoraco-Lomber Stabilization System | Klinika Zogu I Pare | 24.11.2020 | Efmed Kesici Takimlar Hirdavat Tibbi Aletler San. Ve Tic. LTD. ŞTI. Tuna Mah. Yavuz Selim Cad. No: 2/3 A Bornova, Izmir, Turkey | Non-sterile Spinal Implants : F1-Posterior Thoraco-Lomber Stabilization System | llb | Sisteme implantesh spinalee josterile qe perdoren per stabilzimin e F1 posterior torako-lumbar | Pajisje te implantueshme joaktive
8468 | F2-Posterior Thoraco-Lomber Stabilization System | Klinika Zogu I Pare | 24.11.2020 | Efmed Kesici Takimlar Hirdavat Tibbi Aletler San. Ve Tic. LTD. ŞTI. Tuna Mah. Yavuz Selim Cad. No: 2/3 A Bornova, Izmir, Turkey | Non-sterile Spinal Implants : F2-Posterior Thoraco-Lomber Stabilization System | llb | Sisteme implantesh spinalee josterile qe perdoren per stabilzimin e F2 posterior torako-lumbar | Pajisje te implantueshme joaktive
8469 | Posterior Occipital Cervical Stabilization System | Klinika Zogu I Pare | 24.11.2020 | Efmed Kesici Takimlar Hirdavat Tibbi Aletler San. Ve Tic. LTD. ŞTI. Tuna Mah. Yavuz Selim Cad. No: 2/3 A Bornova, Izmir, Turkey | Non-sterile Spinal Implants: Posterior Occipital Cervical Stabilization System | llb | Sisteme implantesh spinalee josterile qe perdoren per stabilzimin posterior oksipital cervikal | Pajisje te implantueshme joaktive
8470 | GC INITIAL- DENTAL CERAMICS SYSTEMS "LISI PRESS" | Brianza Dent shpk | 25.11.2020 | GC Europe N.V. Research Park, Interleuvenlaan 33, Leuven B-3001 Belgium | GC INITIAL- DENTAL CERAMICS SYSTEMS "LISI PRESS" (sipas listes bashkalidhur) | IIa | Porcelan dentar per kurorat e dhembeve ne stomatologji | Pajisje dentare
8471 | New life radiology | Dental Leader Corsi shpk | 25.11.2020 | New Life Radiology Srl. 10095 Grugliasco (TO) - Corso Giuseppe Canonico Allamano 13/15 INT. G, Italy | Dental X-Ray Systems, tube head type for dental use; X-Ray tube head type for dental units; Timer for dental x-ray units; Timer for dental units; Timer for dental units; Panoramic and cephalometric X-Ray system series (sipas listes bashkalidhur) | IIb | Aparate radiografike per perdorim ne stomatologji per grafi te dhembeve | Pajisje dentare
8472 | Biomagpure 12 Plus, Automated nucleic acid extraction system and reagents | Pegasus sh.p.k | 26.11.2020 | SIA BIOSAN Latvia, LV-1067, Riga, Ratsupites str. 7, build.2. | Biomagpure 12 Plus, Automated nucleic acid extraction system and reagents (sipas listes bashkalidhur) | In Vitro | Eshte nje aparature e cila perbehet nga stacione pune robotike kompakte dhe sherben per purifikimin automatik te acideve nukleike. Reagentet te cilet ndodhen tek lista bashkengjitur, perdoren ne aparature per ekstraktimin e acideve nukleike. | Pajisje te diagnostikimit in vitro
8473 | Alinity i Anti-CCP Reagent Kit,Calibrator, Controls | Pegasus sh.p.k | 26.11.2020 | Abbott GmbH & Co.KG Max-Planck-Ring 2, 65205 Wiesbaden, Germany | Alinity i Anti-CCP Reagent Kit (2 x 100 tests) - 09P2720; Alinity i Anti-CCP Calibrators - 09P2701; Alinity i Anti-CCP Controls - 09P2710 | In Vitro | Imunoanalize per gjetjen gjysme sasiore te antitrupave IgG kkunder peptidit citrulinik ciklik; Kalibratori qe perdoret gjate analizes dhe kontrolli per verifikimin e precizionit | Pajisje te diagnostikimit in vitro
8474 | Carbamazepine | Pegasus sh.p.k | 26.11.2020 | Microgenics Corporation 46500 Kato Road, Fremont, CA 94538, USA | Carbamazepine (100 teste) - 08P5820 | In Vitro | Analize per gjetjen e karbamazepines ne serumin njerezor | Pajisje te diagnostikimit in vitro
8475 | Graminn® Supozitorije | Partners Pharma sh.p.k | 26.11.2020 | IDI Integratori Dietetici Italiani Srl Via Goffredo Mameli, 12 7 95020 Aci Bonaccorsi (CT), Italia | Graminn® Supozitorije | lla | Supozitore per trajtimin e simptomave lokale te kanalit anorektal | Tjeter
8476 | Dental bibs; Dental rolls | Çene sh.p.k | 26.11.2020 | G. Bournas & S. Bourna co. Seneka 18 str, Kifisia GR-14564, Athens, Greece | Dental bibs; Dental rolls | I | Përparëse pacienti një përdorimëshe paketim 500 copa dhe 80 cope. | Pajisje njeperdorimeshe
8477 | EXPANDABLE PEEK CAGE | Klinika Zogu I Pare sh.p.k | 27.11.2020 | EFMED KESICI TAKIMLAR HIRDAVAT TIBBI ALETLER SAN. VE TIC. LTD. STI. Tuna Mah. Yavuz Selim Cad. No:8 Bornova/Izmir/ TURKIYE | EXPANDABLE PEEK CAGE | IIb | Jane kafaz qe zgjerohen dhe perdoren per zevendesimin e diskut lumbar. | Pajisje të implantueshme jo aktive
8478 | LUMBAR CAGE & AVS CAGE | Klinika Zogu I Pare sh.p.k | 27.11.2020 | EFMED KESICI TAKIMLAR HIRDAVAT TIBBI ALETLER SAN. VE TIC. LTD. STI. Tuna Mah. Yavuz Selim Cad. No:8 Bornova/Izmir/ TURKIYE | LUMBAR CAGE & AVS CAGE | IIb | Jane kafaz qe perdoren per zevendesimin e diskut lumbar. | Pajisje të implantueshme jo aktive
8479 | LUMBAR POSTERIOR PEEK DISC PROTHESIS | Klinika Zogu I Pare sh.p.k | 27.11.2020 | EFMED KESICI TAKIMLAR HIRDAVAT TIBBI ALETLER SAN. VE TIC. LTD. STI. Tuna Mah. Yavuz Selim Cad. No:8 Bornova/Izmir/ TURKIYE | LUMBAR POSTERIOR PEEK DISC PROTHESIS | IIb | Proteza te implantueshme spinale josterile te cilat sherbejne per stabilizimin posterior lumbar. | Pajisje të implantueshme jo aktive
8480 | F1-POSTERIOR THORACO-LOMBER CANNULATED STABILIZATION SYSTEM | Klinika Zogu I Pare sh.p.k | 27.11.2020 | EFMED KESICI TAKIMLAR HIRDAVAT TIBBI ALETLER SAN. VE TIC. LTD. STI. Tuna Mah. Yavuz Selim Cad. No:8 Bornova/Izmir/ TURKIYE | F1-POSTERIOR THORACO-LOMBER CANNULATED STABILIZATION SYSTEM | IIb | Implante spinale joterile te kanjuluara te cilat sherbejne per stabilizimin F1-posterior torako-lumbar. | Pajisje të implantueshme jo aktive
8481 | Encore 26 Inflation Device Single M001151050; Encore 26 Inflation Device Single H74904526011; Encore 26 Inflation Device 5-Pack M001151062; Encore 26 Inflation Device 5-Pack H74904526052; | Montal sh.p.k | 27.11.2020 | Boston Scientific Corporation 300 Boston Scientific Way Marlborough, MA 01752 USA | Encore 26 Inflation Device Single M001151050; Encore 26 Inflation Device Single H74904526011; Encore 26 Inflation Device 5-Pack M001151062; Encore 26 Inflation Device 5-Pack H74904526052; | Is | Pajisje fryrje me presion te larte e krijuar per te ushtruar presion per fryrjen e ballonit ne procesin e hemodinamikes. | Pajisje një përdorimëshe
8482 | Intensive care ventilator | MSE shpk | 27.11.2020 | Dragerwerk AG&Co. KGaA Moislinger Alle 53-55, 23542 Lubeck, Germany | Intensive care ventilator: Evita V800; Evita V600 (sipas listës bashkëngjitur) | IIb | Ventilator per kujdesin intensiv te pacientit. | tjeter
8483 | Infinity ID Expiration Valve Evita V500: MP01060; Disposable Expiration Valve Savina: MP01061 | MSE shpk | 27.11.2020 | Drägerwerk AG&Co. KGaA Moislinger Allee 53-55 23542 Lübeck Germany | Infinity ID Expiration Valve Evita V500: MP01060; Disposable Expiration Valve Savina: MP01061 | llb | Valvul skpirimi e cila lidhet ,e respiratorin. | Tjeter
8484 | PF001 Telescopes, autoclavable (without channel) (sipas listes bashkengjitur) | MSE shpk | 27.11.2020 | Olympus Winter & Ibe GmbH Kuehnstr. 61 22045 Hamburg Deutschland | PF001 Telescopes, autoclavable (without channel) (sipas listes bashkengjitur) | lla | Instrument kirurgjikal per elktrobisturi dhe endoskopi. | Tjeter
8485 | Syringe, 150ml, with flexible clamping cone: A0555--7YW | MSE shpk | 27.11.2020 | Olympus Winter & Ibe GmbH Kuehnstr. 61 22045 Hamburg Deutschland | Syringe, 150ml, with flexible clamping cone: A0555--7YW | l | Shiringe per elektrobisturi. | Tjeter
8486 | Micro Indentation Indicator Paste (Denture Pressure Indicator Paste); Oki Burs (Silicon Carbide Burs); Oki Dam; Oki D Puncher, Oki D Clamp, Oki D Clamp Forceps, Oki D Holder, Polishing Material (paste & powder); Okibetter Impression Material (A-Silicone) | Brianza Dent shpk | 01.12.2020 | Bejing OK VD Biological Technology Co., Ltd. 4 Floor 2 Unit, No. 12 Building West Tianzhu Road, Linkong TDEA, Shunyi, Bejing, China | Micro Indentation Indicator Paste (Denture Pressure Indicator Paste); Oki Burs (Silicon Carbide Burs); Oki Dam; Oki D Puncher, Oki D Clamp, Oki D Clamp Forceps, Oki D Holder, Polishing Material (paste & powder); Okibetter Impression Material (A-Silicone) | l | Pajisje dentare te ndryshme si freza, pasta etj. | Pajisje dentare
8487 | Face Mask | ÇENE shpk | 01.12.2020 | Ningbo Greetmed Medical Instruments Co., Ltd. 16F-1, No. 1 Building, NO. 98 Chuangyan Road, Hi-Tech Zone, 315042 Ningbo, Zhejiang Province, P.R.China | Face Mask | l | Maske fytyre nje perdorimeshe per ekzaminime mjekesore. | Pajisje nje perdorimeshe
8488 | Multichem IA Plus 08P86-10 | Pegasus sh.p.k | 01.12.2020 | Techno-path Manufacturing Ltd. Fort Henry Business Park, Ballina, Co. Tipperary, Ireland | Multichem IA Plus 08P86-10 | In Vitro | Solucion qe perdoret per te kontrolluar cilesine dhe per te monitoruar saktesine e procedurave te testimit laboratorik per analizat e imuno-vlersimit. | Pajisje te diagnostikimit in vitro
8489 | Lipase NG OC Cal 04Y85-01 | Pegasus sh.p.k | 01.12.2020 | Sentinel CH. Spa, Via Robert Koch 2, Milan, Italy, | Lipase NG OC Cal 04Y85-01 | In Vitro | Perdoret per kalibrimin e analizes se percaktimit sasior te enzimes lipaze ne gjak. | Pajisje te diagnostikimit in vitro
8490 | Needle Holder; Wire Trucks; Band Scissors; Sterilization Drums; Sterilization Boxes; Trays and Toll Cases | Montal sh.p.k | 01.12.2020 | Gima S.p.A. Via Marconi,1 20060 Gessate (MI)- Italy | Needle Holder; Wire Trucks; Band Scissors; Sterilization Drums; Sterilization Boxes; Trays and Toll Cases (sipas listes bashkalidhur) | I | Jane mbajtese gjiperash kirurgjikale, pinca per prerjene telave, gersherre per banzhet, ene sterilizimi tambur, ene sterilizimi, tabaka dhe ene per mbajtjen e instrumentave | Instrumenta shume perdorimesh
8491 | Shimmelbush syringe and cannulas; Janet syringes and cannulas | Montal sh.p.k | 01.12.2020 | Gima S.p.A. Via Marconi,1 20060 Gessate (MI)- Italy | Shimmelbush syringe and cannulas - 25806, 25807,25808, 25809, 25812, 25813; Janet syringes and cannulas - 25801, 25803, 25804, 25805 | I | Jane pajisje mjekesore, shiringa me kanula per lavazhin e veshit | Instrumenta shume perdorimesh
8492 | Nucleoss Dental Implant System | Klinika Zogu i Pare | 01.12.2020 | Sanlilar Tibbi Cihazlar medikal, Kimya San. Tic. LTD. STI 10018 sk. No: 7 ITOB Organize Sanyi Bölgesi, Tekeli Izmir, 35477, Turkey | Nucleoss Dental Implant System (sipas listes bashkalidhur) | llb | Implante dentare ku perfshihen implantet sterile dhe abutment jo steril, instrumenta kirugjikale dhe aksesoret e nevojshem | Pajisje dentare
8493 | Medical Stockings | Montal | 01.12.2020 | Sanyleg Srl Unipersonale Via Albania 1/3, 46042 Castel Goffredo (MN), Italy | Medical Stockings (sipas listes bashkalidhur) | l | Corape mjekesore elastike per te parandaluar tromboembolizimin para, gjate dhe pas operacionit | Pajisje terapie komplementare
8494 | Ultrasonic Bone Cutting Insert | Klinika Zogu I Pare sh.p.k | 01.12.2020 | EFMED KESICI TAKIMLAR HIRDAVAT TIBBI ALETLER SAN. VE TIC. LTD. STI. Tuna Mah. Yavuz Selim Cad. No:8 Bornova/Izmir/ TURKIYE | Non-Sterile Single Use Bone Cutting Insert : Ultrasonic Bone Cutting Insert | IIb | Eshte nje koke prerese ultrasonike, nje perdorimeshe e cila sherben per te prere kockat | Pajisje nje perdorimeshe
8495 | Posterior pediatric Stabilization System | Klinika Zogu I Pare sh.p.k | 01.12.2020 | EFMED KESICI TAKIMLAR HIRDAVAT TIBBI ALETLER SAN. VE TIC. LTD. STI. Tuna Mah. Yavuz Selim Cad. No:8 Bornova/Izmir/ TURKIYE | Non-sterile Spinal Implants - Posterior pediatric Stabilization System | IIb | Jane sistem implantesh spinale josterile te cilat perdoren per stabilizimin posterior pediatrik | Pajisje te implantueshme jo aktive
8496 | Posterior Thoraco-Lomber Dynamic Stabilization System | Klinika Zogu I Pare sh.p.k | 01.12.2020 | EFMED KESICI TAKIMLAR HIRDAVAT TIBBI ALETLER SAN. VE TIC. LTD. STI. Tuna Mah. Yavuz Selim Cad. No:8 Bornova/Izmir/ TURKIYE | Non-sterile Spinal Implants - Posterior Thoraco-Lomber Dynamic Stabilization System | IIb | Jane implante spinale josterile dinamike te cilat sherbejne per stabilizimin posterior torako lumbar | Pajisje te implantueshme jo aktive
8497 | Nonwoven caps | Euromed | 01.12.2020 | Hubei Xianmeng Health Protection Commodity Co., Ltd Industrial 1st Road, Chenchang Town, Xiantao, Hubei, China | Nonwoven caps: Surgeon cap; Bouffant cup | l | Kapuce per koken per ambjentet spitalore | Pajisje njeperdorimeshe
8498 | marLED E-series and Accessories | MSE | 01.12.2020 | Gebrüder Martin GmbH & Co. KG, KLS Martin Platz 1 78532 Tuttlingen/Germany | marLED E-series and Accessories (sipas listes bashkalidhur) | l | Llampa per salla kirurgjikale dhe aksesore | Tjeter
8499 | Shelter®-S Slow absorption | Marlen/E sh.p.k | 01.12.2020 | UBGEN S.r.l., Via Regia 71-35010 Padova (PD) Italy | Shelter®-S Slow absorption (sipas listes bashkalidhur) | lll | Membrana me absorbim te ngadalte qe perdoren ne kirurgjine e nofulles | Pajisje dentare
8500 | Bmrebone | Marlen/E sh.p.k | 01.12.2020 | UBGER S.R.L Via Regia, 71-35010 Padova, Italia | Bmrebone (sipas listës bashkëngjitur) | III | Graft kockor per rigjenerimin e kockes se nofulles gjate nderhyrjes kirurgjikale. | Pajisje dentare
8501 | Alinity i Anti-CCP Reagent Kit,Calibrator, Controls | Labopharma shpk | 02.12.2020 | Abbott GmbH & Co.KG Max-Planck-Ring 2, 65205 Wiesbaden, Germany | Alinity i Anti-CCP Reagent Kit (2 x 100 tests) - 09P2720; Alinity i Anti-CCP Calibrators - 09P2701; Alinity i Anti-CCP Controls - 09P2710 | In Vitro | Imunoanalize per gjetjen gjysme sasiore te antitrupave IgG kkunder peptidit citrulinik ciklik; Kalibratori qe perdoret gjate analizes dhe kontrolli per verifikimin e precizionit | Pajisje te diagnostikimit in vitro
8502 | Alinity i BNP Calibrators, Controls | Pegasus sh.p.k | 02.12.2020 | Abbott GmbH Max-Planck-Ring 2, 65205 Wiesbaden, Germany | Alinity i BNP Calibrators 08P2402; Alinity i BNP Controls 08P2411 | In Vitro | Jane kalibrator dhe kontrollete cilet perdoren gjate analizes per gjetjen sasiore te peptidit ntatriuretik te tipit B ne serumin njerezor | Pajisje te diagnostikimit in vitro
8503 | Lipase NG OC CTRL 1 04Y8510 | Pegasus sh.p.k | 02.12.2020 | Sentinel CH. SpA, Via Robert Koch 2 -Milan, Italy | Lipase NG OC CTRL 1 04Y8510 | In Vitro | Perdoret per kontrollin e analizes se percaktimi sasior te enzimes lipaze ne gjak | Pajisje te diagnostikimit in vitro
8504 | F1-Posterior Thoraco-Lumbar Stabilization Rigid System (Non-Sterile Spinal Implants) | Klinika Zogu I Pare shpk | 02.12.2020 | Efmed Kesici Takimlar Hirdavat Tibbi Aletler San. Ve Tic. Ltd. Şti. Tuna Mah. Yavuz Selim Cad. No:2/3 A Bornova / Izmir / Türkiye | F1-Posterior Thoraco-Lumbar Stabilization Rigid System (Non-Sterile Spinal Implants) | llb | Sisteme implantesh spinale josterile te ngurte, te cfilat perdoren per stabilizimin f1-posterior tirako-lumbar. | Pajisje te implantueshme jo aktive
8505 | F3-Reno Spinal Reposition And Fixation Ssytem (Non-Sterile Spinal Implants) | Klinika Zogu I Pare shpk | 02.12.2020 | Efmed Kesici Takimlar Hirdavat Tibbi Aletler San. Ve Tic. Ltd. Şti. Tuna Mah. Yavuz Selim Cad. No:2/3 A Bornova / Izmir / Türkiye | F3-Reno Spinal Reposition And Fixation Ssytem (Non-Sterile Spinal Implants) | llb | Sisteme implantesh spinale josterile te cilat perdoren per ripozicionimin dhe fiksimin e f3-reno spinalit. | Pajisje te implantueshme jo aktive
8506 | Cervical PEEK Cage (Non-Sterile Spinal Implants) | Klinika Zogu I Pare shpk | 02.12.2020 | Efmed Kesici Takimlar Hirdavat Tibbi Aletler San. Ve Tic. Ltd. Şti. Tuna Mah. Yavuz Selim Cad. No:2/3 A Bornova / Izmir / Türkiye | Cervical PEEK Cage (Non-Sterile Spinal Implants) | llb | Kafaz qe vendoset per te zevendesuar diskun cervikal. | Pajisje te implantueshme jo aktive
8507 | Cervical Titanium Mesh (Non-Sterile Spinal Implants) | Klinika Zogu I Pare shpk | 02.12.2020 | Efmed Kesici Takimlar Hirdavat Tibbi Aletler San. Ve Tic. Ltd. Şti. Tuna Mah. Yavuz Selim Cad. No:2/3 A Bornova / Izmir / Türkiye | Cervical Titanium Mesh (Non-Sterile Spinal Implants) | llb | Rrjeta titaniumi spinale te implantueshme jo sterile te cilat implantohen ne zonen cervikale. | Pajisje te implantueshme jo aktive
8508 | Lumbar Interbody Titanium Mesh (Non-Sterile Spinal Implants) | Klinika Zogu I Pare shpk | 02.12.2020 | Efmed Kesici Takimlar Hirdavat Tibbi Aletler San. Ve Tic. Ltd. Şti. Tuna Mah. Yavuz Selim Cad. No:2/3 A Bornova / Izmir / Türkiye | Lumbar Interbody Titanium Mesh (Non-Sterile Spinal Implants) | llb | Rrjeta titaniumi spinale te implantueshme jo sterile te cilat implantohen ne zonen lumbare. | Pajisje te implantueshme jo aktive
8509 | Lipase NG OC Reagent Kit: 04Y85-20 (240 tests) | Pegasus shpk | 03.12.2020 | Sentinel CH. S.p.A. Via Robert Koch, 2 Milano (MI) 20152 Italy | Lipase NG OC Reagent Kit: 04Y85-20 (240 tests) | In Vitro | Reagent qe perdoret ne analizen e percaktimit sasior te enzimes lipaze ne gjak. | Pajisje te diagnostikimit in vitro
8510 | Lipase NG OC CTRL 2: 04Y85-11 | Pegasus shpk | 03.12.2020 | Sentinel CH. S.p.A. Via Robert Koch, 2 Milano (MI) 20152 Italy | Lipase NG OC CTRL 2: 04Y85-11 | In Vitro | Kontroll qe perdoret ne analizen e percaktimit sasior te enzimes lipaze ne gjak. | Pajisje te diagnostikimit in vitro
8511 | Alinity i Anti-HCV Reagent Kit: 08P0623 (2x100 tests); Alinity i Anti-HCV Reagent Kit: 08P0633 (2x500 tests); Alinity i Anti-HCV Calibrator: 08P0602; Alinity i Anti-HCV Controls: 08P0611 | Pegasus shpk | 03.12.2020 | Abbott GmbH & Co. KG, Max-Planck-Ring 2, 65205 Wiesbaden, Germany | Alinity i Anti-HCV Reagent Kit: 08P0623 (2x100 tests); Alinity i Anti-HCV Reagent Kit: 08P0633 (2x500 tests); Alinity i Anti-HCV Calibrator: 08P0602; Alinity i Anti-HCV Controls: 08P0611 | In Vitro | Reagente, kalibratore dhe kontrolle qe perdoren per percaktimin sasior te antitrupave kunder virusit te hepatitit C ne serumin njerezor. | Pajisje te diagnostikimit in vitro
8512 | Sjelter -F membrane | Marlen/E sh.p.k | 03.12.2020 | UBGEN S.r.l. Via Regia, 71 - 35010 Padova (PD), Italia | SHelter -F® (sipas listes bashkalidhur) | III | Membrane me absorbim te shpejte qe perdoret gjate ndrhyrjes kirurgjikale ne nofull | Pajisje dentare
8513 | Nonwoven gown | Euromed sh.p.k | 03.12.2020 | Hubei Xianmeng Health Protection Comodity Co., Ltd. Industrial 1st Road, Chenchang Town, Xiantao, Hubei China | Nonwoven gown : Visitor gown (Isolation gown) | I | Perparese vizitori per ne spital | Pajisje nje perdorimeshe
8514 | CPE shoe cover | Euromed shpk | 04.12.2020 | Hubei Xianmeng Health Protection Commodity Co., Ltd. Industrial 1st Road, ChenChang Town, Xiantao City, Hubei China | CPE shoe cover | l | Qese nje perdorimeshe per keuce per ambjente spitalore. | Pajisje nje perdorimeshe
8515 | Scope Buddy Endoscope Flushing Aid; Endo Stratus Irrigation Pump--EGA-500, EGA-500E, EGA-500P, EGA-500T; Endo Stratus CO₂ Insufflator--EGA-501, EGA-501E, EGA-501P, EGA-501T | O.E.S DISTRIMED shpk | 04.12.2020 | MEDIVATORS Inc. 14605 28th Avenue North Minneapolis MN 55447 USA | Scope Buddy Endoscope Flushing Aid; Endo Stratus Irrigation Pump--EGA-500, EGA-500E, EGA-500P, EGA-500T; Endo Stratus CO₂ Insufflator--EGA-501, EGA-501E, EGA-501P, EGA-501T | l, lla | Pjese per endoskope mjekesore, pompe irrigimi, insuflator CO₂, pastrues. | Produkte per institucione te kujdesit shendetesor
8516 | CT Contrast Delivery Systems SmartShot alpha; CT Contrast Delivery Systems DUAL SHOT alpha7; MR Contrast Delivery Systems SONIC SHOT 7; Angiography Contrast Delivery System Rempress; Angiography Contrast Delivery Systems PRESS DUO elite; Extravasation Sensors LD | MONTAL shpk | 04.12.2020 | Nemoto Kyriodo Co., Ltd. 2-27-20 Hongo, Bunkyo-ku Tokyo 113-0033 Japan | CT Contrast Delivery Systems SmartShot alpha; CT Contrast Delivery Systems DUAL SHOT alpha7; MR Contrast Delivery Systems SONIC SHOT 7; Angiography Contrast Delivery System Rempress; Angiography Contrast Delivery Systems PRESS DUO elite; Extravasation Sensors LD | llb | Jane pajisje manuale elektrike ose me bateri qe perdoren per te koordinuar kohen e injektimit me presion te ulet ose te larte, shpejtesine e rrjedhes dhe vellimin e kontrastit te injektuar tek nje pacient qe i nenshtrohet nje procedure te imazhit diagnostik. | Pajisje elektromekanike
8517 | Collection Swabs: 2123-1003, 2123-1009 | Euromed shpk | 07.12.2020 | Citotest Labware Manufacturing Co., Ltd. No. 48, Xinxiu Road Haimen City, Jiangsu 226100, China | Collection Swabs: 2123-1003, 2123-1009 | lla | Tampon mbledhje mostrash, nazofariengeal dhe orofaringeal. | Tjeter
8518 | Transport Medium VTM | Euromed | 07.12.2020 | Citotest Labware Manufacturing Co., Ltd No.48, Xinxiu Road, Haimen City 226100 Jiangsu, China | Transport Medium VTM 2118-1542-88 | In Vitro | Kit tampon dhe medium transporti per mbledhjen e mostrave | Tjeter
8519 | LUXCRYL 910 (Polyglactine 910 - Sterile Synthetic Absorbable Suture In atramautic needle and without needle) | MOTO-MANIA shpk | 07.12.2020 | Lux-Sutures S.A. Gruuss-Strooss 22, Weiswampach 9991, Luxembourg | LUXCRYL 910 (Polyglactine 910 - Sterile Synthetic Absorbable Suture In atramautic needle and without needle) | lll | Sutura per suturimin e indeve te buta ne kirurgji orale, maxilofaciale. | Pajisje dentare
8520 | SILK (Silk - sterile non-absorbable suture in foil packs In atramautic needle and without needle); LUXAMID (Polyamide - Nylon - Sterile non-absorbable suture in foil packs In atramautic needle and without needle); LUXYLENE (Polypropylene - sterile non-absorbable suture in foil packs In atramautic needle and without needle) | MOTO-MANIA shpk | 07.12.2020 | Lux-Sutures S.A. Gruuss-Strooss 22, Weiswampach 9991, Luxembourg | SILK (Silk - sterile non-absorbable suture in foil packs In atramautic needle and without needle); LUXAMID (Polyamide - Nylon - Sterile non-absorbable suture in foil packs In atramautic needle and without needle); LUXYLENE (Polypropylene - sterile non-absorbable suture in foil packs In atramautic needle and without needle) | llb | Ssutra te pa absorbueshme me perberje mendafshi, nailon, polipropilen per suturimin e indeve te buta ne kirurgji orale. | Pajisje dentare
8521 | Video Endoscope Systems; Digital Color Doppler Ultrasound System | O.E.S Distrimed sh.p.k | 09.12.2020 | SONOSCAPE MEDICAL CORP. Room 201 & 202, 12th Building, Shenzhen Software Park Phase ll, 1 Keji Middle 2nd Road, Yuehai Subdistrict, Nanshan District Shenzhen 518057 Guangdong China | Video Endoscope Systems; Digital Color Doppler Ultrasound System (sipas listes bashkalidhur) | IIa | Sisteme videoendoskopike diagnostikuese, per perdorim spitalor, pajisje mjekesore diagnostuese, EKO dopler | Produkte per institucione te kujdesit shendetesor
8522 | NexGen® Complete Knee Solution, CR, CR-Flex | Trimed sh.p.k | 09.12.2020 | Zimmer, Inc. 1800 W. Center Street Warsaw, Indiana 46580 USA | NexGen® Complete Knee Solution, CR, CR-Flex (sipas listes bashkalidhur) | III | Pajisje te implantueshme jo aktive , pjese perberese te gjurit qe perdoret ne nderhyrjet kirurgjikale ne rastet e frakturave te artikulacionit te gjurit. | Pajisje te implantueshme jo aktive
8523 | Paraffin gauze dressing Vasetule | Montal sh.p.k | 09.12.2020 | Yasemin Medikal Malzemeleri Ticaret Sanayi Anonim Şirketi, Instanbul Traya Serbest Bölgesi Ferhatpaşa Serbest Bölge Mah, Ali Riza Cad. 32/2B1, Catalca Instanbul/ Turkey | Paraffin gauze dressing VASETULE, 10 x 10cm & 10 x 30cm | IIb | Jane garza pambuku me parafine qe sherbejne per sherimin e plageve siperfaqesore dhe djegieve | Pajisje nje perdorimeshe
8524 | Surgical Maxillofacial Implants | o.E.S Distrimed | 09.12.2020 | Gebrüder Martin GmbH & Co. KG, KLS Martin Platz 1 78532 Tuttlingen/Germany | Surgical Maxillofacial Implants (sipas listes bashkalidhur) | llb | Implante maksillofacile perdorim ne kirurgjine maksilofaciale | Pajisje te implantueshme jo aktive
8525 | Pulse oximeter | MSE shpk | 09.12.2020 | Edan Instruments, Inc. #15 Jinhui Road, Jinsha Community, Kengzi Sub-District, pingshan District, 518122 Shenzhen, P.R.China | Pulse Oximeter H100B | IIb | Oksimeter pulsi per te matur saturimin e oksigjenit ne gjak | Tjeter
8526 | GeneFIX Saliva DNA/RNA Collector | Intermed sh.p.k | 09.12.2020 | Cell Projects Ltd Roebuck Buisness Park, Ashford Road, Harrietsham, Kent, ME17 1AB, UK | GeneFIX Saliva DNA/RNA Collector: GFX-01; GFX-02; FDX-01; FDX-02; GFXA-01; FDXA-01; RFX-01; RFXA-01 | In Vitro | Tampone per diagnostikimin e viruseve te ndryshme e cila perbehet nga nje hinke mbledhese prej Polipropileni | Pajisje te diagnostikimit in vitro
8527 | Orthopedic Instruments | Layo | 09.12.2020 | De Soutter Medical Ltd, Halton Brook Buisness Park, Aston Clinton, Aylesbury, Bucks. HP22-5WF | Orthopedic Instruments (sipas listes bashkalidhur) | l; lla; llb | Instrumeta mjekesore qe perdoren ne ortopedi | instrumenta shumëpërdorimëshe
8528 | Medical Instruments | Montal | 09.12.2020 | Hi-Life Technology (Hebei) Co., Ltd 67.2 KM of the South of No.112 Highway, Bazhou, Hebei Province, China | Medical Instruments (sipas listes bashkalidhur) | l | Shtreter spitalor, gjinekologjik, barela, tavolina operacioni,dyshek dhe jastek forme patkoi per anestezi | Pajisje elektromekanike;Pajisje mobilimi spitalor
8529 | Massage table GALAXY | Net Electronics | 10.12.2020 | MEDEN-INMED Sp. Z o. o. ul. Wenedow 2, 75-847 Koszalin | Massage table GALAXY (sipas listes bashkalidhur) | l | Krevate masazhi | Tjeter
8530 | INTELECT MOBILE 2 ACCESSORIES | Net Electronics | 10.12.2020 | Djo France SAS Centre Européen de Frêt 3 rue de Bethar Mouguerre 64990 France | Intelect Mobile 2 Accessories (sipas listes bashkalidhur) | l | Aksesore te Pajisjes Intelect Mobile 2 | Tjeter
8531 | Njesi radiografike e levizshme | Medical Distribution shpk | 10.12.2020 | Assing S.p.A, Via E. Amaldi, 14, 00015 Monterotondo, Roma Italy | Mobile Radiographic unit : Speedy | IIb | Njesi radiografike e levizshme | Pajisje diagnostikuese dhe terapeutike me rrezatim
8532 | Ambulatory ECG & BP Records | O.E.S Distrimed sh.p.k | 10.12.2020 | Vasomedical Inc. 137 Commercial Street, Suite 200, Plainview NY 11803, USA | Ambulatory ECG & BP Records (sipas listes bashkalidhur) | IIa | Holter, regjistrues, presioni dhe ritmi ECCG, perdorim spitalor/ambulator | Produkte per institucione te kujdesit shendetesor
8533 | AW Server (version:3.2) Picture Archiving and Communication System, Software | Montal | 10.12.2020 | GE Medical Systems SCS 283 Rue De La Miniere 78530 BUC France | AW Server (version:3.2) Picture Archiving and Communication System, Software (sipas listes bashkalidhur) | lla | Software mjekesor I imazheve | Tjeter
8534 | Stress Exercise Trolley | Montal | 10.12.2020 | Full Vision, Inc. 3017 Full Vision Drive Newton, KS 67114, USA | Stress Exercise Trolley :T2100-ST1"Treadmill 110V"; T2100-ST2"Treadmill 220V"(sipas listes bashkalidhur) | l | Pajisje qe lidhen me ECG per testimin e stresit kardiak dhe funksionin pulmonar | Pajisje elektromekanike
8535 | Fluoroscope X-ray System: OSCAR (OSCAR Prime/Classic) | Montal | 10.12.2020 | Genoray Co., Ltd. (Sangdaewon-dong, Byucksan Technopia), 512, 560, Dunchon-daero, Jungwon-gu, Seongnam-si, Gyeonggi-do, Korea | Fluoroscope X-ray System: OSCAR (OSCAR Prime/Classic) | llb | Pajisje imazherie me rreze X per imazhe levizese ne kohe reale ne brendesi te trupit. | Pajisje diagnostikuese dhe terapeutike me rrezatim
8536 | Medical Oxygen Concentrators: AR-5 | Farma Net Albania shpk | 11.12.2020 | SHENYANG AERTI TECH CO., LTD. No.30 Huahai Road, Shenyang Economic & Technological Development Area, Shenyang City 110141 Liaoning, P.R. China | Medical Oxygen Concentrators: AR-5 | lla | Koncentrator oksigjeni. I pajisur me ekran te madh LCD 3.5". | Pajisje anestezie dhe respiratore
8537 | BPAP System: T-25T; Nasal Mask: BMC-NM2, N5; Nasal Pillows Interface: P2; Full Face Mask: BMC-FM, BMC-FM1A, F1B, F5 | Farma Net Albania shpk | 11.12.2020 | BMC Medical Co., Ltd. Room 110 Tower A Fengyu Building, No. 115 Fucheng Road, Haidian 100036 Bejing, P.R. China | BPAP System: T-25T; Nasal Mask: BMC-NM2, N5; Nasal Pillows Interface: P2; Full Face Mask: BMC-FM, BMC-FM1A, F1B, F5 | lla | 1. Pajisje qe siguron presion pozitiv te ajrit. Siguron ventilim jo invaziv per paciente me insuficience respiratore. 2. Maske nazale CPAP- pasjisje flexibel, e dizenjuar per tu vendosur mbi hunden e nje perdoruesi per te nderfaqur me nje presion te vazhdueshem te rrugeve te frymemarrjes. 3. 4 njesoj me 2. | Pajisje anestezie dhe respiratore
8538 | Virus Collection and Preservation System: 5ml, 10ml | O.E.S DISTRIMED shpk | 11.12.2020 | Zhejiang Gongdong Medical Techmology Co., Ltd. No. 10 Beiyuan Ave. Huangyan, 318020 Taizhou, Zhejiang, P.R.China | Virus Collection and Preservation System: 5ml, 10ml | l | Sistem/ki per marrjen e mostrave virale (tampona + terren). | Pajisje te diagnostikimit in vitro
8539 | Tracheostomy Tubes | Gen-Albfarma | 14.12.2020 | Tracoe Medical GmbH, Reichelsheimer Str. 1/3 55268 Neider- Olm, Germany | Tracheostomy Tubes (sipas listes bashkalidhur) | llb | Perdoren per kanjulimin e pacienteve me probleme te ezofagut | Pajisje njeperdorimeshe
8540 | TRACOE twist, TRACOE twist plus | Gen-Albfarma | 14.12.2020 | Tracoe Medical GmbH, Reichelsheimer Str. 1/3 55268 Neider- Olm, Germany | TRACOE twist, TRACOE twist plus (sipas listes bashkalidhur) | llb | Perdoren per kanjulimin e pacienteve me probleme te ezofagut | Pajisje njeperdorimeshe
8541 | DV64E-SE with accessories | Gen-Albfarma | 14.12.2020 | DeVilbiss Healthcare LLC 100 DeVilbiss Drive, Somerset, PA 15501, Usa | CPAP Units DV64E-SE with accessories (sipas listes bashkalidhur) | lla | Pajisje respiratore qe perdoren ne kirurgji | Pajisje njeperdorimeshe
8542 | Surgical Mask 3 layers | Euromed sh.p.k | 14.12.2020 | MAG PVC ÇANTA AMB. MED. TEKS. INS. SAN. VE TIC. LTD. STI ASO 1. OSB Ahievran OSB Mahallesi Ural Cad. Dulkadirogullari Sk. G Blok No. 8-10-12 Sincan/ ANKARA | Surgical Mask 3 layers | I | Maska kirurgjikale me 3 shtresa. | Pajisje një përdorimëshe
8543 | Absorbable Implants viscoelastic product: Sterile viscous solution for Intradermal use Saypha VOLUME PLUS Lidocaine | MEDIAL sh.p.k | 14.12.2020 | CROMA-PHARMA GmbH Industriezeile 6, 2100 Leobendorf AUSTRIA | Absorbable Implants viscoelastic product: Sterile viscous solution for Intradermal use Saypha VOLUME PLUS Lidocaine | III | Pajisje mjekesore qe sherben per riparimin e rrudhave, rritjen e volumit te buzeve, rimodelimin e kontureve te lekures dhe trajtimin e lioatrofise per demtimet plaget dhe asimetrise morfologjike. | Tjeter
8544 | Absorbable Implants viscoelastic product: Sterile viscous solution for Intradermal use Saypha FILLER Lidocaine | MEDIAL sh.p.k | 14.12.2020 | CROMA-PHARMA GmbH Industriezeile 6, 2100 Leobendorf AUSTRIA | Absorbable Implants viscoelastic product: Sterile viscous solution for Intradermal use Saypha FILLER Lidocaine | III | Pajisje mjekesore qe sherben per riparimin e rrudhave, rritjen e volumit te buzeve, rimodelimin e kontureve te lekures dhe trajtimin e lioatrofise per demtimet plaget dhe asimetrise morfologjike. | Tjeter
8545 | Disposable Sterile Swab: Male Swab; Female Swab; Oropharyngeal and Nasopharyngeal Swab (Also known as viral sampling swab); Anus Swab | O.E.S Distrimed sh.p.k | 14.12.2020 | Zhejiang Gongdong Medical technology Co., Ltd. NO. 10 Beiyuan Ave., Huangyan 318020 Taizhou, Zhejiang PEOPLE'S REPUBLIC OF CHINA | Disposable Sterile Swab: Male Swab; Female Swab; Oropharyngeal and Nasopharyngeal Swab (Also known as viral sampling swab); Anus Swab | Is | Tampone sterile per marrjen e mostrave per perdorim diagnostik. | Pajisje te diagnostikimit in vitro
8546 | DoseWatch | Montal sh.p.k | 14.12.2020 | GE Medical Systems SCS 8. Place de I'Hopital 67000 Strasbourg, France | DoseWatch | I | Pajisje e dizenjuar per te marre elektronikisht, mledhur, ruajtur, menaxhuar, ndihmuar ne fazen e analizes, shfaqjen, nxjerjen dhe shperndarjen e te dhenave brenda ose ndermjet institucioneve te kujdesit shendetesor. | Tjeter
8547 | Protective Goggles: CKPG-100; CKPG-200; CKPG-300; CKPG-400; LKG-100; LKG-200; LKG-300; LKG-400; | Montal sh.p.k | 14.12.2020 | Ningbo Luke Medical Devices Co., Ltd. Gujiayan, Yangming Road, 315400 Yuyao City, Zhejiang Province, People's Republic of China | Protective Goggles: CKPG-100; CKPG-200; CKPG-300; CKPG-400; LKG-100; LKG-200; LKG-300; LKG-400; | I | Pajisje mbrojtese te syve qe mbyllin zonen perreth syrit ne menyre qe te parandalojne demtimet e syrit nga grimcat, uji ose kimikatet. | Pajisje oftalmike dhe optike
8548 | Full Field digital Mammography X-ray System- SOUL | Montal sh.p.k | 14.12.2020 | MEDI-FUTURE, Inc. Suite 1505, Startower, 37, Sagimakgol-ro 62beon-gil, jungwon-gu, Seongnam-si, Gyeonggi-do, Korea | Full Field digital Mammography X-ray System- SOUL | IIb | Mamografi dixhitale perdoren si nje mjet depistimi per te zbuluar kancerin e hershem te gjirit te grate. | Pajisje diagnostikuese dhe terapeutike me rrezatim
8549 | Owgels Oxygen Concentrator | Florifarma shpk | 14.12.2020 | Guangzhou Life Light Electroni Technology Co., Ltd. No.A102, No.1 Kesheng Road, Baiyun District, guangzhoou, 510540, P.R. China | Owgels Oxygen Concentrator : OZ-5-01TWO | IIa | Aparat oksigjeni per frymemarrje | Pajisje terapie komplementare
8550 | Medical Face Mask: Eear Loop | FLORIFARMA shpk | 15.12.2020 | Anhui Cleanpro Pharmpack Co., Ltd. Yeshan Industrial Zone, Tiangchang City, 239300, Anhui, China | Medical Face Mask: Eear Loop | l | Maske fytyre nje perdorimeshe per ekzaminime mjekesore. | Pajisje nje perdorimeshe
8551 | Pulse Oximeter: BM1000D | FLORIFARMA shpk | 15.12.2020 | Shanghai Berry Electronic Tech Co., Ltd. Unit 104, 1st Floor, 7th Building No. 1188 Lianhang Road, Minhang District 201112 Shanghai, P.R.China | Pulse Oximeter: BM1000D | llb | Pajisje jo invazive dhe pa dhimbje qe mat nivelin e saturimit me oksigjen. | Tjeter
8552 | Praesydium01 | Farmatech sh.p.k | 15.12.2020 | Corman S.p.A. Via Liguria, 3 20084 Lacchiarella (MI), Italia | Praesydium01 - Medical face mask | l | Maska kirurgjikale | Tjeter
8553 | Infrared Thermometer: PC868 | Florifarma sh.p.k | 15.12.2020 | Shenzhen Pacom Medical Instruments Co., Ltd. * floor of B District, B Building, No. 5, Industry five road, jiangbian Community, Songgang, baoAn District, Shenzhen, P.R. China | Infrared Thermometer: PC868 | IIa | Termometer infrared qe ndihmon per matjen e temperatures ne femije dhe te rritur. | Tjeter
8554 | Advia 2120 Hematology System | Medfau shpk | 15.12.2020 | Siemens Healthcare Diagnostics Inc. 511 Benedict Avenue, Tarrytown, NY, 10591-5097, USA | Advia 2120 Hematology System (sipas listes bashkalidhur) | In Vitro | Pajisje hematologjike per analizen e formules se gjakut | Pajisje te diganostikimit in vitro
8555 | Silben Nano Repair - 125ml (sale) | Eurofarma T&Q Tolica | 15.12.2020 | Nirial Pharma S.R.L. via Lorenzo Mascheroni 27/29 20145 Milano, Italy | Silben Nano Repair - 125ml (sale) - Spray powder for topical use | lla | Spray lokal ne forme pluhuri I cili perthith sekrecionet dhe krijon efekt barriere duke nxitur proceset fiziologjike per rigjenerim | Tjeter
8556 | ECG Worstation CONTEC8000S | Fedos | 15.12.2020 | Contec MeDICAL SYSTEMS CO., LTD No.112 Qinhuang West Street, Economic & Technical Development Zone, Qinhuangdao, Hebei Province, PEOPLES REPUBLIC OF CHINA | ECG Worstation CONTEC8000S | lla | Piste vrapimi elektromekanike per ekzaminimin elektrokardiografik ne stres | Pajisje elektromekanike
8557 | PHIL™ Liquid Embolic System | Medfau shpk | 15.12.2020 | Microvention Europe SARL, 30 bis, rue du Vieil Abreuvoir 78100 Saint-German-enLaye, France | PHIL™ Liquid Embolic System : LEN1025; LEN 10300; LEN10350 | III | Leng i injektueshem qe perdoret gjate procedures se tromboektomise | Pajisje te implantueshme jo aktive
8557/1 | Alinity c TDM Multiconstituent Calibrator Kit 08P7404 | Pegasus sh.p.k | 18.12.2020 | Microgenics Corporation 46500 Kato Road, Fremont, CA 94538, USA | Alinity c TDM Multiconstituent Calibrator Kit 08P7404 | In Vitro | Eshte kalibrator i perdorur gjate analizes se percaktimit te prezences se amikacines, digoksines, gentamicines, fenobarbitalit, fenitoines, teofilines, acidit valproik dhe vankomicines ne serumin njerezor dhe ne plasem me analizatorin c Alinity. | Pajisje te diagnostikimit in vitro
8558 | Reusable/Disposable Non-Invasive Blood pressure Cuff | Saer Medical sh.p.k | 15.12.2020 | Shenzhen GREATMADE TECH LIMITED, 3rd floor , B building ,Baifuli Industrial Zone , Huahui Road , DaLang Street ,Longhua new district . Shenzhen | Reusable/Disposable Non-Invasive Blood pressure Cuff : CF004A; CF004C; CF005; BP12 | I | Aksesore monitorimi per pajisje mjekesore | Tjeter
8559 | STANDARD™ Q COVID-19 Ag Test - Q-NCOV-01G | Swissmed sh.p.k | 15.12.2020 | SD Biosensor, Inc. C-4th & 5th, 16, Deogyeong-daero, 1556beon-gil, Yeongtong-gu, Suwon-si, Gyeonggi-do 16690, KOREA | STANDARD™ Q COVID-19 Ag Test - Q-NCOV-01G | In Vitro | Test I shpejte per identifikimin e antigenit SARS CoV 2. | Pajisje te diagnostikimit in vitro
8560 | CRP4 Tina-quant C-Reavtive Protein IV: 07876033190 | Evita shpk | 16.12.2020 | Roche Diagnostics GmbH Sandhofer Strasse 116 D-68305 Mannheim GERMANY | CRP4 Tina-quant C-Reavtive Protein IV: 07876033190 | In Vitro | Reagent Biokimik per kryerjen e analizes CRP. | Pajisje te diagnostikimit in vitro
8561 | CRP4 Tina-quant C-Reavtive Protein IV: 08057591190 | Evita shpk | 16.12.2020 | Roche Diagnostics GmbH Sandhofer Strasse 116 D-68305 Mannheim GERMANY | CRP4 Tina-quant C-Reavtive Protein IV: 08057591190 | In Vitro | Reagent Biokimik per kryerjen e analizes CRP. | Pajisje te diagnostikimit in vitro
8562 | CRP4 Tina-quant C-Reavtive Protein IV: 07876432190 | Evita shpk | 16.12.2020 | Roche Diagnostics GmbH Sandhofer Strasse 116 D-68305 Mannheim GERMANY | CRP4 Tina-quant C-Reavtive Protein IV: 07876432190 | In Vitro | Reagent Biokimik per kryerjen e analizes CRP. | Pajisje te diagnostikimit in vitro
8563 | BioMime™- Sirolimus Eluting Coronary Stent System | Montal sh.p.k | 16.12.2020 | Meril Life Science Pvt. Ltd. Muktanand Marg Chala, Vapi-396191, Gujarat, India | BioMime™- Sirolimus Eluting Coronary Stent System (sipas listes bashkalidhur) | III | Eshte nje sistem i stentit koronar qe perdoret per trajtinmin epacienteve me demtime koronare | Pajisje te implantueshme jo aktive
8564 | CPAP Units | GEN-ALB FARMA Sh.p.k | 16.12.2020 | DeVilbiss Healthcare LLC 100 DeVilbiss Drive Somerset, PA 15501, USA | CPAP Units (sipas listës bashkëngjitur) | IIa | I afte per te zbuluar nje larmi te gjere te ngjarjeve te pacientit. I pajisur per lehtesime te frymarrjes SmartFlex dhe karakteristikat e rrumbullakimit te Flow Flow. Smart code Rx per ndryshime te recetave ne distance. Transport ajror I miratuar. | Pajisje elektromekanike
8565 | Iris Diaphragm | GEN-ALB FARMA Sh.p.k | 16.12.2020 | HumanOptics AG Spardorfer Str. 150 91054 Erlangen, Germany | LENS, INTRAOCULAR, POSTERIOR CHAMBER MADE OF ACRYLIC ; IMPLANTABLE IRIS PROSTHESIS / OPHTHALMIC IMPLANTS, IRIS Artificiallris; IRIS DIAPHRAGM MicroSil Diaphraam (sipas listës bashkëngjitur) | IIb | Iris artificial me fiber dhe pa fiber dhe iris diafragme jane lente intraokulare te bera me akrilik qe sherbejne per te dhene nje pasqyrim sa me te paster dhe brilant, te pajisura me filter blu qe bejne nje mbrojtje maksimale te retines. | Pajisje të implantueshme jo aktive
8566 | Patient Monitor - Q6/Q7; Q4/Q5;Q2/Q3 | Montal sh.p.k | 14.12.2020 | Guangdong Biolight Meditech Co., Ltd. No. 2 Innovation First Road, Technical Innovation Coast, Hi-tech Zone, Zhuhai, P.R.China | Patient Monitor - Q6/Q7; Q4/Q5;Q2/Q3 | IIb | Monitore te pacienteve te pajisura me sensore qe mbledhin te dhena klinike tee tilla si temperatura, rrahjet e zemres, nivelet e ngopjes se oksigjenit ne gjak, presionin e gjakut etj. | Instrumenta shumeperdorimesh
8567 | FRIGOEMOTECA-BLOOD BANK REFRIGERATOR/ PLASMAFREEZER | MEDFAU sh.p.k | 16.12.2020 | C.F di Ciro Fiocchetti & C.s.n.c. Via Panagulis, 48 - 42045 Luzzara (RE) Italy | FRIGOEMOTECA-BLOOD BANK REFRIGERATOR/ PLASMAFREEZER | IIa | Frigorifer me qëllim për të ruajtur gjakun, lëngjet ose indet e trupit për transfuzion, administrim ose futje në trup si dhe per ruajtjen e reagenteve. | Tjeter
8568 | Medical Display ADVAN - AMM215WTD | MEDFAU sh.p.k | 16.12.2020 | ADVANT INT'L CORP. 47817 Fremont Blvd. Fremont, CA 94538 USA | Medical Display ADVAN - AMM215WTD | I | Monitor pacienti eshte një ekran mjekësor që plotëson kërkesat e larta të imazheve mjekësore. | Tjeter
8569 | Clinitec Advantus | MEDFAU sh.p.k | 16.12.2020 | Siemens Healthcare Diagnostics Inc. Tarrytown, New York 10591-5097 USA | Clinitec Advantus: 10484765; 06553523; 10632254; 10844731; 11064803 | In Vitro | Pajisje Urinometer per analiza te urines | Pajisje te diagnostikimit in vitro
8570 | Medical Endoscopy Systems | MEDFAU sh.p.k | 16.12.2020 | OLYMPUS MEDICAL SYSTEMS CORP. 2951 Ishikawa-cho, Hachioji-shi, Tokoy 192-8507 Japan | COLONOVIDEOSCOPE OLYMPUS CF-H1700L/I; LEAKAGE TESTER MB-155; VIDEO SYSTEM CENTER OLYMPUS CV-170; GASTROINTENSTINAL VIDEOSCOPE OLYMPUS GIF-H170; CAMERA HEAD OTV-S7H-1N; RHYNO LARYNGOFIBERSCOPE OLYMPUS ENF-GP2; | IIa; I | Pajisje endoskopike. | Tjeter
8571 | Helmets- OBLO; Masks fot NPPV - DIMAX-EASY-EVE-VENT-FRONT-COMFO-C; Accessories- Ballons- Easy Vent Venturi | FarmaNet sh.p.k | 18.12.2020 | DIMAR SRL Via G. Galilei 6,-41036 Medolla (MO) Italy | Helmets- OBLO; Masks fot NPPV - DIMAX-EASY-EVE-VENT-FRONT-COMFO-C; Accessories- Ballons- Easy Vent Venturi | IIa | Helmeta CPAP I pajisur me mates presioni. Mask NPPV per presion pozitiv ventilimi joinvaziv. Sistem manual ventilimi portative per ventilim manual te pacientit. | Pajisje anestezie dhe respiratore
8572 | SPO2 Sensors Reusable: AF/AS/PF/PS/AE/AT026-3 | SAER MEDICAL shpk | 18.12.2020 | Shenzhen Greatmade Tech Limited 3th floor, B Building, Baifuli Industrial Zone, Shanghenglang, Huahui Road, Dalang Street, Longhua New Distric, Shenzhen City, Guangdong Province, China | SPO2 Sensors Reusable: AF/AS/PF/PS/AE/AT026-3 | llb | Aksesore monitorimi per pajisje mjekesore. | Tjeter
8573 | Bite Registration and Impression Materials | Albadent Group sh.p.k | 18.12.2020 | Harvard Dental International GmbH Margaretenstrasse 2-4 15366 Hoppegarten Germany | Bite Registration and Impression Materials (sipas listës bashkëngjitur) | I | Aksesore dhe materiale per marrje mase dhe kafshimi. | Pajisje dentare
8574 | Ventura High Alloy Cap - Dental Amalgam, Alloy | Albadent Group sh.p.k | 18.12.2020 | MADESPA, S.A. C/Rio Jarama, 120.45007 - TOLEDO (ESPANA) | Ventura High Alloy Cap - Dental Amalgam, Alloy | IIa | Amalgam mbushje per restaurimin e dhembeve. | Pajisje dentare
8575 | Alinity I Anti-HCV Reagent Kit (2 x 100 tests) 08P0623; Alinity I Anti-HCV Reagent Kit (2 x 500 tests) 08P0633; Alinity I Anti-HCV Calibrator 08P0602 ; Alinity I Anti-HCV Controls 08P0611 | Labopharma sh.p.k | 18.12.2020 | Abbott GmbH Max-Planck-Ring 2, 65205 Wiesbaden, Germany | Alinity I Anti-HCV Reagent Kit (2 x 100 tests) 08P0623; Alinity I Anti-HCV Reagent Kit (2 x 500 tests) 08P0633; Alinity I Anti-HCV Calibrator 08P0602 ; Alinity I Anti-HCV Controls 08P0611 | In Vitro | Reagente kalibrator qe perdoren per gjetjen sasiore te antitrupave te prodhuar kunder virusit te hepatiti C ne serumin njerezor. | Pajisje te diagnostikimit in vitro
8576 | Ventura TempoCem | Albadent Group | 18.12.2020 | Madespa, S.A. C/ Rio Jarama, 120. 455007 - Toledo, Espana | Ventura TempoCem Zinc Oxide/Non-Eugenol Dental Cement (Syringe) | lla | Cement provizor per ngjitjen e urave | Pajisje dentare
8577 | Air powered polisher Prophy Line | Albadent Group | 18.12.2020 | MK-dent GmbH Marie-Curie-Str. 2, D-22941 Bargteheide, Germany | Air powered polisher Prophy Line (sipas listes bashkalidhur) | lla | Pluhur per profilaksi, pajisje dentare | Pajisje dentare
8578 | Mobiakcare-Golden Series; Mobiakcare-Force; CPAP Morfeus; Bilevel Ventus; Pulse oxymeter; Portable Oxygen concentrator | Oksialb | 18.12.2020 | Mobiak S.A. M. Mpotsari 96-98, Chania-Crete/ Greece | Mobiak aparatures (sipas listes bashkalidhur) | lla; llb | Pajisje respiratore qe perdoren ne pacient qe kane nivel te ulet te oksigjenit ne gjak | Pajisje anestezie dhe respiratore; Pajisje elektromekanine
8579 | Dental Medical Devices (sipas listes bashkengjitur) | Albadent Group shpk | 21.12.2020 | G&H ® Wire Company 2165 Earlywood Drive Franklin, IN 46131, United States | Dental Medical Devices (sipas listes bashkengjitur) | l | Riteiner ortodontik, terheqes per buzet, dyll dentar, maska per drejtimin e dhemmbeve, stripsa lustrimi, instrumenta ortodontik, luge mase, matrica dentare, instrumenta manuale ortodontike, materiale per marrjen e mases, mbrojtese per dhembet. | Pajisje dentare
8580 | Dental instruments Air and electric motors | Albadent Group | 21.12.2020 | MK-dent GmbH Marie-Curie-Str. 2, D-22941 Bargteheide, Germany | Dental instruments Air and electric motors (sipas listes bashkalidhur) | lla | Pajisje dntare mikromotor me ajer per pjesamentin e drejte dhe kontra angelin | Pajisje dentare
8581 | Medical Device | Albadent Group sh.p.k | 21.12.2020 | G&H Wire Company 2165 Earlywood Drive Franklin Indiana 46131 USA | Medical Device (sipas listës bashkëngjitur) | IIa | Llastiqe intraorale, ganxha, zgjerues ortodontik, ligatura celiku, vida zgjeruese, ligatura elastike, ligatura ortodontike, tuba ortodontike, tela ortodontik, tela nikel-titanium, tela celiku, tela titanium, braketa ortodontike, braketa qeramike, braketa rezine, braketa celiku, susta ortodontike | Pajisje dentare
8582 | Ultrasonic scaler-handpieces PROPHY LINE and ultrasonic scaler tips (sipas listes bashkengjitur) | Albadent Group shpk | 21.12.2020 | MK-dent GmbH Marie-Curie-Str. 2, D-22941 Bargteheide, Germany | Ultrasonic scaler-handpieces PROPHY LINE and ultrasonic scaler tips (sipas listes bashkengjitur) | lla | Scaler me pluhur Prophy per profilaksi. | Pajisje dentare
8583 | SALIVA EJECTOR EURONDA: Monoart® EM 15 Saliva Ejector | Albadent Group | 21.12.2020 | Euronda S.P.A. Via dell' Artigianato, 7 36030 Montecchio Precalcino (Vicenza) Italy | SALIVA EJECTOR EURONDA: Monoart® EM 15 Saliva Ejector | lla | Kanjula thithese per peshtymen | Pajisje dentare
8584 | Alinity i BNP Calibrators: 08P2402; Alinity i BNP Controls: 08P2411 | Labopharma shpk | 21.12.2020 | Abbott GmbH & Co. KG, Max-Planck-Ring 2, 65205 Wiesbaden, Germany | Alinity i BNP Calibrators: 08P2402; Alinity i BNP Controls: 08P2411 | In Vitro | Kalibrator dhe kontroll qe perdoret ne analizen e gjatjer se sasise se peptidit natriuretik te tipit B ne serumin njerezor. | Pajisje te diagnostikimit in vitro
8585 | Alinity c TDM Multiconsistent Calibrator Kit: 08P7404 | Labopharma shpk | 21.12.2020 | Microgenics Corporation - Thermo Fisher Scientific 46500 Kato Road, Fremont, CA 94538, USA | Alinity c TDM Multiconsistent Calibrator Kit: 08P7404 | In Vitro | Kalibrator qe perdoret gjate analizes se percaktimit te prezences se amikacines, dogoksines, gentamicinis, fenobarbitalit, fenitoines, teofilines, acidit valporik dhe vankomicines ne serumin njerezor dhe ne plazem. | Pajisje te diagnostikimit in vitro
8586 | Oxygen concentrator: CR-P5W ; CR-P3W | Fedos | 21.12.2020 | Nanjing FoiNoe Co.,Ltd #15-403, No.52 Fengyousi Street,Qinhuai district,Nanjing,Jiangsu,China | Oxygen concentrator: CR-P5W ; CR-P3W | l | Pajisje oksigjenimi qe sherben ne procesin respirator per te normalizuar frymemarrjen dhe nivelin e saturimit te oksigjenit ne gjak. | Pajisje elektromekanike
8587 | Dental restorative materials and dental etching agent products | EURODENTA shpk | 21.12.2020 | SDI Limited 3-15 Brunsdon street Bayswater, Victoria 3153, Australia | Dental restorative materials and dental etching agent products (sipas listes bashkalidhur) | lla | Materiale dentare ngjitese, kompozite dhe rikonstruktuese, me base polimerizuese dhe amalgam , material mbushes | Pajisje dentare
8588 | Alinity i Anti-CCP Reagent Kit: 09P2720 (2x100 tests); Alinity i Anti-CCP Calibrators: 09P2701; Alinity i Anti-CCP Controls:09P2710 | Labopharma shpk | 21.12.2020 | Abbott GmbH & Co. KG, Max-Planck-Ring 2, 65205 Wiesbaden, Germany | Alinity i Anti-CCP Reagent Kit: 09P2720 (2x100 tests); Alinity i Anti-CCP Calibrators: 09P2701; Alinity i Anti-CCP Controls:09P2710 | In Vitro | Reagente, kalibratore dhe kontrollete cilet perdoren per gjetjen gjysme sasiore te antitrupave IgG specifik kunder peptidit citrulinik ciklik ne serumin njerezor dhe ne plazem. | Pajisje te diagnostikimit in vitro
8589 | G-aenial A'CHORD | EURODENTA shpk | 21.12.2020 | GC EUROPE N.V. Research Park Interleuvenlaan 33 B-3001 Leuven Belgium | G-aenial A'CHORD (sipas listes bashkalidhur) | lla | Kompozite material mbushes | Pajisje dentare
8590 | Evis Exera II Gastrointestinal Videoscope - OLYMPUS GIF TYPE H180 | MSE shpk | 21.12.2020 | Olympus Medical Systems Corp. 2951 Ishikawa-cho, Hachioji-shi, Tokyo 192-8507 Japan | Evis Exera II Gastrointestinal Videoscope - OLYMPUS GIF TYPE H180 | lla | Gastroscope qe sherben per ekzaminimin dhe marrjen e imazhit ne stomak. | Tjeter
8591 | NovaStar® TS Full Mask (full face mask, non-invasive ventilation), NovaStar® Plus Full Face Mask (oronasal mask, non-invasive ventilation), ClassicStar® Full Face Mask (full face mask, non-invasive ventilation), ClassicStar® Nasal Mask (nasal mask, non invasive ventilation), ClassicStar® plus (oronasal mask, non-invasive ventilation), ClassicStar® plus (nasal mask, non-invasive ventilation) (sipas listes bashkengjitur) | MSE shpk | 21.12.2020 | Drägerwerk AG&Co. KGaA Moislinger Allee 53-55 23542 Lübeck Germany | NovaStar® TS Full Mask (full face mask, non-invasive ventilation), NovaStar® Plus Full Face Mask (oronasal mask, non-invasive ventilation), ClassicStar® Full Face Mask (full face mask, non-invasive ventilation), ClassicStar® Nasal Mask (nasal mask, non invasive ventilation), ClassicStar® plus (oronasal mask, non-invasive ventilation), ClassicStar® plus (nasal mask, non-invasive ventilation) (sipas listes bashkengjitur) | lla | Maska respiratore. | Pajisje anestezie dhe respiratore
8592 | Olympus CV-180 | MSE | 21.12.2020 | Olympus Medical Systems Corp. 2951 Ishikawa-cho, Hachioji-shi, Tokyo 192-8507 Japan | Olympus CV-180 Evis Exera II Video System Center | l | Sistem endoskopie per marrjen e imazheve nepermjet skopeve endoskopik | Tjeter
8593 | Olympus CLV-180 | MSE | 21.12.2020 | Olympus Medical Systems Corp. 2951 Ishikawa-cho, Hachioji-shi, Tokyo 192-8507 Japan | Olympus CLV-180 Evis Exera II Xenon Light Source | lla | Procesor per marrjen e imazheve | Tjeter
8594 | OLYMPUS CF TYPE Q180AL/I | MSE sh.p.k | 21.12.2020 | OLYMPUS MEDICAL SYSTEMS CORP. 2951 Ishikawa-cho, Hachioji-shi, Tokoy 192-8507 Japan | EVIS EXERA II COLONOVIDEOSCOPE-OLYMPUS CF TYPE Q180AL/I | IIa | Kolonoscope sherben per ekzaminimin e kolones | Tjeter
8595 | OLYMPUS GIF TYPE Q180 | MSE sh.p.k | 21.12.2020 | OLYMPUS MEDICAL SYSTEMS CORP. 2951 Ishikawa-cho, Hachioji-shi, Tokoy 192-8507 Japan | EVIS EXERA II GASTROINTESTINAL VIDEOSCOPE-OLYMPUS GIF TYPE Q180 | IIa | Gastroskope sherben per ekzaminimin dhe marrjen e imazhit ne stomak. | Tjeter
8596 | Mag-Bind RNA Extraction Kit-GN7101907; Mag-Bind RNA Extraction Kit-GN7102903; | Swissmed sh.p.k | 21.12.2020 | Maccura Biotechnology Co., Ltd. 16#, Baichuan Road, Hi-tech Zone 611731 Chengdu PEOPLE'S REPUBLIC OF CHINA | Mag-Bind RNA Extraction Kit-GN7101907; Mag-Bind RNA Extraction Kit-GN7102903; | In Vitro | Kit per ekstraktim acidi rebonukleik. | Pajisje te diagnostikimit in vitro
8597 | Schiller BR-102 Plus; | Medical Distribution sh.p.k | 22.12.2020 | Schiller AG Altgasse 68, 6341 baar, Switzerland | Blood Pressure Recorder-BR-102 plus | IIa | Regjistrues I presionit te gjakut. | Tjeter
8598 | Schiller Fred easyport plus | Medical Distribution sh.p.k | 22.12.2020 | Schiller AG Altgasse 68, 6341 baar, Switzerland | Automated-External defibrillator - FRED easyport plus® | IIb | Defibrilar automatik I jashtem. | Tjeter
8599 | Schiller Medilog AR | Medical Distribution sh.p.k | 22.12.2020 | Schiller AG Altgasse 68, 6341 baar, Switzerland | Digital Holter Recorder- medilogAR | IIa | Regjistrues holteri dixhital. | Tjeter
8600 | Blood Pressure Monitor BC 28 | Farmatech sh.p.k | 22.12.2020 | Beurer GmbH, Soeflinger Str.218, 89077 Ulm, Germany | Blood Pressure Monitor BC 28 (16-174) | lla | Aparat per matien e presionit te gjakut | Tjeter
8601 | Electrosurgical unit: ARC 303 | Euromed shpk | 22.12.2020 | Bowa-electronic GmbH & Co. KG, Heinrich-Herz Strasse 4-10 72810 omaringen/Germany | Electrosurgical unit: ARC 303 | llb | Pajisje per nderhyrje kirurgjikale. | Tjeter
8602 | Examination Gloves: Rubber latex-natural colour, Rubber latex-white colour, Nitrile-blue colour (XS, S, M, L, XL) | Albadent Group shpk | 22.12.2020 | Phoenix Rubber Products Co., Ltd. 680 Moo 2, Banbueng-Klaeng Rd, Nongyai District, Chonburi 20190, Thailand | Examination Gloves: Rubber latex-natural colour, Rubber latex-white colour, Nitrile-blue colour (XS, S, M, L, XL) | l | Doreza per duart te cilat perdoren ne rastet e nderhyrjeve kirurgjikale. | Pajisje nje perdorimeshe
8603 | EDWARDS INTUITY Elite Valve (Aortic) ; EDWARDS INTUITY Elite Delivery System | Biometric Albania sh.p.k | 22.12.2020 | Edwards Lifesciences LLC One Edwards Way Irvine, CA 92614, USA | EDWARDS INTUITY Elite Valve (Aortic) sizes: 19,21,23,25,27 mm; EDWARDS INTUITY Elite Delivery System sizes: 19,21,23,25,27 mm; | III | Valvula aortike biologjike dhe aksesoret perkates. | Pajisje të implantueshme jo aktive; Pajisje një përdorimëshe; Produkte për institucione të kujdesit shëndetësor;
8604 | Mikropipeta te volumeve te ndryshme | Krijon sh.p.k | 22.12.2020 | ISOLAB Laborgerate GmbH, Am Dillhof 2 - 63863 Eschau, Germany | Micropipette (sipas listës bashkëngjitur) | In Vitro | Mikropipeta me nje kanal me volum te ndryshueshem te tipeve te ndryshme. Perdoren per pergatitjen e reagenteve dhe perzierjeve te ndryshme ne laboratere mjekesore dhe te tjera. | Pajisje te diagnostikimit in vitro
8605 | Tuba microcentrifuge | Krijon sh.p.k | 22.12.2020 | ISOLAB Laborgerate GmbH, Am Dillhof 2 - 63863 Eschau, Germany | Microcentrifuge tubes (sipas listës bashkëngjitur) | In Vitro | Tuba mikrocentrifuge polipropileni perdoren per pergatitjen, perzierjen, centrifugimin, transportin dhe ruajtjen e mostrave. | Pajisje te diagnostikimit in vitro
8606 | Anaesthesia | MSE sh.p.k | 23.12.2020 | Dragerwerk AG&Co. KGaA Moislinger Alle 53-55, 23542 Lubeck, Germany | Anaesthesia (sipas listës bashkëngjitur) | IIa | Qarqe respiratore per aparatin e anestezise me dhe pa balon/ valvula expiruese. | Tjeter
8607 | Lama mikroskopi | Krijon sh.p.k | 23.12.2020 | Isolab Laborgeräte GmbH Bahnhofstr. 10, 97877 Wertheim, Germany | Lama mikroskopi (sipas listes bashkalidhur) | In Vitro | Lama mikroskopi me clesi te larte, material xhami me permasa 75:26mm dhe trashesi 1mm, per mbajtjen e mostrave gjate vezhgimit ne mikroskop | Pajisje te diagnostikimit in vitro
8608 | Kriotuba 2ml; 5ml | Krijon sh.p.k | 23.12.2020 | Isolab Laborgeräte GmbH Bahnhofstr. 10, 97877 Wertheim, Germany | Tubes - cryo - 2,0 ml - skirted - external thread - 091.11.102 ; Tubes - cryo - 5,0 ml - skirted - external thread - 091.11.105 | I | Tuba per rruajtjen dhe konservimin e materialeve biologjike, humane etj. Ne temperatura shume te uleta ne azot te lengshem ose ne ngrirje kriogjenike | Pajisje te diagnostikimit in vitro
8609 | Revolution CT ES | Montal sh.p.k | 23.12.2020 | GE Medical Systems LLC 3000 North Grandview Blvd Waukesha, WI 53188, USA | Revolution CT ES (X-Ray System, Diagnostic, Computed Tomography, Full-body) 5995001-PCM; 5995001-2PCM; 5995001-3PCM; 5995001-4PCM | IIb | Skaner qe sherben per te identifikuar semundje ose demtime brenda pjeseve te ndryshme te trupit. | Pajisje diagnostikuese dhe terapeutike me rrezatim
8610 | STA Compact Max-58712;58713; STA Compact Max 2-58822; 58823; STA Compact Max 3-59203; | Biomedica Albania Distribution sh.p.k | 23.12.2020 | DIAGNOSTICA STAGO 3 allee Theresa 92600 asnieres sur Seine FRANCE | STA Compact Max-58712;58713; STA Compact Max 2-58822; 58823; STA Compact Max 3-59203; | In Vitro | Analizuer per matjen e parametrave mjeksore. | Pajisje te diagnostikimit in vitro
8611 | Olympus CF Type H180AL/I | MSE sh.p.k | 23.12.2020 | OLYMPUS MEDICAL SYSTEMS CORP. 2951 Ishikawa-cho, Hachioji-shi, Tokyo 192-8507 Japan | EVIS EXERA II COLONOVIDEOSCOPE : Olympus CF Type H180AL/I | Ila | Pajisje mjekesore kolonoskop e cila sherben per ekzaminimin e kolones | Tjeter
8612 | AW VolumeShare 7 | Montal sh.p.k | 24.12.2020 | GE Medical Systems SCS 283, rue de la Miniere, 78530 Buc, France | AW VolumeShare 7 (sipas listës bashkëngjitur) | IIa | Softueri mjekesor i imazheve u mundeson profesionisteve te kujdesit shendetesore te gjurmojne, arkivojne, perpunojne dhe manzhojne imazhet e pacienteve dhe procesin e punes administrative. | Tjeter
8613 | Immunoglobulin M | Pegasus sh.p.k | 24.12.2020 | Abbott Ireland Diagnostic Division, Lisnamuck, Longford, Co.Longford , Ireland | Immunoglobulin M - 01E0124 (372 tests) | In Vitro | Reagente per gjetjen sasiore te imunoglobukines M ne serumin njerezor dhe ne plazem ne analizatoret Architect. | Pajisje te diagnostikimit in vitro
8614 | Consolidated Chemistry Calibrator 04V1501 | Pegasus sh.p.k | 24.12.2020 | Abbott Ireland Diagnostic Division, Lisnamuck, Longford, Co.Longford , Ireland | Consolidated Chemistry Calibrator 04V1501 | In Vitro | Kalibrator I cili perdoret per kalibrimin e testeve kimike klinike per matjen sasiore ne analizatoret Architect. | Pajisje te diagnostikimit in vitro
8615 | Albumin BCG2 04U3020; Albumin BCG2 04U3030 | Pegasus sh.p.k | 24.12.2020 | Abbott Ireland Diagnostic Division, Lisnamuck, Longford, Co.Longford , Ireland | Albumin BCG2 04U3020 (1044 tests); Albumin BCG2 04U3030 (3120 tests) | In Vitro | Reagente te cilet perdoren per gjetjen sasiore te albumines ne serumin njerezor dhe ne plazem ne analizatoret Architect. | Pajisje te diagnostikimit in vitro
8616 | Total Protein2 04T8120; Total Protein2 04T8130 | Pegasus sh.p.k | 24.12.2020 | Abbott Ireland Diagnostic Division, Lisnamuck, Longford, Co.Longford , Ireland | Total Protein2 04T8120 (800 tests) ; Total Protein2 04T8130 (3120 tests) | In Vitro | Reagente te cilet perdoren per gjetjen sasiore te proteines totale ne serumin njerezor dhe ne plazem ne analizatoret Alinity. | Pajisje te diagnostikimit in vitro
8617 | Amylasse 04s8920 | Pegasus sh.p.k | 24.12.2020 | Abbott Ireland Diagnostic Division, Lisnamuck, Longford, Co.Longford , Ireland | Amylasse 04s8920 (640 tests) | In Vitro | Reagente te cilet perdoren per gjetjen sasiore te amilazes ne serumin njerezor dhe ne plazem ne analizatoret Alinity. | Pajisje te diagnostikimit in vitro
8618 | Alinity I Cyclosporine Whole Blood Precipitation Reagent 09P3940 | Pegasus sh.p.k | 24.12.2020 | Abbott Laboratories Diagnostics Division, Abbott Park, IL 60064 USA | Alinity I Cyclosporine Whole Blood Precipitation Reagent 09P3940 (200 tests) | In Vitro | Reagente te cilet perdoren per ekstraktimin e ciklosporinave nga kampione mostrash gjaku qe pastaj te analizohen ne analizatoret Alinity. | Pajisje te diagnostikimit in vitro
8619 | Disposable Exp. Valve Carina: MP00220; VentStar Resuscitaire CEU: MP00310; VentStar Resuscitaire: MP00311; VentStar Carina ExpV: MP00313 | MSE shpk | 24.12.2020 | Drägerwerk AG&Co. KGaA Moislinger Allee 53-55 23542 Lübeck Germany | Disposable Exp. Valve Carina: MP00220; VentStar Resuscitaire CEU: MP00310; VentStar Resuscitaire: MP00311; VentStar Carina ExpV: MP00313 | llb | Qarqe respiratore per aparatin e anestezise me dhe pa balon/valvula akspiruese. | Pajisje anestezie dhe respiratore
8620 | Edwards Inflation Device: 96417 | BIOMETRIC ALBANIA shpk | 24.12.2020 | Edwards Lifesciences LLC One Edwards Way Irvine, CA 92614, USA | Edwards Inflation Device: 96417 | l | Aksesor per instalimin e valvules se zemres. | Pajisje nje perdorimeshe
8621 | Patient Spirometry Accessories (sipas listes bashkengjitur) | MONTAL shpk | 24.12.2020 | GE Healthcare Finland Oy, Kuortaneenkatu 2, 00510 Helsinki, Finland | Patient Spirometry Accessories (sipas listes bashkengjitur) | lla | Aksesore qe i atashohen pajisjes spirometrike per te monitoruar funksionin e mushkerise se pacientit. | Pajisje anestezie dhe respiratore
8622 | Revolution Discovery CT (with Revolution HD configuration) (X-Ray System, Diagnostic, Computed Tomography, Full-body): 5421888-7PCM, 5421888-9PCM | MONTAL shpk | 24.12.2020 | GE Medical Systems, LLC 3000 North Grandview Blvd. Waukesha, WI 53188 United States | Revolution Discovery CT (with Revolution HD configuration) (X-Ray System, Diagnostic, Computed Tomography, Full-body): 5421888-7PCM, 5421888-9PCM | llb | Skaner qe sherben per te identifikuar semundjen ose demtimin brenda pjeseve te ndryshme te trupit. | Pajisje diagnostikuese dhe terapeutike me rrezatim
8623 | LCD Monitor - C32S+ | Montal | 24.12.2020 | Shenzen Beacon Display Technology Co., Ltd. 12F, Block B1, Nanshan Zhiyuan, No.1001 Xueyuan Road, Nanshan District, Shenzhen, Guangdong 518055, China | LCD Monitor - C32S+ | l | Sherben per riprodhimin e imazheve 3D ne endoskopi | Pajisje diagnostikuese dhe terapeutike me rrezatim
8624 | LCD Monitor | Montal | 24.12.2020 | Shenzen Beacon Display Technology Co., Ltd. 12F, Block B1, Nanshan Zhiyuan, No.1001 Xueyuan Road, Nanshan District, Shenzhen, Guangdong 518055, China | LCD Monitor (sipas listes bashkalidhur) | l | Sherben per riprodhimin e imazheve 3D ne endoskopi | Pajisje diagnostikuese dhe terapeutike me rrezatim
8625 | Reusable Elite Dental Instruments (sipas listes bashkengjitur) | AMBA DENT ALBANIA shpk | 28.12.2020 | MedixDent Pte Ltd. 400 Orchard Road, #05-21 Orchard Tower, Singapore 238875 | Reusable Elite Dental Instruments (sipas listes bashkengjitur) | l | Instrumenta dentare te riperdorshme. | Pajisje dentare
8626 | STart Max (REF 58125, 59017) | Biomedica Albania Distribution shpk | 28.12.2020 | Diagnostica Stago 3 allée Thérésa, 92600 Asniéres sur Seine, France | STart Max (REF 58125, 59017) | In Vitro | Analizues gjysemautomatik per matjen e parametrave te koagulimit. | Pajisje te diagnostikimit in vitro
8627 | Xpert HBV Viral Load: GXHBV-CE-10 | Biomedica Albania Distribution shpk | 28.12.2020 | Cepheid AB Röntgenvägen 5, SE-171 54 Solna, Sweden | Xpert HBV Viral Load: GXHBV-CE-10 | In Vitro | Kit Real Time PCR per matjen e ngarkeses virale HBV. | Pajisje te diagnostikimit in vitro
8628 | Dental intraoral systems | Albadent Plus sh.p.k | 28.12.2020 | de Götzen S.r.l. a company of ACTEON Group, Via Roma 45, 21057 Olgiate Olona (Varese), Italy | Panoramic, Cephalometric and Tomographic X-Ray System - X-MIND trium; Dental Intraoral Systesm - X-MIN unity (sipas listës bashkëngjitur) | Iib | Grafi panoramike, cefalometrike dhe tomografike qe perdoren ne dentistri dhe jo vetem, sisteme dentare intraorale per ekzaminime dentare | Pajisje dentare; Pajisje elektromekanike; Pajisje diagnostikuese dhe terapeutike me rrezatim
8629 | Sample Collection Kit | Krijon sh.p.k | 28.12.2020 | C.P M. S.R.L., Via degli Olmetti, 5-00060 Formello (Roma) | Sample Collection Kit : MS01429S; MS01429Q; MS01429Z | In Vitro | Kite per marrje mostre ne rruge nazofaringeale ose faringeale te perbera nga tampona te flokezuar me paketim unik | Tjeter
8630 | Electronic Sphygmomanometer; Electronic Thermometer | Biometric Albania sh.p.k. | 28.12.2020 | Guangdong Biologht Meditech Co., Ltd. No.2 Innovation First Road Technical Innovation Coast, Hi-tech Zone, Zhuhai 519085 Zhuhai, Guangdong PR of China | Electronic Sphygmomanometer - WPB100, WPB201, WPB 202; Electronic Thermometer WTI | IIa | Pajisje per matje te presionit te gjakut dhe temeperatures | Pajisje per institucione te kujdesit shendetesor
8631 | Reagente Mjekesore | Biomedica Albania Distribution sh.p.k | 28.12.2020 | Diagnostika Stago Sas, 3 allèe Thèrèsa, 92600 Asnieres sur Seine France | Reagente mjekesore(sipas listës bashkëngjitur) | In Vitro | Reagente mjekesore per te matur parametrat biomjekesore | Pajisje te diagnostikimit in vitro
8632 | Centrifuge tubes | Krijon sh.p.k | 28.12.2020 | ISOLAB laborgeräte GmbH, Am Dillhof 2 - 63863 Eschau, Germany | Centrifuge tubes (sipas listës bashkëngjitur) | In Vitro | Tuba centifuge polipropileni me kapak me vidhosje | Tjeter
8633 | Transferrin: 01E0424 (391 tests); Transferrin: 01E0444 (1860 tests) | PEGASUS shpk | 30.12.2020 | Abbott Ireland Diagnostics Division Lisnamuck, Longford, Co. Longford, Ireland | Transferrin: 01E0424 (391 tests); Transferrin: 01E0444 (1860 tests) | In Vitro | Reagente qe perdoren per gjetjen sasiore te transferines ne serumin njerezor dhe ne plazem. | Pajisje te diagnostikimit in vitro
8634 | Magnesium: 03P6824 (1000 tests); Magnesium: 03P6834 (3750 tests) | PEGASUS shpk | 30.12.2020 | Abbott Ireland Diagnostics Division Lisnamuck, Longford, Co. Longford, Ireland | Magnesium: 03P6824 (1000 tests); Magnesium: 03P6834 (3750 tests) | In Vitro | Reagente qe perdoren per gjetjen sasiore te magnesiumit ne serumin njerezor dhe ne plazem. | Pajisje te diagnostikimit in vitro
8635 | Haptoglobin: 09D9124 (228 tests) | PEGASUS shpk | 30.12.2020 | Abbott Ireland Diagnostics Division Lisnamuck, Longford, Co. Longford, Ireland | Haptoglobin: 09D9124 (228 tests) | In Vitro | Reagente qe perdoren per gjetjen sasiore te heptaglobines ne serumin njerezor dhe ne plazem. | Pajisje te diagnostikimit in vitro
8636 | Complement C4: 9D9724 (279 tests) | PEGASUS shpk | 30.12.2020 | Abbott Ireland Diagnostics Division Lisnamuck, Longford, Co. Longford, Ireland | Complement C4: 9D9724 (279 tests) | In Vitro | Reagente qe perdoren per gjetjen sasiore te proteinave qe i perkasin komplementit C4 ne serumin njerezor dhe ne plazem. | Pajisje te diagnostikimit in vitro
8637 | Albumin BCP2: 04U4520 (1044 tests); Albumin BCP2: 04U4530 (3120 tests) | PEGASUS shpk | 30.12.2020 | Abbott Ireland Diagnostics Division Lisnamuck, Longford, Co. Longford, Ireland | Albumin BCP2: 04U4520 (1044 tests); Albumin BCP2: 04U4530 (3120 tests) | In Vitro | Reagente qe perdoren per gjetjen sasiore te albumines ne serumin njerezor dhe ne plazem. | Pajisje te diagnostikimit in vitro
8638 | Consolidated Chemistry Calibrator: 04V6201 | PEGASUS shpk | 30.12.2020 | Abbott Ireland Diagnostics Division Lisnamuck, Longford, Co. Longford, Ireland | Consolidated Chemistry Calibrator: 04V6201 | In Vitro | Kalibrator per kalibrimin e testeve kimike klinike per matjen sasiore ne analizatoret Alinity. | Pajisje te diagnostikimit in vitro
8639 | ARCHITECT Cyclosporine Reagent: 3R30-25 (100 tests); ARCHITECT Cyclosporine Calibrators: 3R30-01 | PEGASUS shpk | 30.12.2020 | Abbott Ireland Diagnostics Division Finisklin Buisness Park, Sligo, Ireland | ARCHITECT Cyclosporine Reagent: 3R30-25 (100 tests); ARCHITECT Cyclosporine Calibrators: 3R30-01 | In Vitro | Reagente dhe kalibratore qe perdoren per percaktimin sasior te ciklosporinave ne gjak ne analizatoret Architect. | Pajisje te diagnostikimit in vitro
8640 | CELL-DYN Emerald 22 Easy Cleaner: 09H60-01; CELL-DYN Emerald 22 Easy Cleaner: 09H60-03 | PEGASUS shpk | 30.12.2020 | Abbott Ireland Diagnostics Division Abbott Park, IL 60064 USA | CELL-DYN Emerald 22 Easy Cleaner: 09H60-01; CELL-DYN Emerald 22 Easy Cleaner: 09H60-03 | In Vitro | Solucion lares i cili perdoret ne analizatoret CELL-DYN Emerald 22. | Pajisje te diagnostikimit in vitro
8641 | SARS-CoV-2 Antigen Control/9901-C-NCOV-01G | Evita sh.p.k | 24.12.2020 | SD Biosensor, Inc. C-4th & 5th, 16, Deogyeong-daero, 1556beon-gil, Yeongtong-gu, Suwon-si, Gyeonggi-do 16690, KOREA | SARS-CoV-2 Antigen Control/9901-C-NCOV-01G | In Vitro | Kit kontrolli per Sars covid antigen test. | Tjeter
8642 | ADVIA Centaur CP; Reagents, Calibrators and Accessories sor the ADVIA® Centaur Systems; Accessories for the ADVIA® Centaur Ssytems; Cuvettes, Sample Cups and SampleProbe Tips for ADVIA Centaur Systems; Reagents, Calibrators and Controls for the ADVIA® Centaur Systems (sipas listes bashkengjitur) | Vactro Scientific shpk | 06.01.2021 | Siemens Healthcare Diagnostics Inc. Tarrytown, New York 10591-5097, USA | ADVIA Centaur CP; Reagents, Calibrators and Accessories sor the ADVIA® Centaur Systems; Accessories for the ADVIA® Centaur Ssytems; Cuvettes, Sample Cups and SampleProbe Tips for ADVIA Centaur Systems; Reagents, Calibrators and Controls for the ADVIA® Centaur Systems (sipas listes bashkengjitur) | In Vitro | Reagente, kalibratore dhe kontrolle per analiza hormonale qe perdoren ne aparatin ADVIA Centaur. | Pajisje te diagnostikimit in vitro
8643 | Reagents, Calibrators, and Controls for the ADVIA® Centaur Systems (sipas listes bashkengjitur) | Vactro Scientific shpk | 06.01.2021 | Siemens Healthcare Diagnostics Inc. Tarrytown, New York 10591-5097, USA | Reagents, Calibrators, and Controls for the ADVIA® Centaur Systems (sipas listes bashkengjitur) | In Vitro | Reagente, kalibratore dhe kontrolle per analiza hormonale qe perdoren ne aparatin ADVIA Centaur. | Pajisje te diagnostikimit in vitro
8644 | ADVIA Centaur Testosterone II: 10696862 (1-pack), 10696863 (5-pack); ADVIA Centaur Ancillary Probe Wash 3: 10699211, ADVIA Centaur Multi-Diluent 13: 10492364; ADVIA® Chemistry Enzyme 3 Calibrator: 10916059, ADVIA Centaur Intact Parathyroid Hormone MCM: 10698597; Dimension® ENZ II Calibrator: DC143 | Vactro Scientific shpk | 06.01.2021 | Siemens Healthcare Diagnostics Inc. Tarrytown, New York 10591-5097, USA | ADVIA Centaur Testosterone II: 10696862 (1-pack), 10696863 (5-pack); ADVIA Centaur Ancillary Probe Wash 3: 10699211, ADVIA Centaur Multi-Diluent 13: 10492364; ADVIA® Chemistry Enzyme 3 Calibrator: 10916059, ADVIA Centaur Intact Parathyroid Hormone MCM: 10698597; Dimension® ENZ II Calibrator: DC143 | In Vitro | Reagente per analiza hormonale qe perdoren ne aparatin ADVIA Centaur. | Pajisje te diagnostikimit in vitro
8645 | Dimension® Integrated Chemistry Systems Instruments (sipas listes bashkengjitur) | Vactro Scientific shpk | 06.01.2021 | Siemens Healthcare Diagnostics Inc. Route 896 Newark, Delaware 19714-6101, USA | Dimension® Integrated Chemistry Systems Instruments (sipas listes bashkengjitur) | In Vitro | Reagente, kalibratore, kontrolle biokimike, hormonale dhe per elektrolitet. | Pajisje te diagnostikimit in vitro
8646 | IMMULITE® (sipas listes bashkengjitur) | Vactro Scientific shpk | 06.01.2021 | Siemens Healthcare Diagnostics Products Limited Glyn Rhonwy Llanberis, Gwynedd LL55 4EL | IMMULITE® (sipas listes bashkengjitur) | In Vitro | Reagente, kalibratore dhe kontrolle per analiza hormonale. | Pajisje te diagnostikimit in vitro
8647 | IMMULITE System (Automated Immunoassay Analyzer): 030001; IMMULITE 1000 System (Automated Immunoassay Analyzer): 030006; IMMULITE 2000 System (Automated Immunoassay Analyzer): 030002; IMMULITE 2000 XPI System (Automated Immunoassay Analyzer): 030002-33; VersaCell: 030102 | Vactro Scientific shpk | 06.01.2021 | Siemens Healthcare Diagnostics Inc. Flanders, New Jersey, USA | IMMULITE System (Automated Immunoassay Analyzer): 030001; IMMULITE 1000 System (Automated Immunoassay Analyzer): 030006; IMMULITE 2000 System (Automated Immunoassay Analyzer): 030002; IMMULITE 2000 XPI System (Automated Immunoassay Analyzer): 030002-33; VersaCell: 030102 | In Vitro | Analizatore automatike. | Pajisje te diagnostikimit in vitro
8648 | Hematology Analyzer/ H50, H51; Reagents for Hematology Analyzer/ HD500 Diluent, HL500 Lyse, HC500 Cleaner, HB300 Bleach | Vactro Scientific shpk | 06.01.2021 | Edan Instruments, Inc. #15 Jinhui Road, Jinsha Community, Kengzi Sub-District, Pingshan District, 518122 Shenzhen, P.R.China | Hematology Analyzer/ H50, H51; Reagents for Hematology Analyzer/ HD500 Diluent, HL500 Lyse, HC500 Cleaner, HB300 Bleach | In Vitro | Analizator per analiza hematologjike dhe reagentet perkates. | Pajisje te diagnostikimit in vitro
8649 | STA Compact®CT: Ref No. 58639 | Biomedica Albania Distribution sh.p.k | 05.01.2021 | Diagnostica Stago 9rue des Freres Chausson 92600 Asnieres sur Seine France | STA Compact®CT: Ref No. 58639 | In Vitro | Analizues I mfuqishem me efikasitet te larte per matjen e parametrave biomjekesor | Pajisje te diagnostikimit in vitro
8650 | Sterile and non-sterile orthopaedic Implants | Orthonet 360 sh.p.k | 05.01.2021 | TIPMED TIBBI MEDIKAL URUNLEAR SANAYI TICARET LTD. STI. Kemalpasa Mah. 7401/1 Sokak No: 16 Bornova IZMIR TURKEY | Sterile and non-sterile orthopaedic Implants (sipas listes bashkalidhur) | llb | Pllaka dhe kavo ortopedike te implantueshme te cilat perdoren ne frakturat humerale | Pajisje te implantueshme jo aktive
8651 | Otonag 20ml | MedipharmaCompany | 05.01.2021 | New.Fa.Dem. S.r.l. Viale Ferrovia dello Stato, 1-Zona ASI, 80014 Giugliano in Campania (NA) Italy | Otonag 20ml (ear Drops) | l | Pika per vesh qe perdoren per heqjen e tapave te dyllit | Pajisje te terapie komplementare
8652 | Urea Nitrogen2 | Pegasus | 05.01.2021 | Abbott Ireland Diagnostic Division Lisnamuck, Longford, Co. Longford, Ireland | Urea Nitrogen 2 - 04T1220 (350 teste); Urea Nitrogen 2 - 04T1230 (1450 teste) | In Vitro | Reagent per gjetjen sasiore te urese ne serumin njerezor dhe ne plazem | Pajisje te diagnostikimit in vitro
8653 | Total Protein2 | Pegasus | 05.01.2021 | Abbott Ireland Diagnostic Division Lisnamuck, Longford, Co. Longford, Ireland | Total Protein2 - 04U4420 (800 teste); Total Protein2 - 04U4430 (3200 teste) | In Vitro | Reagent per gjetjen sasiore te proteines totale ne serumin njerezor dhe ne plazem | Pajisje te diagnostikimit in vitro
8654 | Immunoglobulin A – 09D9824 (372 teste) | Pegasus | 05.01.2021 | Abbott Ireland Diagnostic Division Lisnamuck, Longford, Co. Longford, Ireland | Immunoglobulin A – 09D9824 (372 teste) | In Vitro | Reagent per gjetjen sasiore te imunoglobulines A ne serumin njerezor dhe ne plazem | Pajisje te diagnostikimit in vitro
8655 | Complement C3 | Pegasus | 05.01.2021 | Abbott Ireland Diagnostic Division Lisnamuck, Longford, Co. Longford, Ireland | Complement C3 - 09D9624 (279 teste) | In Vitro | Reagent per gjetjen sasiore te proteinave qe I perkasin komplementit C3 ne serumin njerezor dhe ne plazem | Pajisje te diagnostikimit in vitro
8656 | Albumin BCG2 | Pegasus | 05.01.2021 | Abbott Ireland Diagnostic Division Lisnamuck, Longford, Co. Longford, Ireland | Albumin BCG2 - 04T3420 (1044 teste); Albumin BCG2 - 04T3430 (3120 teste) | In Vitro | Reagent per gjetjen sasiore te albumines ne serumin njerezor dhe ne plazem | Pajisje te diagnostikimit in vitro
8657 | Magneesium | Pegasus | 05.01.2021 | Abbott Ireland Diagnostic Division Lisnamuck, Longford, Co. Longford, Ireland | Magneesium - 08P1925 (720 teste); Magnesium - 08P1934 (3600 teste) | In Vitro | Reagent per gjetjen sasiore te magnesit ne serumin njerezor dhe ne plazem | Pajisje te diagnostikimit in vitro
8658 | Alinity Trigger Solution; Alinity Pre-Trigger Solution | Pegasus | 05.01.2021 | Abbott Ireland Diagnostic Division Finisklin Business Park, Sligo, Ireland | Alinity Trigger Solution - 06P1170; Alinity Pre-Trigger Solution - 06P1270 | In Vitro | Solucion me baze hidriksid natriumi e cili perdoret gjate analizes CMIA; Solucion me baze peroksid hidrogjeni e cili perdoret gjate analizes CMIA | Pajisje te diagnostikimit in vitro
8659 | Alinity c Serum Benzodiazepines Reagent Kit - 09P5320 | Pegasus | 05.01.2021 | Microgenics Corporation 46500 Kato Road, Fremont, CA 94538, USA | Alinity c Serum Benzodiazepines Reagent Kit - 09P5320 (400 teste) | In Vitro | Reagent per gjetjen cilesore dhe gjysme sariore te benzodiazepinave ne serumin njerezor | Pajisje te diagnostikimit in vitro
8660 | Dental instruments | ALBADENT plus shpk | 05.01.2021 | Satelec, a Company of Aceton Group 17 avenue Gustave Eiffel, Zl du Phare 33700 Merignac France | Dental Instruments (sipas listes bashkalidhur) | lla; llb | Pajisje dentare per pastrimin e gurrezave kavitron, pajisje elektrobisturie, pistolet bikarbonati, pajisje implantologjie | Pajisje dentare; Pajisje elektromekanike
8661 | CalSet Anti- SARS-CoV-2 S | Evita shpk | 05.01.2021 | Roche Diagnostics GmbH, Sandhofer Strasse 116, 68305 Mannheim, Germany | CalSet Anti- SARS-CoV-2 S - 09289291190 | In vitro | Kalibrator per reagentin Anti sars Cov 2 Sasior | Tjeter
8662 | PreciControl Anti-SARS-CoV-2 | Evita shpk | 05.01.2021 | Roche Diagnostics GmbH, Sandhofer Strasse 116, 68305 Mannheim, Germany | PreciControl Anti-SARS-CoV-2 - 09289313190 | In vitro | Kontrolle per reagentin Anti sars Cov 2 Sasior | Tjeter
8663 | Revolution Apex | Montal sh.p.k | 05.01.2021 | GE Medical Systems, LLC 3000 North Grandview Blvd. Waukesha, WI 53188 United States | Scanner : X-Ray System, Diagnostic, Computed Tomography, Full-body - Revolution Apex ( Upgrade from Revolution Ct: Revolution CT with apex edition) : 5769424-6; S/N 451917CN9 | IIb | Jane pajisje mjekesore, skaner, qe sherbejne per te identifikuar semundjen ose demitmin brenda pjeseve te ndryshme te trupit | Pajisje diagnostikuese dhe terapeutike me rrezatim
8664 | Revolution CT | Montal sh.p.k | 05.01.2021 | GE Medical Systems, LLC 3000 North Grandview Blvd. Waukesha, WI 53188 United States | X-Ray System, Diagnostic, Computed Tomography, Full-body - Revolution CT : 5995000-PCM; 5995000-2PCM; 5995000-3PCM; 5995000-4PCM - 579424-2 S/N 450322CN3; Revolution CT 2.1A ME Upgrade Kit_v1 - S/N 003, 005, 006. Revolution CT 2.1A ME Upgrade Kit_v2 - S/N 033, 055, 066, 088(Revolution CT). Revolution CT 2.1B ME Upgrade Kit_v1 - S/N 005, 006, 007, 008 | IIb | Jane pajisje mjekesore, skaner, qe sherbejne per te identifikuar semundjen ose demitmin brenda pjeseve te ndryshme te trupit | Pajisje diagnostikuese dhe terapeutike me rrezatim
8665 | Revolution EVO | Montal sh.p.k | 05.01.2021 | GE Healthcare Japan Corporation 7-127 Asahigaoka 4-chome, Hino-shi, Tokyo, 191-8503, Japan | X-Ray System, Diagnostic, Computed Tomography, Full-body - Revolution EVO CT SYSTEM Product Configuration master : 5463926-31PCM; 5463926-32PCM; 5463926-33PCM; 5463926-34PCM | IIb | Jane pajisje mjekesore, skaner, qe sherbejne per te identifikuar semundjen ose demitmin brenda pjeseve te ndryshme te trupit | Pajisje diagnostikuese dhe terapeutike me rrezatim
8666 | GeneXpert Instrument Systems | Biomedica Albania Distribution sh.p.k | 05.01.2021 | Cepheid 904 Caribbean Drive, Sunnyvale, CA 94089, USA | GeneXpert® Instrument Systems (A PCR Thermal Cycler Instrument) GX-I; GX-II, GX-IV and G-XVI; GX-R2, GX-II R2, GX-IV R2, GX-XVI R2; GeneXpert® Infinity - 48 System; GeneXpert® Infinity - 48s System; GeneXpert® Infinity - 80 System; GeneXpert Edge System | In Vitro | Aparat per matjen e ngarkeses virale ne semundjet seksualisht te transmetueshme, onkoligjike dhe gjenetike | Pajisje te diagnostikimit in vitro
8667 | Uric Acid2 | Pegasus sh.p.k | 05.01.2021 | Abbott Ireland Diagnostica Division Lisnamuck, Longford, Co. Longford, Ireland | Uric Acid2 04T1320 (160 tests); Uric Acid2 - 04T13350 (500 tests) | In Vitro | Jane reagente te cilet perdoren per gjetjen sasiore te acidit urik ne serumin dhe plazen humane ne analizatoret Arkitekt. | Pajisje te diagnostikimit in vitro
8668 | Immunoglobulin G | Pegasus sh.p.k | 05.01.2021 | Abbott Ireland Diagnostica Division Lisnamuck, Longford, Co. Longford, Ireland | Immunoglobulin G : 09D9924 | In Vitro | Jane reagente te cilet perdoren per gjetjen sasiore te imuglobulines Gne serumin dhe plazen humane ne analizatoret Arkitekt. | Pajisje te diagnostikimit in vitro
8669 | Creatinine | Pegasus sh.p.k | 05.01.2021 | Abbott Ireland Diagnostica Division Lisnamuck, Longford, Co. Longford, Ireland | Creatinine2 : 04S9520 | In Vitro | Jane reagente te cilet perdoren per gjetjen sasiore te kreatinines ne serumin dhe plazen humane ne analizatoret Arkitekt. | Pajisje te diagnostikimit in vitro
8670 | Cholesterol | Pegasus sh.p.k | 05.01.2021 | Abbott Ireland Diagnostica Division Lisnamuck, Longford, Co. Longford, Ireland | Cholesterol 2 : 04S9220; 04S9230 | In Vitro | Jane reagente te cilet perdoren per gjetjen sasiore te kolesterolit ne serumin dhe plazen humane ne analizatoret Arkitekt. | Pajisje te diagnostikimit in vitro
8671 | Transferrin | Pegasus sh.p.k | 05.01.2021 | Abbott Ireland Diagnostica Division Lisnamuck, Longford, Co. Longford, Ireland | Transferrin : 08P3824 | In Vitro | Jane reagente te cilet perdoren per gjetjen sasiore te transferines ne serumin dhe plazen humane ne analizatoret Arkitekt. | Pajisje te diagnostikimit in vitro
8672 | Amylase | Pegasus sh.p.k | 05.01.2021 | Abbott Ireland Diagnostica Division Lisnamuck, Longford, Co. Longford, Ireland | Amylase : 04T8520 | In Vitro | Jane reagente te cilet perdoren per gjetjen sasiore te amilazes ne serumin dhe plazen humane ne analizatoret Arkitekt. | Pajisje te diagnostikimit in vitro
8673 | Alinity i STAT Myoglobin reagent kit | Pegasus sh.p.k | 05.01.2021 | Abbott Ireland Diagnostica Division Finisklin Business Park, Sligo, Ireland | Alinity i STAT Myoglobin Reagent Kit : 04V3720, 04V3730; Alinity i STAT Myoglobin Calibrators : 04V3701; Alinity i STAT Myoglobin Controls 04V3710 | In Vitro | Jane reagente te cilet perdoren per gjetjen sasiore te mioglobines ne serumin dhe plazen humane ne analizatoret Arkitekt. | Pajisje te diagnostikimit in vitro
8674 | Memethol barrier spray | CFO Pharma sh.p.k | 05.01.2021 | Almediko Sağlik Ürünleri Turizm Gida Sanayi ve Tocaret Limited Şirketi. Fatih Mahallesi 1211 Sokak No:1/C Gaziemir Izmir / Turkey | Memethol Barrier Spray 10 ml | IIa | Krem topikal per lehtesimin e dhimbjes dhe irritimit te hemorroides | Tjeter
8675 | Contrast Media Injector System, line power, multiphase; Sterile Injection Syringe; Sterile Radiographic Procedure Tubing | Saer Medical sh.p.k | 05.01.2021 | Imaxeon Pty Ltd. Unit 1, 38-46 South St. Rydalmere NSW 2116, Australia | Contrast Media Injector System, line power, multiphase; Sterile Injection Syringe; Sterile Radiographic Procedure Tubing (sipas listës bashkëngjitur) | IIa; IIb | Injektor kontrasti dhe materiale konsumi per injektimin e kontrastit imazherik | Pajisje elektromekanike
8676 | Promed® Test tube 16x100mm | Swissmed | 06.01.2021 | F.L Medical s.r.l. Unipersonale, Torreglia (PD) Via Enrico Mattei, 20 | Promed® Test Tube 16x100mm 10 ml Cylindrical, with RIM, Graduated, In Polypropylene | In Vitro | Tub plastik per perdorim laboratorik | Pajisje te diagnostikimit in vitro
8677 | URINTAINER® URINE CONTAINER 120ml IN POLYPROPYLENE WITH RED SCREW CAP APART, WITH FROSTED LABEL: 25031 | SWISSMED shpk | 06.01.2021 | F.L. Medical s.r.l. Unipersonale Torreglia (PD) Via Enrico Mattei, 20 | URINTAINER® URINE CONTAINER 120ml IN POLYPROPYLENE WITH RED SCREW CAP APART, WITH FROSTED LABEL: 25031 | In Vitro | Kontenitor per ruajtejen dhe transportimin e mostres se urines. | Pajisje te diagnostikimit in vitro
8678 | Oxygen Concentrator | Euromed sh.p.k | 06.01.2021 | Jiangsu Folee Medical Equipment Co., Ltd. No.16 Xingmao Road, Zhenjiang City, Jiangsu, province, China | Oxygen Concentrator: Y007-1; Y007-2; Y007-3; Y007-4; Y007-5; Y007-1W; Y007-2W; Y007-3W; Y007-4W; Y007-5W | IIa | Pajisje per oksigjen ne rastet e problemeve te frymemarrjes. | Pajisje anestezie dhe respiratore
8679 | Free Testosterone HYE-5378 | Swissmed | 07.01.2021 | DRG Instruments GmbH Frauenbergstraβe 18, 35039 Marburg, Germany | Free Testosterone HYE-5378 | In Vitro | Reagent per testimin e free testosteronit | Pajisje te diagnostikimit in vitro, Pajisje laboratori
8680 | Free Estriol HYE-5351 | Swissmed | 07.01.2021 | DRG Instruments GmbH Frauenbergstraβe 18, 35039 Marburg, Germany | Free Estriol HYE-5351 | In Vitro | Reagent per testimin e free estriolit | Pajisje te diagnostikimit in vitro, Pajisje laboratori
8681 | 17-OH Progesterone HYE-5333 | Swissmed | 07.01.2021 | DRG Instruments GmbH Frauenbergstraβe 18, 35039 Marburg, Germany | 17-OH Progesterone HYE-5333 | In Vitro | Reagent per testimin e 17-OH Progesterone HYE-5333 | Pajisje te diagnostikimit in vitro, Pajisje laboratori
8682 | HbA1c HYE-5325 | Swissmed | 07.01.2021 | DRG Instruments GmbH Frauenbergstraβe 18, 35039 Marburg, Germany | HbA1c HYE-5325 | In Vitro | Reagent per testimin e hemoglobines se glukozuar | Pajisje te diagnostikimit in vitro, Pajisje laboratori
8683 | D-dimer HYE-5321 | Swissmed | 07.01.2021 | DRG Instruments GmbH Frauenbergstraβe 18, 35039 Marburg, Germany | D-dimer HYE-5321 | In Vitro | Reagent per testimin e d-dimer | Pajisje te diagnostikimit in vitro, Pajisje laboratori
8684 | Standard Performance Surgical GOWN-BANDANA-CAP: 1HE4; 1HEAD | Montal sh.p.k | 07.01.2021 | PLURITEX SRL V.E.PAPINI, 19 43036 Fidenza, PR ITALY | Standard Performance Surgical GOWN-BANDANA-CAP: 1HE4; 1HEAD | I | Veshje kirurgjikale standarte polietileni me mberthim te qafores dhe pjeseve te tjera me susta mberthimi. | Pajisje një përdorimëshe
8685 | High-pressure Injector | Montal sh.p.k | 07.01.2021 | Sino Medical-Device Technology Co., Ltd. 6th Floor, Building 15, No. 1008, Songbai Road, Nanshan District, 518055 Shenzhen, P.R.C | High-pressure Injector: SinoPower-D; SinoPower-S; | IIb | Injektore me telekomande qe sherbejne per injektimin e nje agjenti kontrasti tek pacientet qe I nenshtrohen kontrollit ne pajisjet radiologjike. | Pajisje elektromekanike
8686 | Fleriana shampoo | FarmaNet sh.p.k | 07.01.2021 | Tag Lifecare, 17 chemin de Charlemagne 41120 Cellettes, France | Fleriana Natural Shampoo | I | Shampo qe perdoret kundra paraziteve te kokes. | Tjeter
8687 | Suction Equipments: AS703A-MAXIASPEED 6.4P | Montal sh.p.k | 07.01.2021 | 3A Health Care S.r.l. Via Marziale Cerutti, 90F/G 25017 Lonato del Garda (BS) Italy | Suction Equipments: AS703A-MAXIASPEED 6.4P | Iia | Pajisje aspiratore kirurgjikale qe sherbejne per thithjen e lengjeve trupore ne sallat e operacioneve. | Pajisje anestezie dhe respiratore
8688 | One Step HCG Urine Pregnancy Test | Trimed | 07.01.2021 | Blue Cross Bio-Medical(Beijing) Co., Ltd Beiqijia Industry Zone Changping District 102209 Beijing PEOPLE'S REPUBLIC OF CHINA | One Step HCG Urine Pregnancy Test (Strip, Cassette and Midstream) | In Vitro | Test shtatezanie krijuar me metoden Gold Colloidal | Pajisje nje perdorimeshe
8689 | LOOP 15X8mm-lungh. 13cm; LOOP 20X10mm-lungh. 13cm | Montal sh.p.k | 07.01.2021 | Tecno Instruments (Pvt) Ltd. 316-C Small Industrial Estate Sialkot-51340, Pakistan | Loop electrode reusable : LOOP 15X8mm-lungh. 13cm-152-180-08; LOOP 20X10mm-lungh. 13cm-152-190-10; | IIb | Pajisje qe perdoren ne elektrokirurgji. | Instrumenta shumperdorimesh
8690 | Heated Wire Breathing Systems; Heated Wires and Heated Wire Accessories | Montal sh.p.k | 07.01.2021 | Intersurgical Ltd. Crane House, Molly Millars Lane, Workingham, berkshire, RG41 2RZ, UK | Heated Wire Breathing Systems; Heated Wires and Heated Wire Accessories (sipas listës bashkëngjitur) | Iia | Qarqe respiratore me ngrohje. | Pajisje një përdorimëshe
8691 | PF004 - RESECTION SHEATHS, CYSTOSCOPE,SHEATHS, HYSTEROSCOPE SHEATHS, IRRIGATION RINGS | MSE sh.p.k | 07.01.2021 | Olympus Winter & Ibe GmbH Kuehnstr. 61 22045 Hamburg, Germany | PF004 - RESECTION SHEATHS, CYSTOSCOPE,SHEATHS, HYSTEROSCOPE SHEATHS, IRRIGATION RINGS (sipas listës bashkëngjitur) | Iia | Instrumenta kirurgjikal. | Tjeter
8692 | Disposable Multistrage Dilation Balloon Cateter, Disposable Dilation Balloon | O.E.S Distrimed | 08.01.2021 | Micro-Tech (Nanjing) Co., Ltd. No.10 Gaoke Third Road, Nanjing National Hi-Tech, Industrial Development Zone, Nanjing 210032, Jiangsu Province, P.R of China | Disposable Multistrage Dilation Balloon Cateter, Disposable Dilation Balloon (sipas listes bashkalidhur) | lla | Kateter dilatacioni me ballon perdorim ne gastro-eneterologji | Pajisje nje perdorimeshe
8693 | Needle Cleaning Solution | Swissmed sh.p.k | 08.01.2021 | DRG Instruments GmbH, Frauenbergstr. 18, 35039 Marburg Germany | Needle Cleaning Solution-HYI-5395 | In Vitro | Solucion per pastrimin e gjilperes ne pajisjen HYBRID XL. | Pajisje te diagnostikimit in vitro; paJisje laboratori
8694 | Wash Buffer (40x conc.) HYI-5394 | Swissmed sh.p.k | 08.01.2021 | DRG Instruments GmbH, Frauenbergstr. 18, 35039 Marburg Germany | Wash Buffer (40x conc.) HYI-5394 | In Vitro | Solucion hollues per perdorim ne pajisjen HYBRID XL. | Pajisje te diagnostikimit in vitro; paJisje laboratori
8695 | Sample Tubes (Secondary) HYI-5391 | Swissmed sh.p.k | 08.01.2021 | DRG Instruments GmbH, Frauenbergstr. 18, 35039 Marburg Germany | Sample Tubes (Secondary) HYI-5391 | In Vitro | Tuba plastike per aparatin Hybrid XL. | Pajisje te diagnostikimit in vitro; paJisje laboratori
8696 | AMH HYE-5770 | \ | 08.01.2021 | DRG Instruments GmbH, Frauenbergstr. 18, 35039 Marburg Germany | AMH HYE-5770 | In Vitro | Reagent per percaktimin e testit te Anti Mullerian Hormone. | Pajisje te diagnostikimit in vitro; paJisje laboratori
8697 | Reagents for in vitro diagnostic | Swissmed sh.p.k | 08.01.2021 | TECO Medical Instruments, Production + Trading GmbH, Dieselstrasse 1, D-84088 Neufahrn NB, Germany | Reagents for in vitro diagnostic (sipas listës bashkëngjitur) | In Vitro | Reagent per percaktimin e testeve te koagulimit. | Pajisje te diagnostikimit in vitro; paJisje laboratori
8698 | Aneroid Sphygmomanometer: GB100, GB101, GB102, GB111, GB112, GD100, GD101, GD102, GD111, GD112, KJ-106, KJ-206C, GE100, GE111, GE112, KJ-207A | Pharma One shpk | 08.01.2021 | Rossmax Swiss GmbH Tramstrasse 16, CH-9442 Berneck, Switzerland | Aneroid Sphygmomanometer: GB100, GB101, GB102, GB111, GB112, GD100, GD101, GD102, GD111, GD112, KJ-106, KJ-206C, GE100, GE111, GE112, KJ-207A | l | Aparat manual per matjen e tensionit me stetoskop. | Instrumenta shumeperdorimesh
8699 | Mikro tuba hematokriti | Krijon sh.p.k | 08.01.2021 | Glaswarenenfabrik Karl Hecht GmbH & Co. KG, Stettener Strasse 22-24, 97647 Sondheim/Rhoen, Federal Republic of Germany | Micro hematocrit tubes heparinized - 563; Micro hematocrit tubesnot heparinized - 564; | In Vitro | Mikrotuba hematokriti qe sherbejne per matjen eperqindjes se volumit te qelizave te kuqe ne gjak | Tjeter
8700 | Alternating Pressure Mattresses: AM30, AM40 | Pharma One shpk | 08.01.2021 | Rossmax Swiss GmbH Tramstrasse 16, CH-9442 Berneck, Switzerland | Alternating Pressure Mattresses: AM30, AM40 | l | Dysheke kunder dekubituese. | Tjeter
8701 | Incubators: INxxmpuls, IFxxmplus, INxxm, IFxxm, xx=30/55/75/110/260/450/750 | Krijon shpk | 08.01.2021 | Memmert GmbH + Co. KG Äussere Rittersbacherstraße 38, D-91126 Schwabach, Deutschland | Incubators: INxxmpuls, IFxxmplus, INxxm, IFxxm, xx=30/55/75/110/260/450/750 | l | Inkubator me ngrohje dhe saktesi ngrohjeje optimale, i pershtatshem per aplikime ne mjekesi, farmaceutike, kimi ushqimore etj. | Pajisje laboratori
8702 | INTELECT MOBILE 2 | Net Electronics | 11.01.2021 | Djo France SAS Centre Européen de Frêt 3 rue de Bethar Mouguerre 64990 France | Intelect Mobile 2 (sipas listes bashkalidhur) | lla | Ultralazer qe perdor valet per rehabilitimin e muskujve ka te inkorporuar dhe elekroterapine | Tjeter
8703 | Sterile Absorbable Haemostatic Gelatin Sponge (CLINISPONGE): Standard 80x50x10mm, 70x50x10mm; Special 80x50x1mm, 70x50x1mm; Film 200x70x05mm; Dial 30x30x10mm; Tampon 80xØ30mm; Dental 10x10x10mm, 14x7x7mm; Powder 1gr | MOTO-MANIA shpk | 11.01.2021 | Yücel Medikal ve Tekstil Ürünleri san. Tic. Ltd. Şti. Selahaddin Eyyubi Mah. 1612 Sok. No: 19 34850 Eenyurt, Istanbul, Turkey | Sterile Absorbable Haemostatic Gelatin Sponge (CLINISPONGE): Standard 80x50x10mm, 70x50x10mm; Special 80x50x1mm, 70x50x1mm; Film 200x70x05mm; Dial 30x30x10mm; Tampon 80xØ30mm; Dental 10x10x10mm, 14x7x7mm; Powder 1gr | lll | Sfungjer hemostatik per ndalimin e hemoragjise pas heqjes se dhembit. | Pajisje dentare
8704 | Air driven dental handpieces MDK HANDPIECES™: MOKO 760K LED and 82 items | MOTO-MANIA shpk | 11.01.2021 | MDK Co., Ltd. #604, 138, Ilsan-ro, Ilsandong-gu, Goyang-si, Gyeonggi-do, 10442, Republic of KOREA | Air driven dental handpieces MDK HANDPIECES™: MOKO 760K LED and 82 items | lla | Instrumenta per perdorim terapeutik edhe protetik per klinikat dentare. | Pajisje dentare
8705 | Gutta Percha Cutter (Battery Powered) | MOTO-MANIA shpk | 11.01.2021 | Motion Dental Equipment Corporation 6F.-2, No.27, Ln. 61 Rd, Section 1, Guangfu Road, Sanchong District, New Taipei City, 241, Taiwan (R.O.C.) | Gutta Percha Cutter (Battery Powered) | l | Instrument dentar per prerjen e gutaperkave gjate aplikimit. | Pajisje dentare
8706 | POUCHES AND REELS "VeriSteril" | MOTO-MANIA shpk | 11.01.2021 | MEDIFIT s.r.l. Via Chiarini, 1 - 41037 Mirandola (MO) Italy | POUCHES AND REELS "VeriSteril" | l | Leter plastifikuese per paketimin e sterilizimit te instrumentave. | Pajisje dentare
8707 | Llampa operacioni dhe aksesore | Saer Medical | 12.01.2021 | Surgiris SAS 80 Rue de la Gare 59170 Croix, France | Llampa operacioni dhe aksesore (sipas listes bashkalidhur) | l | Llampa per salla kirurgjikale dhe aksesore | Pajisje elektromekanike
8708 | Allofit Alloclassic Instruments | Trimed sh.p.k | 12.01.2021 | Zimmer GmbH Sulzerallee 8 8404 Winterthur Switzerland | Allofit Alloclassic Instruments (sipas listës bashkëngjitur) | I | Instrumenta shumpërdorimësh që përdoren ne rastet e nderhyrjeve kirurgjikale te komponentit acetabular. | Instrumenta shumëpërdorimësh
8709 | Cages and Rings Instruments | Trimed sh.p.k | 12.01.2021 | Zimmer GmbH Sulzerallee 8 8404 Winterthur Switzerland | Cages and Rings Instruments (sipas listës bashkëngjitur) | I | Instrumenta shumpërdorimësh që përdoren ne rastet e nderhyrjeve kirurgjikale te komponentit acetabular dhe atyre te legenit. | Instrumenta shumëpërdorimësh
8710 | Avenir Hip System Instruments | Trimed | 12.01.2021 | Zimmer GmbH Sulzerallee 8, 8404 Winterthue, Switzerland | Avenir Hip System Instruments (sipas listes bashkalidhur) | lla | Pajisje te implantueshme qe perdoren per nderhyrjet kirurgjikale kokso-femorale dhe te legenit | Pajisje te implantueshme jo aktive
8711 | Avenir Hip System Instruments | Trimed | 12.01.2021 | Zimmer GmbH Sulzerallee 8, 8404 Winterthue, Switzerland | Avenir Hip System Instruments (sipas listes bashkalidhur) | l | Pajisje te implantueshme qe perdoren per nderhyrjet kirurgjikale kokso-femorale dhe te legenit | Pajisje te implantueshme jo aktive
8712 | Knee Instruments | Trimed sh.p.k | 12.01.2021 | Zimmer, Inc. 1800W, Center Street Warsaw, Indiana 46580, USA | Knee Instruments (sipas listës bashkëngjitur) | IIa | Pajisje të implantueshme aktive e cila perdoret per implantimin e komponenteve perkates per endoprotezimin e gjurit. | Pajisje të implantueshme aktive
8713 | General Instrumentation | Trimed | 12.01.2021 | Zimmer GmbH Sulzerallee 8, 8404 Winterthue, Switzerland | General Instrumentation (sipas listes bashkalidhur) | l | Instrumenta qe perdoren ne implantimin e protezave te artikulacioneve te medha te trupit | Instrumenta shumëpërdorimëshe
8714 | HYBRiD-XL Cuvettes (2880 pcs): HYI-5388 | SWISSMED shpk | 12.01.2021 | DRG Instruments GmbH Frauenbergstraße 18, D-35039 Marburg | HYBRiD-XL Cuvettes (2880 pcs): HYI-5388 | In Vitro | Kuveta plastike per aparatin Hybrid XL. | Pajisje te diagnostikimit in vitro
8715 | 25-OH Vitamin D (total): HYE-5334 | SWISSMED shpk | 12.01.2021 | DRG Instruments GmbH Frauenbergstraße 18, D-35039 Marburg | 25-OH Vitamin D (total): HYE-5334 | In Vitro | Reagent per percaktimin e testit 25-OH Vitamin d (total). | Pajisje te diagnostikimit in vitro
8716 | Analyzer DRG HYBRiD•XL®: HYB-5252 | SWISSMED shpk | 12.01.2021 | DRG Instruments GmbH Frauenbergstraße 18, D-35039 Marburg | Analyzer DRG HYBRiD•XL®: HYB-5252 | In Vitro | Pajisje automatike per diagnostikimin e testeve imunokimike dhe biokimike. | Pajisje te diagnostikimit in vitro
8717 | Coatron X Eco, Pro, Top | SWISSMED shpk | 12.01.2021 | TECO Medical Instruments Production and Trading GmbH Dieselstrasse 1, 84088 Neufahrn, Germany | Coatron X Eco, Pro, Top | In Vitro | Pajisje per testet e koagulimit. | Pajisje te diagnostikimit in vitro
8718 | Double cuvette: 19 000 02; Single cuvette: 20 000 02, 24 100 00; Cuvette 4 pos/ea: 80521 10; Cuvette 6 pos/ea: 80 560 00; Cuvette 6 pos/es (micro): 80 570 00 | SWISSMED shpk | 12.01.2021 | TECO Medical Instruments Production and Trading GmbH Dieselstrasse 1, 84088 Neufahrn, Germany | Double cuvette: 19 000 02; Single cuvette: 20 000 02, 24 100 00; Cuvette 4 pos/ea: 80521 10; Cuvette 6 pos/ea: 80 560 00; Cuvette 6 pos/es (micro): 80 570 00 | In Vitro | Kuveta plastike per pajisjet e koagulimit. | Pajisje te diagnostikimit in vitro
8719 | Hip Instruments with a Measuring Function | Trimed sh.p.k | 12.01.2021 | Zimmer, Inc. 1800W, Center Street Warsaw, Indiana 46580, USA | Townley Femur Caliper - 00-3895-000-00; Modular Austin Moore Hip Instrumentation Universal Femoral Head Gauge - 00-4556-004-00 | I | Instrumenta shumpërdorimësh që përdoren ne nderhurjet kirurgjikale të legenit. Mund të përdoren ne nderhyrjet per zevendesimin e komponentit femoral. | Instrumenta shumëpërdorimësh
8720 | Nasal Oxygen Cannulas: Nasal Oxygen Cannula, Nasal Cannula with sponge - Infant. Pediatric, Adult; Non-Rebreathing Masks: Adult standard, Pediatric standard, Adult elongated, Pediatric elongated, Infant; Oxygen Masks: Adult standard, Pediatric standard, Adult elongated, Pediatric elongated, Infant | O.E.S DISTRIMED shpk | 13.01.2021 | Bonree Medical Co., Ltd. No.4 Longzhu Garden, Wanmu Industrial Estate, Naniang 528451 Zhongshan, Guangdong, P.R.China | Nasal Oxygen Cannulas: Nasal Oxygen Cannula, Nasal Cannula with sponge - Infant. Pediatric, Adult; Non-Rebreathing Masks: Adult standard, Pediatric standard, Adult elongated, Pediatric elongated, Infant; Oxygen Masks: Adult standard, Pediatric standard, Adult elongated, Pediatric elongated, Infant | lla | Maska oksigjeni, maska jo rifymemarrese, kanjula nazale oksigjeni. | Pajisje anestezie dhe respiratore
8721 | Blue Eye, Submucosal Injection Agent; Blue Eye, Endoscopic Marker Ink | O.E.S DISTRIMED shpk | 13.01.2021 | The Standard Co., Ltd. 120, Gunpocheomdansaneop 2-ro, Gunpo-si, Gyeonggi-do, 15880, Korea | Blue Eye, Submucosal Injection Agent; Blue Eye, Endoscopic Marker Ink | llb | Markues Kirurgjikal, perdorim ne gastro-enterologji. | Pajisje nje perdorimeshe
8722 | Albumin BCG2 04U3020; Albumin BCG2 04U3030 | Labopharma sh.p.k | 13.01.2021 | Abbott Ireland Diagnostics Division Lisnamuck, Longford, Co. Longford, Ireland | Albumin BCG2 04U3020 (1044 tests); Albumin BCG2 04U3030 (3120 tests) | In Vitro | Reagente te cilet perdoren per gjetjen sasiore te albumines ne serumin njerezor dhe ne plazem ne analizatoret Alinity. | Pajisje të diagnostikimit in vitro
8723 | Amylase2 04T8520 | Labopharma sh.p.k | 13.01.2021 | Abbott Ireland Diagnostics Division Lisnamuck, Longford, Co. Longford, Ireland | Amylase2 04T8520 (640 tests) | In Vitro | Reagente te cilet perdoren per gjetjen sasiore te amilazes ne serumin njerezor dhe ne plazem me analizatoret Alinity. | Pajisje të diagnostikimit in vitro
8724 | Consolidated Chemistry Calibrator 04V6201 | Labopharma sh.p.k | 13.01.2021 | Abbott Ireland Diagnostics Division Lisnamuck, Longford, Co. Longford, Ireland | Consolidated Chemistry Calibrator 04V6201 | In Vitro | Kalibrator I cili perdoret per kalibrimin e testeve kimike klinike per matjen sasiore ne analizatoret Alinity. | Pajisje të diagnostikimit in vitro
8725 | Magnesium 08P1925; Magnesium 08P1934; | Labopharma sh.p.k | 13.01.2021 | Abbott Ireland Diagnostics Division Lisnamuck, Longford, Co. Longford, Ireland | Magnesium 08P1925 (720 tests); Magnesium 08P1934 (3600 tests); | In Vitro | Reagent qe perdoret per gjetjen sasiore te magnezit ne serumin njerezor, ne plazem dhe ne urine me analizatorin Alinity. | Pajisje të diagnostikimit in vitro
8726 | Total Protein2 04T8120; Total Protein2 04T8130 | Labopharma sh.p.k | 13.01.2021 | Abbott Ireland Diagnostics Division Lisnamuck, Longford, Co. Longford, Ireland | Total Protein2 04T8120 (800 tests); Total Protein2 04T8130 (3120 tests) | In Vitro | Reagent I cili perdoret per gjetjen sasiore te proteines totale ne serumin njerezor dhe ne plazem me analizatorin Alinity. | Pajisje të diagnostikimit in vitro
8727 | Transferrin 08P3824 (800 tests) | Labopharma sh.p.k | 13.01.2021 | Abbott Ireland Diagnostics Division Lisnamuck, Longford, Co. Longford, Ireland | Transferrin 08P3824 (800 tests) | In Vitro | Reagent I cili perdoret per gjetjen sasiore te transferines ne serumin njerezor dhe ne plazem me analizatorin Alinity. | Pajisje të diagnostikimit in vitro
8728 | Laboratory centrifuge | Biometric Albania | 14.01.2021 | Andreas Hettich GmbH & Co. KG Föhrenstraße 12, D-78532 Tuttlingen, Germany | Laboratory centrifuge: Mikro 220; Mikro 220R | In Vitro | Centrifuge per laborator. | Pajisje te diagnostikimit in vitro; Pajisje laboratori
8729 | Virus Collection and Preservation System: 5ml; 10ml | Biometric Albania | 14.01.2021 | Zhejiang Gongdong Medical Technology Co., Ltd. No.10 Beiyuan Ave., Huangyan, 318020 Taizhou, Zhejiang, R.P. of China | Virus Collection and Preservation System: 5ml; 10ml | l | Kontenitor per marrjen e ruajtjen e viruseve per analiza | Pajisje te diagnostikimit in vitro; Pajisje laboratori
8730 | Heater Cooler System Stöckert 3T | Gen-Albfarma | 14.01.2021 | LivaNova Deutschland GmbH Lindberghstraße 25, 80939 München, Germany | Heater Cooler System Stöckert 3T (sipas listes bashkalidhur) | llb | Pajisje qe siguron 3 qarqe per ngrohjen dhe ftohjen per pacientet me temperaturen e kardioplegjise | Pajisje elektromekanike
8731 | Stöckert S5; Sorin C5 | Gen-Albfarma | 14.01.2021 | LivaNova Deutschland GmbH Lindberghstraße 25, 80939 München, Germany | Stöckert S5; Sorin C5 (sipas listes bashkalidhur) | llb | Pajisje perfuzioni | Pajisje elektromekanike
8732 | Hip Instruments | Trimed sh.p.k | 14.01.2021 | Zimmer, Inc. 1800W, Center Street Warsaw, Indiana 46580, USA | Hip Instruments (sipas listës bashkëngjitur) | I | Instrumenta njëpërdorimësh që përdoren ne nderhyrjet kirurgjikale të legenit, mund të përdoren në nderhyrjet për zevendesimin e komponentit femoral. | Instrumenta shumëpërdorimësh
8733 | Traction and Decompression Therapy Systems and Accessories (sipas listes bashkengjitur) | Net Electronics shpk | 15.01.2021 | DJO, LLC 1430 Decision Street, Vista, California 92081, USA | Traction and Decompression Therapy Systems and Accessories (sipas listes bashkengjitur) | l, lla | Perdoret per terapine e dekompresionit spinal, nje forme e perparuar e terheqjes kurrizore per te lehtesuar dhimbjen dhe per te permiresuar sherimin. | Tjeter
8734 | Knee Instrumentation EU | Trimed | 15.01.2021 | Zimmer, Inc. 1800 W. Center Street Warsaw, Indiana 46580 USA | Knee Instrumentation EU (sipas listes bashkalidhur) | l | Instrumente shumeperdorimesh qe perdoren per endoprotezimin e gjurit | Instrumenta shumëpërdorimëshe
8735 | Knee Instruments; Orthopaedic Instruments; Knee System Trials | Trimed | 15.01.2021 | Zimmer Trabecular Metal Technology, Inc. (Zimmer and Implex) 10 Pomeroy Rd, Parsippany, NJ, 07054, United States | Knee Instruments; Orthopaedic Instruments; Knee System Trials (sipas listes bashkalidhur) | l; lla | Instrumente shumeperdorimesh qe perdoren per endoprotezimin e gjurit | Pajisje te implantueshme jo aktive; Instrumenta shumëpërdorimëshe
8736 | ARTROMOT® (sipas listes bashkengjitur) | Net Electronics shpk | 15.01.2021 | ORMED GmbH Bötzinger Str. 90, 79111 Freiburg Deutschland | ARTROMOT® (sipas listes bashkengjitur) | lla | Artromot sherbejne per imobilizim postoerator. | Tjeter
8737 | Chattanooga® Intelect RPW 2 Accessories (sipas listes bashkengjitur) | Net Electronics shpk | 15.01.2021 | DJO FRANCE SAS Centre Européen de Frêt, 3 rue de Bethar, 64990 Mouguerre, France | Chattanooga® Intelect RPW 2 Accessories (sipas listes bashkengjitur) | l | Aksesore qe ndihmojne pajisjen ne funksionin e saj. Pajisja vete perdor goditjet e shockwave per rehabilitimin e muskujve dhe kalcifikimeve te ndryshme. | Tjeter
8738 | Chattanooga® Intelect RPW 2 System (sipas listes bashkengjitur) | Net Electronics shpk | 15.01.2021 | DJO FRANCE SAS Centre Européen de Frêt, 3 rue de Bethar, 64990 Mouguerre, France | Chattanooga® Intelect RPW 2 System (sipas listes bashkengjitur) | lla | Pajisje qe perdor goditjet e shockwave per rehabilitimin e muskujve dhe kalcifikimeve te ndryshme. | Tjeter
8739 | Hip Instruments Class lla Provisionals | Trimed | 18.01.2021 | Zimmer, Inc. 1800 W. Center Street Warsaw, Indiana 46580 USA | Hip Instruments Class lla Provisionals (sipas listes bashkalidhur) | lla | Pajisje te implantueshme ne kirurgjine e legenit | Pajisje te implantueshme aktive
8740 | Implant and Instrument Cases | Trimed sh.p.k | 18.01.2021 | Zimmer, Inc. 1800W, Center Street Warsaw, Indiana 46580, USA | Implant and Instrument Cases (sipas listës bashkëngjitur) | I | Instrumenta shumperdorimesh, implante dhe kite instrumentesh, qe perdoren ne nderhyrje kirurgjikale dhe fraktura te ndryshme. | Instrumenta shumëpërdorimësh
8741 | Hip Instruments, Single Use (sipas listes bashkengjitur) | Trimed shpk | 18.01.2021 | Zimmer Inc. 1800 W. Center Street, Warsaw Indiana 46580, USA | Hip Instruments, Single Use (sipas listes bashkengjitur) | lla | Pajisje qe perdoren ne nderhyrjet kirurgjikale dhe fraktura te legenit. | Pajisje nje perdorimeshe
8742 | Knee Instruments | Trimed sh.p.k | 18.01.2021 | Zimmer, Inc. 1800W, Center Street Warsaw, Indiana 46580, USA | Knee Instruments, EU (sipas listës bashkëngjitur) | I | Instrumenta shumpërdorimësh që përdoren per implantimin e komponenteve perkates per endoprotezimin e gjurit. | Instrumenta shumëpërdorimësh
8743 | ADVANTAGE Cup Instrumentation (sipas listes bashkengjitur) | Trimed shpk | 18.01.2021 | Biomet France Plateau de Lautagne, 26000 Valence France | ADVANTAGE Cup Instrumentation (sipas listes bashkengjitur) | l, lla | Implante ortopedike dhe instrumenta shumeperdorimesh, qe perdoren ne nderhyrjet kirurgjikale dhe fraktura. | Instrumenta shumeperdorimesh
8744 | Continuum® and Trilogy® IT Acetabular Systems | Trimed sh.p.k | 18.01.2021 | Zimmer, Inc. 1800W, Center Street Warsaw, Indiana 46580, USA | Continuum® and Trilogy® IT Acetabular Systems (sipas listës bashkëngjitur) | III | Sistem i cili perdoret ne kirurgjine primare ne rastet e rehabilitimit te ijeve dhe kockes se legenit, qe mund te perdoret me ose pa cement. | Pajisje të implantueshme aktive
8745 | Instrumentation-Avantage Cup Instrumentation; General Instrumentation | Trimed | 18.01.2021 | Biomet France Plateau de Lautange 26000 Valence France | Instrumentation-Avantage Cup Instrumentation; General Instrumentation (sipas listes bashkalidhur) | l; lla | Implante ortopedike dhe instrumente shume perdorimeshe per nderhyrjen kirurgjikale dhe frakturave | Pajisje te implantueshme aktive; Instrumenta shumëpërdorimëshe
8746 | K-Clear Plus | Krijon | 18.01.2021 | KALTEK S.r.l. Via del Progresso n°2 - 35127 Padova(Italia ) | XYLENE SUBSTITUTE BASED ON ISOPARAFFINS :K-Clear Plus 1276 2.500ML BOTTIGLIA IN PET/ PET bottles; 1280 5.000 ml tanica in PET / PET tank; 1290 5.000 ml tanica in HDPE / HPDE talk | In Vitro | Eshte nje agjent pastrues i cili eshte zevendesues i ksilenit bazuar ne isoparafine, reagent pa arome, dhe jo toksik | Tjeter
8747 | Dekalcifikues acid | Krijon | 18.01.2021 | KALTEK S.r.l. Via del Progresso n°2 - 35127 Padova(Italia ) | Rapid Acid Decalcifier : 4159 | In Vitro | Dekalcifikues acid i shpejte qe ndihmon ne largimin e kalciumit ne monster | Tjeter
8748 | Dekalcifikues i shpejte | Krijon | 18.01.2021 | KALTEK S.r.l. Via del Progresso n°2 - 35127 Padova(Italia ) | Rapid Decalcifier : 2109 | In Vitro | Dekalcifikues i shpejte qe ndihmon ne largimin e kalciumit ne monster | Tjeter
8749 | K-Clear | Krijon | 18.01.2021 | KALTEK S.r.l. Via del Progresso n°2 - 35127 Padova(Italia ) | NATURAL XYLENE SUBSTITUTE : K-Clear 2.200ml - 1279; 5.000ml - 2278 | In Vitro | zevendesues natyral i ksileni qe perdoret ne procedurat histo/citologjike ne laborator | Tjeter
8750 | Eosine ne solucion ujor | Krijon | 18.01.2021 | KALTEK S.r.l. Via del Progresso n°2 - 35127 Padova(Italia ) | EOSINE AQUEOUS SOLUTION : 1000ML 1119; 500ML 1121 | In Vitro | Eshte ngjyrues qe perdoret per ngjyrosjen e mostrave ne histologji | Tjeter
8751 | Solucion eosine alkoolike | Krijon | 18.01.2021 | KALTEK S.r.l. Via del Progresso n°2 - 35127 Padova(Italia ) | EOSINE ALCOHOLIC SOLUTION : Solution 1% 2500 ml 1120; Solution 0.5% 500 ml 1122; Solution 0.5% 1000ml 1123; Solution 0.5% 2500ml 1501; 0.5% Modified solution 1000ml 1533 | In Vitro | Tretesire alkoolike eosine me sasi te ndryshme, perdoren per procedura rutine laboratorike si ngjyrosje materialesh me origjine humane | Tjeter
8752 | Ecomount - K | Krijon | 18.01.2021 | KALTEK S.r.l. Via del Progresso n°2 - 35127 Padova(Italia ) | MOUNT MEDIUM FOR MICROSCOPY : Ecomount - K 100ml 0605; 500ml 0608 | In Vitro | Terren qe perdoret per mikkroskop dhe eshte solucion qe sherben per vezhgimin e mostrave. | Tjeter
8753 | Hip Instruments Class lla attached to an active device | Trimed | 18.01.2021 | Zimmer, Inc. 1800 W. Center Street Warsaw, Indiana 46580 USA | Hip Instruments Class lla attached to an active device (sipas listes bashkalidhur) | lla | Pajisje te implantueshme ne kirurgjine e legenit | Pajisje te implantueshme aktive
8754 | Trauma Instruments (sipas listes bashkengjitur) | Trimed shpk | 18.01.2021 | Zimmer Inc. 1800 W. Center Street, Warsaw Indiana 46580, USA | Trauma Instruments (sipas listes bashkengjitur) | l | Instrumenta njeperdorimesh qe perdoren ne nderhyrjet kirurgjikale dhe fraktura te ndryshme. | Pajisje nje perdorimeshe
8755 | Solucion Formaldehid | Krijon | 18.01.2021 | KALTEK S.r.l. Via del Progresso n°2 - 35127 Padova(Italia ) | 4% FORALDEHYDE SOLUTION : 1.000ML Bottle, Standard 1609; 5.000ml Tank, Standard 1614; 10.000ml Tank, Standard 1617; 10.000ml Kubiform - PE bag in box, Standard 1618; 20.000ml Politainer Tank for Tissue Filling System, Standard 1619; 20.000ml Tank, Standard 1616; 25.000ml Tank, Standard 1611; 5.000ml Tank, pH7,2-7,4 1636; 10.000ml Tank, pH7,2-7,4 1637; 20.000ml Tank, pH7,2-7,4 1638. | In Vitro | Terren qe perdoret per mikroskop dhe eshte solucion qe sherben per vezhgimin e mostrave. | Tjeter
8756 | Knee Instruments, Provisionals | Trimed sh.p.k | 18.01.2021 | Zimmer, Inc. 1800W, Center Street Warsaw, Indiana 46580, USA | Knee Instruments, Provisionals (sipas listës bashkëngjitur) | IIa | Pajisje e implantueshme aktive e cila perdoret per endoprotezimin e gjurit. | Pajisje të implantueshme aktive
8757 | ENSEAL electrosurgical devices: NSLX125C, NSLX137C, NSLX145C | Evita shpk | 19.01.2021 | Ethicon Endo-Surgery,LLC 475 Calle C Guaynabo, Puerto Rico 00969 USA | ENSEAL electrosurgical devices: NSLX125C, NSLX137C, NSLX145C | llb | Instrumenta per perdorim kirurgjikal. | Instrumenta shumeperdorimesh
8758 | 136-Colostomy corset (Beige): S(1)-M(2)-L(3)-XL(4)-XXL(5); 952-Lymphedema Arm Sleeve (Beige): 1-2-3-4-5-6 | Evita shpk | 19.01.2021 | Varitex Ortopedi Sanayi A.S. Maltepe Mah., Aile Bahçe Sok., Litros Yolu, No: 10, 34010, Zeytinburnu, Istanbul - Turkey | 136-Colostomy corset (Beige): S(1)-M(2)-L(3)-XL(4)-XXL(5); 952-Lymphedema Arm Sleeve (Beige): 1-2-3-4-5-6 | l | Korse per kolostomi dhe menge krahu limfedeme. | Tjeter
8759 | Pulse oximeter | Montal | 20.01.2021 | Shenzhen IMDK Medical Technology Co., Ltd C Zone, 10F, Building 16 Yuanshan Industrial B Area, Gongming Street, Guaungming District 518106 Shenzhen P.R. of China | Pulse oximeter: C101H1; C101A3; C101A3; C101B1; C101B2 | lla | Pajisje qe sherben per matjen e nivelit te oksigjenit ne gjak | Pajisje diagnostikuese dhe terapeutike me rrezatim
8760 | Electronic Infrared Thermometer "JZIKI" | Montal | 20.01.2021 | Shenzhen Zhengkang Technology Co., Ltd Floor3, Building A, FuXing Street, HeHua Community, Longgang District, Shenzhen, Guang Dong, China | Electronic Infrared Thermometer "JZIKI" (JZK-601; JZK-602, JZK-603, JZK-604, JZK-605, JZK-606, JZK-607, JZK-608, JZK-609) | lla | Pajisje per matjen e tempeeratures pa prekje ne lekure | Pajisje diagnostikuese dhe terapeutike me rrezatim
8761 | LCD Monitor Panasonic - Code: EJ-MLA32wxyz (w=A-Z; x; z=A-Z; y=1-9 or blank) | Spitali Europian shpk | 20.01.2021 | Panasonic Healthcare Co., Ltd. 2131-1 Miamigata, Toon, Ehime 791-0395, Japan | LCD Monitor Panasonic - Code: EJ-MLA32wxyz (w=A-Z; x; z=A-Z; y=1-9 or blank) | l | Monitor per shfaqjen e imazheve ne procedurat mjekesore | Tjeter
8762 | Immuno Diagnosis Measuring Test Strip for Professional Use SelexOnTM PSA (IIM-0001PS) | Fedos-Uppsala sh.p.k | 20.01.2021 | OSANG Healthcare Co., Ltd. 132, Anyangcheondong-do, 14040, Republic of Korea | Immuno Diagnosis Measuring Test Strip for Professional Use SelexOn™ PSA (IIM-0001PS) | In Vitro | Teste strip imuno-diagnostifikuese laboratori te klasifikimit in vitro. | Pajisje te diagnostikimit in vitro;
8763 | CRP Rapid Quantitative Test | Fedos-Uppsala sh.p.k | 20.01.2021 | Xiamen Biotime Biotechnology Co., Ltd. 2F/3F/4F, No. 188, Pingcheng South Road, Haicang Street, Haicang District, Xiamen, Fujian 361026, P.R.China | CRP Rapid Quantitative Test | In Vitro | Teste strip imuno-diagnostifikuese laboratori te klasifikimit in vitro. | Pajisje te diagnostikimit in vitro;
8764 | D-Dimer Rapid Quantitative Test | Fedos-Uppsala sh.p.k | 20.01.2021 | Xiamen Biotime Biotechnology Co., Ltd. 2F/3F/4F, No. 188, Pingcheng South Road, Haicang Street, Haicang District, Xiamen, Fujian 361026, P.R.China | D-Dimer Rapid Quantitative Test | In Vitro | Teste strip imuno-diagnostifikuese laboratori te klasifikimit in vitro. | Pajisje te diagnostikimit in vitro;
8765 | Sterile viscous solution for intradermal use Saypha VOLUME Lidocaine | MEDIAL sh.p.k | 22.01.2021 | CROMA-PHARMA GmbH Industriezeile 6, 2100 Leobendorf AUSTRIA | Absorbable Implants viscoelastic product : Sterile viscous solution for intradermal use Saypha VOLUME Lidocaine | III | Pajisje mjekesore qe sherben per riparimin e rrudhave, rritjen e volumit te buzeve, rimodelimin e kontureve te lekures dhe trajtimin e lioatrofise per demtimet plaget dhe asimetrise morfologjike. | Tjeter
8766 | Alinity c | Pegasus sh.p.k | 22.01.2021 | BIOKIT, S.A. Avda. Can. Montcau, 7. 08186 Lilçà d'Amunt Barcelona - Spain | Alinity c (sipas listes bashkalidhur) | In Vitro | Jane reagente, kalibratore dhe kontrolle qe perdoren gjate analizave ne kampione te serumit njerezor, plazem dhe urine ne analizatoret Alinity | Pajisje te diagnostikimit in vitro
8766 | Alere NT-proBNP for Alinity | Pegasus sh.p.k | 20.01.2021 | Axis-Shield Diagnostics Limited, Luna Place, The Technology Park, Dundee, DD2 1XA, United Kingdom | Alere NT-proBNP for Alinity i Reagents FQBNP100 - 04S7920(200test)Alere NT-proBNP for Alinity i Reagents FQBNP500 - 04S7930 (1000 test);Alere NT-proBNP for Alinity i Controls FQBNP200-04S7910 & FQBNP201-04S7911;Alere NT-proBNP for Alinity i Calibrators : FQBNP300-04S7901 & FQBNP30-04S7902 | In Vitro | Eshte nje imunoanalize fluoreshente qe perdoret per percaktimin sasioor te peptidit N-terminal pro-Brain Natriuretik ne analizatorin Alinity | Pajisjet te diagnostikimit In Vitro
8767 | Alere NT-proBNP for Architect | Pegasus sh.p.k | 20.01.2021 | Axis-Shield Diagnostics Limited, Luna Place, The Technology Park, Dundee, DD2 1XA, United Kingdom | Alere NT-proBNP for Architect Reagent: FRBNP100 - 2R10-25(100test), FRBNP500 - 2R10-35(500test); Alere NT-proBNP for Architect Controls: FRBNP200 - 2R10-10, FRBNP201 - 2R10-11; Alere NT-proBNP for Architect Calibrators: FRBNP300 - 2R10-01; FRBNP301 - 2R10-02; | In Vitro | Eshte nje imunoanalize fluoreshente qe perdoret per percaktimin sasioor te peptidit N-terminal pro-Brain Natriuretik ne analizatorin Architect | Pajisjet te diagnostikimit In Vitro
8768 | VP2000 | Pegasus sh.p.k | 20.01.2021 | Abbott Molecular Inc. 1300 E.Touhy Ave. Des Plaines II 60018 USA | VP2000 (sipas listes bashkalidhur) | In Vitro | Eshte aparature e cila perdor protokolle Vysis te pre-programuara per hibridizimin in situ fluoreshent (FISH) per aplikime si heqja e parafines dhe protokollet e para-trajtimeve te kampioneve per Vysis UroVysion Bladder Cancer Kit dhe Vysis ALK Break Apart FISH Probe Ki | Pajisjet te diagnostikimit In Vitro
8769 | Panbio™ COVID-19 Ag Rapid Test Device (Nasal): 41FK11 | Pegasus sh.p.k | 20.01.2021 | Abbott Rapid Dignostics Jena GmbH Orlaweg 1, 07743 Jena, Germany | Panbio™ COVID-19 Ag Rapid Test Device (Nasal): 41FK11 | In Vitro | Test diagnostikimi in vitro qe sherben per percaktimin e antigjenit SARS-CoV-2 (Ag) me metoden PCR. | Pajisje te diagnostikimit in vitro
8770 | MOM Zero Shampoo | DELTA PHARMA - AL shpk | 25.01.2021 | ACEL pharma S.r.l. Beinasco (TO), 10092, Via A. Manzoni 2, Italy | MOM Zero Shampoo | l | Shampoo per heqjen mekanike te paraziteve te kokes, vezeve dhe larvave te tyre. | Pajisje terapie komplementare
8771 | Carrello Professional Power: MOVI RACK | Spitali Europian shpk | 25.01.2021 | Bieffe Italia S.r.l Viale Lincoln 178-81100 Caserta (Italy) | Carrello Professional Power: MOVI RACK | l | Pajisje qe suporton dhe transporton pajisjet mjekesore. | Tjeter
8772 | Pendants ACP-90; MSP-90;MTP-90; HSP-90; HTP-90; DAP-90 | Montal sh.p.k | 25.01.2021 | MEDIKAR HASTANE VE TIBBI SISTEMLER YAPI TAAHHUT TESISAT IMALAT SANAYI TICARET LIMITED SIRKETI Mersin-Tarsus Organize Sanayi Bolgesi Cumhuriyet Bulvari No.13 33400 Akdeniz, Mersin, Turkey | Pendants ACP-90; MSP-90;MTP-90; HSP-90; HTP-90; DAP-90 | IIa | Njesi me krahe te levizshme, te montuara ne menyre permanente ne tavanet e sallave te aperacioneve ose te reparteve te trajtimit intensiv per te realizuar furnizimin me energji elektrike dhe gaze mjekesore si dhe per mbajtjen e pajisjeve te tjera mjekesore. | Pajisje elektomekanike
8773 | ADVIA® 2120 w/Dual aspirator GoHS | Labor Dr. Limbach Heidelberg Germany | 26.01.2021 | Siemens Healthcare Diagnostics Inc. 511 Benedict Avenue, Tarrytown, NY, 10591-5097, USA | ADVIA 2120i Hematology System : ADVIA 2120i without Autosampler 11219531; ADVIA 2120i with SAA Autosampler 11219530; ADVIA 2120i with DAA Autosampler 11219529 |  | Pajisje hematologjike per analizen e formules se gjakut | Pajisje te diagnostikimit in vitro; Pajisje laboratori
8774 | Atellica® SH Sample Handler prime inkl.magline | Labor Dr. Limbach Heidelberg Germany | 26.01.2021 | Siemens Healthcare Diagnostics Inc. 511 Benedict Avenue, Tarrytown, NY, 10591-5097, USA | Atellica SH : SH prime 11069001; SH additional 11069004 | In Vitro | Pajisje per mbajtjen e mostrave | Pajisje te diagnostikimit in vitro; Pajisje laboratori
8775 | Atellica® CH 930 Analyzer | Labor Dr. Limbach Heidelberg Germany | 26.01.2021 | Siemens Healthcare Diagnostics Inc. 511 Benedict Avenue, Tarrytown, NY, 10591-5097, USA | Atellica CH 930 Analyzer : 11067000 | In Vitro | Pajisje per kryerjen e testeve biokimike | Pajisje te diagnostikimit in vitro; Pajisje laboratori
8776 | Atellica IM 1600 Analyzer | Labor Dr. Limbach Heidelberg Germany | 26.01.2021 | Siemens Healthcare Diagnostics Inc. 511 Benedict Avenue, Tarrytown, NY, 10591-5097, USA | Atellica IM 1600 Analyzer : Atellica IM 1600 - 11066000; Atellica IM 3600 - 11066001; | In Vitro | Pajisje per kryerjen e testeve imunologjike | Pajisje te diagnostikimit in vitro; Pajisje laboratori
8777 | CLINITEK Novus® | Labor Dr. Limbach Heidelberg Germany | 26.01.2021 | Siemens Healthcare Diagnostics Inc. 511 Benedict Avenue, Tarrytown, NY, 10591-5097, USA | CLINITEK Novus® (sipas listes bashkalidhur) | In Vitro | Pajisje per testet e koagulimit | Pajisje te diagnostikimit in vitro; Pajisje laboratori
8778 | BioRoot™ RCS: 245S-309S | EURODENTA shpk | 27.01.2021 | Septodont 58 rue du Pont De Creteil 94107 Saint Maur des Fosses, Cedex - France | BioRoot™ RCS: 245S-309S | lll | Material mbushes per kanalet e rrenjeve. | Pajisje dentare
8779 | EVA Intima Moist Long Acting | Winpharma shpk | 27.01.2021 | Ioulia & Irene Tseti Pharmaceutical Laboratories S.A (Distinctive Title: INTERMED) 27, Kalyftaki Str, Kifissia, 14564, Greece | EVA Intima Moist Long Acting | lla | Xhel hidratues vaginal me acid hialuronik qe rigjeneron, hidraton dhe mbron mukozen vaginale. Gjithashtu permban polimere hidrofilike qe mirmbajne lageshtine normale ne vagine. Rregullon djegien gjate crregullimeve te pH pas fundit te ciklit menstrual. | Tjeter
8780 | EVA Intima Restore Ovules | Winpharma shpk | 27.01.2021 | Ioulia & Irene Tseti Pharmaceutical Laboratories S.A (Distinctive Title: INTERMED) 27, Kalyftaki Str, Kifissia, 14564, Greece | EVA Intima Restore Ovules | lla | Ovula vaginale me acid hialuronik, acid laktik, bioecolia, ekstrakt kamomili, aloe, kalendul, qe ndihmon ne sherimin e mukozes vaginale te atrofizuar ose te demtuar dhe ne rregullimin e pH vaginal. | Tjeter
8781 | Miscellaneous Knee Instrumentation Devices | Trimed | 27.01.2021 | Biomet Orthopaedics, 56 East Bell Drive, P.O Box 587, Warsaw, Indiana, 46581 USA | Miscellaneous Knee Instrumentation Devices | I; IIa | Instrumenta shumeperdorimesh, te cilet perdoren per implantimin e komponenteve perkates per endoprotezimin e gjurit | Instrumenta nje perdorimesh
8782 | Eva Intima Baking Soda Douche | Winpharma | 27.01.2021 | Ioulia and Irene Tseti Pharmaceutical Laboratories S.A.(Distinctive Title: INTERMED) 27 Kalyftaki Str., GR 14564, Kifissia, Athens, Greece | EVA Intima Baking Soda Douche | IIa | Dush vaginal per pastrimin efektiv te sekrrecioneve vaginale me origjine mykotike | Tjeter
8783 | Eva Intima Chamomile Douche | Winpharma | 27.01.2021 | Ioulia and Irene Tseti Pharmaceutical Laboratories S.A.(Distinctive Title: INTERMED) 27 Kalyftaki Str., GR 14564, Kifissia, Athens, Greece | EVA Intima Chamomile Douche | IIa | Dush vaginal per pastrimin efektiv te sekrrecioneve vaginale me origjine Bakteriale | Tjeter
8784 | Eva Intima Medival | Winpharma | 27.01.2021 | Ioulia and Irene Tseti Pharmaceutical Laboratories S.A.(Distinctive Title: INTERMED) 27 Kalyftaki Str., GR 14564, Kifissia, Athens, Greece | EVA Intima Medival | IIa | Krem xhel i tretshem ne uje per te siguruar ne menyre efektive perballjen kunder ndjesive te kruarjes, djegies ne zonen intime | Tjeter
8785 | EVA INTIMA RESTORE GEL | Winpharma sh.p.k | 28.01.2021 | IOULIA & IRENE TSETI PHARMACEUTICAL LABORATORIES S.A (Distinctive Title: INTERMED) 27, Kalyftaki Str, Kifissia, 14564, Greece | EVA INTIMA RESTORE GEL | IIa | Xhel vaginal me acid healuronik, acid laktik, bioecolia, ekstrakt kamomili, aloe, kalendul, qe ndihmon ne sherimin e mukozes vaginale te atrofizuar ose te demtuar dhe ne rregullimin e ph vaginal. | Tjeter
8786 | EVA INTIMA LACTIC OVULES | Winpharma sh.p.k | 28.01.2021 | IOULIA & IRENE TSETI PHARMACEUTICAL LABORATORIES S.A (Distinctive Title: INTERMED) 27, Kalyftaki Str, Kifissia, 14564, Greece | EVA INTIMA LACTIC OVULES | IIa | Ovula qe rregullojne pH ne vagine. Gjithashtu qeteson kruarjen, acarimet dhe djegien gjate crregullimeve te pH pas fundit te ciklit menstrual. | Tjeter
8787 | MNB 230 - Manual Patient Bed, 3 Adjustments MT 01 - Antibacterial Foam Mattress | MONTAL shpk | 01.02.2021 | Proma Medikal Ltd. Şti. Sirasöğüt Mah. Gaziantep Cad. No: 3 Şahinbey/Gaziantep, Turkey | MNB 230 - Manual Patient Bed, 3 Adjustments MT 01 - Antibacterial Foam Mattress | l | Shtrat pacienti gjinekologjik me rregullim elektronik te shpinores, te lartesise dhe te funksionimit trendelenburg me telekomande. | Pajisje per mobilim spitalor
8788 | C-arms, radiographic/fluoroscopic units: Robin | ALBAPHOTO shpk | 01.02.2021 | Assing S.p.A. Via E. Amaldi, 14 - 00015 Monterotondo, Roma, Italy | C-arms, radiographic/fluoroscopic units: Robin | llb | Njesi c-arm radiografike/fluoroskopike e levizshme. | Pajisje diagnostikuese dhe terapeutike me rrezatim
8789 | Surgical Table - Surgery 8600, Surgery 8900 Modular | ALBAPHOTO shpk | 01.02.2021 | Dixion Vertrieb medizinischer Geräte GmbH Couvenstraße 6, 40211 Düsseldorf, Germany | Surgical Table - Surgery 8600, Surgery 8900 Modular | l | Tavoline operacioni. | Pajisje per mobilim spitalor
8790 | Luminaries - Convelar 1675 LED, Convelar 1677 LED | ALBAPHOTO shpk | 01.02.2021 | Dixion Vertrieb medizinischer Geräte GmbH Couvenstraße 6, 40211 Düsseldorf, Germany | Luminaries - Convelar 1675 LED, Convelar 1677 LED | l | Pajisje drite per operacione. | Pajisje per mobilim spitalor
8791 | Anesthesia Machine - Practice 3000, Practice 3100, Practice 3200, Practice 3700, Practice 3800 | ALBAPHOTO shpk | 01.02.2021 | Dixion Vertrieb medizinischer Geräte GmbH Couvenstraße 6, 40211 Düsseldorf, Germany | Anesthesia Machine - Practice 3000, Practice 3100, Practice 3200, Practice 3700, Practice 3800 | llb | Pajisje anestezie. | Pajisje anestezie dhe respiratore
8792 | Nithya (Collagen powder vials, sterile); Linerase (Collagen powder vials, sterile); Biorev (Collagen powder vials, sterile) | CAPO-AP shpk | 01.02.2021 | EURORESEARCH S.r.l. Via Larga, 15 - 20122 Milano (MI) Italia | Nithya (Collagen powder vials, sterile); Linerase (Collagen powder vials, sterile); Biorev (Collagen powder vials, sterile) | lll | Flakon me perberje kolagjeni ne forme pluhuri, per injektim ne fytyre dhe trup. | Pajisje te implantueshme jo aktive
8793 | Cryo 6 | CAPO-AP shpk | 01.02.2021 | Zimmer MedizinSysteme GmbH Junkersstr. 9, 89231 Neu-Ulm, GERMANY | Cryo 6 | lla | Pajisje ftohese qe i bashkangjitet lazerave per epilim per nje trajtim me sa me pak dhimbje. | Tjeter
8794 | Widex: UNIQUE; Widex EVOKE - Hearing Aid (sipas listes bashkengjitur) | Widex - Albania shpk | 01.02.2021 | Widex A/S Nymøllevej 6, 3540 Lynge, DENMARK | Widex: UNIQUE; Widex EVOKE - Hearing Aid (sipas listes bashkengjitur) | lla | Aparat degjimi, pajisje e vogel elektronike qe mbahet brenda ne vesh dhe pas veshit. | Pajisje asistive per persona me aftesi te kufizuar
8795 | Sysmex CA 660 | Labor Dr. Limbach Heidelberg Germany | 01.02.2021 | SYSMEX CORPORATION 1-5-1 Wakinohama-Kaigandori, Chuo-ku, Kobe 651-0073 Japan | Automated Blood Coagulation Analyzer CA-600 Series : CA-660 | In Vitro | Pajisje per kryerjen e testeve te koagulimit | Pajisje te diagnostikimit in vitro; Pajisje laboratori
8796 | Chemiluminescence Immunoassay Analyzer | Labor Dr. Limbach Heidelberg Germany | 01.02.2022 | SHENZEN YHLO BIOTECH CO., LTD. Building 1, YHLO Biopark, Baolong 2nd Road, baolong Subdistricts, longgang District, 518116 Shenzen, PR of China | Chemiluminescence Immunoassay Analyzer : iFlash 1800-A C6104 | In Vitro | Pajisje per kryerjen e testeve imunologjike | Pajisje te diagnostikimit in vitro; Pajisje laboratori
8797 | iFlash Chemiluminescence Immunoassay Analyzer | Labor Dr. Limbach Heidelberg Germany | 02.02.2021 | SHENZEN YHLO BIOTECH CO., LTD. Building 1, YHLO Biopark, Baolong 2nd Road, baolong Subdistricts, longgang District, 518116 Shenzen, PR of China | iFlash Chemiluminescence Immunoassay Analyzer (sipas listes bashkalidhur) | In Vitro | Pajisje per kryerjen e testeve imunologjike | Pajisje te diagnostikimit in vitro; Pajisje laboratori
8798 | Ndricues LED | Labor Dr. Limbach Heidelberg Germany | 02.02.2021 | Dr.Mach GmbH & Co. KG, Flossmannstrasse 28, D-85560 Ebersberg, Germany | MACH LED 115C | I | Ndricues led per ekzaminime | Tjeter
8799 | Transport/Standing chair | Labor Dr. Limbach Heidelberg Germany | 02.02.2021 | GREINER GmbH, Wettestrasse 1, 74385 Pleidelsheim, Germany | Transport/Standing chair : Sita 4490000; 4490200 | I | Poltron per marrje gjaku | Tjeter
8800 | Mikroskop | Labor Dr. Limbach Heidelberg Germany | 02.02.2021 | Carl Zeiss Suzhou Co., Ltd., Modern Industrial Square 3-B, No.333 Xing Pu Road, Suzhou Industrial Park, 215126, Suzhou, China | Microscopes : Axiolab 5 | In Vitro | Mikroskop ekzaminimi | Pajisje laboratori
8801 | Centrifuge laboratori | Labor Dr. Limbach Heidelberg Germany | 02.02.2021 | Andreas Hettich GmbH & Co. KG, Föhrenstrasse 12, 78532 Tuttlingen, Germany | Laboratory Centrifuge : ROTINA 380; ROTINA 380R | In Vitro | Centrifuge laboratori | Pajisje laboratori
8802 | Intra Oral Camera: DA-300, DA-MC01, DA-100, DA-200, DA-500, DA-600, DA-PTC01, DA-PTC02, DA-PTC03, DA-U01, DA-U02, DA-ST01, DA-X1, DA-X2, DA-X3, DA-W01, DA-W02 | MOTO-MANIA shpk | 03.02.2021 | Foshan Dade Medical Technology Co., Ltd. F4-4.Block 2, No 117 Zhangcha 1 Road. Chancheng Foshan, Guangdong, China | Intra Oral Camera: DA-300, DA-MC01, DA-100, DA-200, DA-500, DA-600, DA-PTC01, DA-PTC02, DA-PTC03, DA-U01, DA-U02, DA-ST01, DA-X1, DA-X2, DA-X3, DA-W01, DA-W02 | l | Kamera intraorale. | Pajisje dentare
8803 | Dental Implant Unit: Implanter, Implanter LED, Implant-X, Implant-X LED | MOTO-MANIA shpk | 03.02.2021 | Guilin Woodpecker Medical Instrument Co., Ltd. Information Industrial Park Guilin National High-Tech Zone Guilin 541004 Guangxi China | Dental Implant Unit: Implanter, Implanter LED, Implant-X, Implant-X LED | lla | Pajisje per vendosjen dhe aplikimin e te gjitha llojeve te implanteve dentare. | Pajisje dentare
8804 | Success CD (fluorescent coldpolymerising paste-paste system for the productions of temporary crowns, bridges, inlays and onlays); Composan bio-esthetic (Light-curing Ormocer based dental restorative material); Composan LCM / flow (Universal, light-curing, radiopaque micro hybrid dental composite filling material); Composan cream (Universal, light-curing, radiopaque micro-hybrid dental composite filling material) | MOTO-MANIA shpk | 03.02.2021 | Promedica Dental Material GmbH Domagstraße 31, 24537 Neumünster Germany | Success CD (fluorescent coldpolymerising paste-paste system for the productions of temporary crowns, bridges, inlays and onlays); Composan bio-esthetic (Light-curing Ormocer based dental restorative material); Composan LCM / flow (Universal, light-curing, radiopaque micro hybrid dental composite filling material); Composan cream (Universal, light-curing, radiopaque micro-hybrid dental composite filling material) | lla | 1. Material paste paste me baze kompoziti per pergatitjen e dhembeve dhe urave provizore. 2. Kompozit foto polimerizues nano ceranm per mbushje te gradave I-V. 3. Kompozit foto polimerizues mikro hibrid per mbushje I,II,V. 4. Kompozit foto polimerizues mikro hibrid per mbushje anteriore dhe posteriore. | Pajisje dentare
8805 | Dental Unit: KLT-6220 | MOTO-MANIA shpk | 03.02.2021 | Foshan Roson Medical Instruments Co., Ltd. No. 9 Henggui Mid-Road, Lianhe Industrial Zone, Luocun Shishan Town, Nanhai District Foshan City, Guangdong Province, China | Dental Unit: KLT-6220 | lla | Poltron dentar. | Pajisje dentare
8806 | Suprasorb CNP P3 Kits | Gen-Albfarma | 03.02.2021 | Lohmann & Rauscher International GmbH & Co. KG, Westerwaldstrasse 4, 56579 Rengsdorf, Germany | Procedure Packs / Set Systems : Suproasorb® CNP P3 Kits : 34010; 34011; 34012; 34030; 34031;34032; 34015; 34020; 34021; 34022; 34040; 34041; 34042; 139451 | Is; Sistem ose pakete proçeduriale | Janes ete sistemesh te materialeve si garza apo shkum per pastrim te jane ne funskion te suprasorb CNP e cila eshte pajisje qe ben pastrimin e plageve me vakuum | Pajisje nje perdorimeshe
8807 | Sigma 2-7, Laboratory Centrifuge | Swissmed | 03.02.2021 | Sigma Laborzentrifugen GmbH, An der Unteren Söse 50, 37520 Osterode, Germany | Laboratory Centrifuge : Sigma 2-7 IVD 10227 | In Vitro | Pajisje te diagnostikimit in vitro, centrifuge laboratori | Pajisje te diagnostikimit in vitro; Pajisje laboratori
8808 | Leukoplaste | Labor Dr. Limbach Heidelberg Germany | 03.02.2021` | BSN medical GmbH, Quickbornstrasse 24, 20253 hamburg, Germany | Leukosilk®; Cutisoft® Cotton (sipas listes bashkalidhur) | I | Leukoplaste dhe garza prej pambuku per pastrimin e plageve | Pajisje njeperdorimeshe
8809 | Reagente | Labor Dr. Limbach Heidelberg Germany | 03.02.2022 | Siemens Healthcare Diagnostics Inc. 511 Benedict Avenue, Tarrytown, NY, 10591-5097, USA | CLINITEK Atlas™ Control Strips ; CLINTEK Atlas™ Reagents; CLINITEK Novus™ Reagents (sipas listes bashkalidhur) | In Vitro | Reagente dhe stripsa per analizen e urines | Pajisje te diagnostikimit in vitro; Pajisje laboratori
8810 | Clinitek Atlas & Clinitek Novus (Calibrators and Rinse Additive) | Labor Dr. Limbach Heidelberg Germany | 04.02.2021 | Siemens Healthcare Diagnostics Inc. 511 Benedict Avenue, Tarrytown, NY, 10591-5097, USA | Clinitek Atlas & Clinitek Novus (Calibrators and Rinse Additive) (sipas listes bashkalidhur) | In Vitro | Kalibrator per pajisjet laboratorike te kryerjes se analizave | Pajisje te diagnostikimit in vitro; Pajisje laboratori
8811 | Coagulation reagents, Instruments and accessories | Labor Dr. Limbach Heidelberg Germany | 04.02.2021 | SYSMEX CORPORATION 1-5-1 Wakinohama-Kaigandori, Chuo-ku, Kobe 651-0073 Japan | Coagulation Reagents; Coagulation Instruments; Coagulation Accessories (sipas listes bashkalidhur) | In Vitro | Reagente, instrumenta dhe aksesore per koagulimin e gjakut | Pajisje te diagnostikimit in vitro; Pajisje laboratori
8812 | Reagente, kalibratore dhe quality controls Atellica IM1600 | Labor Dr. Limbach Heidelberg Germany | 04.02.2021 | Siemens Healthcare Diagnostics Inc. 511 Benedict Avenue, Tarrytown, NY, 10591-5097, USA | Reagents;Controls;Calibrators (sipas listes bashkalidhur) | In Vitro | Reagente, kalibratore dhe quality controls Atellica IM1600 | Pajisje te diagnostikimit in vitro; Pajisje laboratori
8813 | Oxylog VE300 | MSE sh.p.k | 04.02.2021 | Dragerwerk AG&Co. KGaA Moislinger Alle 53-55, 23542 Lubeck, Germany | Oxylog VE300 (sipas listës bashkëngjitur) | IIb | Ventilator portabel qe mund te transportohet dhe ne autoambulance per pacientet qe kane nevoje per marrje oksigjeni. | Tjeter
8814 | Reagente, kalibratore dhe quality controls Atellica IM1600 | Labor Dr. Limbach Heidelberg Germany | 04.02.2021 | Siemens Healthcare Diagnostics Inc. 511 Benedict Avenue, Tarrytown, NY, 10591-5097, USA | Reagents;Controls;Calibrators (sipas listes bashkalidhur) | In Vitro | Reagente, kalibratore dhe quality controls Atellica IM1600 | Pajisje te diagnostikimit in vitro; Pajisje laboratori
8815 | Reagente, kalibratore dhe quality controls Atellica IM1601 | Labor Dr. Limbach Heidelberg Germany | 04.02.2021 | Siemens Healthcare Diagnostics Inc. 511 Benedict Avenue, Tarrytown, NY, 10591-5097, USA | Reagents;Controls;Calibrators (sipas listes bashkalidhur) | In Vitro | Reagente, kalibratore dhe quality controls Atellica IM1601 | Pajisje te diagnostikimit in vitro; Pajisje laboratori
8816 | Microscope Slides | Labor Dr. Limbach Heidelberg Germany | 04.02.2021 | Süsse Labortechnik GmbH & Co. KG, Kasseler Strasse 76, 34281 Gudensberg, Germany | Microscope Slides (sipas listes bashkalidhur) | In Vitro | Lama dhe lamela mikroskopi | Pajisje te diagnostikimit in vitro; Pajisje laboratori
8817 | Tuba per transport | Labor Dr. Limbach Heidelberg Germany | 04.02.2021 | nerbe plus GmbH & Co. KG, Porschestrasse 25, 21423 Winsen (Luhe), Germany | Transportation Tubes (sipas listes bashkalidhur) | In Vitro | Tuba per transport materialesh laboratorike, pipeta, kontenitor etj | Pajisje te diagnostikimit in vitro; Pajisje laboratori
8818 | ADVIA® Hematology | Labor Dr. Limbach Heidelberg Germany | 04.02.2021 | Siemens Healthcare Diagnostics Inc. 511 Benedict Avenue, Tarrytown, NY, 10591-5097, USA | ADVIA® Hematology (sipas listes bashkalidhur) | In Vitro | Reagente, kalibratore dhe kontrolle per ADVIA® Hematology | Pajisje te diagnostikimit in vitro; Pajisje laboratori
8819 | ADVIA® 2120i | Labor Dr. Limbach Heidelberg Germany | 04.02.2021 | Siemens Healthcare Diagnostics Inc. 511 Benedict Avenue, Tarrytown, NY, 10591-5097, USA | ADVIA® 2120i (sipas listes bashkalidhur) | In Vitro | Reagente, kalibratore dhe kontrolle per ADVIA® Hematology | Pajisje te diagnostikimit in vitro; Pajisje laboratori
8820 | ADVIA® Hematology | Labor Dr. Limbach Heidelberg Germany | 04.02.2021 | Siemens Healthcare Diagnostics Inc. 511 Benedict Avenue, Tarrytown, NY, 10591-5097, USA | ADVIA® Hematology (sipas listes bashkalidhur) | In Vitro | Reagente, kalibratore dhe kontrolle per ADVIA® Hematology | Pajisje te diagnostikimit in vitro; Pajisje laboratori
8821 | ADVIA® Hematology | Labor Dr. Limbach Heidelberg Germany | 04.02.2021 | Siemens Healthcare Diagnostics Inc. 511 Benedict Avenue, Tarrytown, NY, 10591-5097, USA | ADVIA® Hematology (sipas listes bashkalidhur) | In Vitro | Reagente, kalibratore dhe kontrolle per ADVIA® Hematology | Pajisje te diagnostikimit in vitro; Pajisje laboratori
8822 | Pajisje mjekesore matese | Rejsi Farma sh.p.k | 04.02.2021 | Bosch + Sohn GmbH & Co. KG Bahnhofstraße 64, 72417 Jungingen, Germany | Electronic Thermometer; Thermometer, infrared; Non invasive blood pressure units with aneroid manometer; Electronic non invasive blood presuure units | Im; IIa | Termometer me infrared; aparat tensioni | Tjeter
8823 | Pulse Oximeter | Farmatech sh.p.k | 05.02.2021 | CONTEC MEDICAL SYSTEMS CO., LTD No.112 Qinhuang West Street, Economic & Technical Development Zone, Qinhuangdao, Hebei Province, PR OF CHINA | Pulse Oximeter : PO35 | IIb | Oksimeter pulsi per te matur saturimin e oksigjenit ne gjak | Tjeter
8824 | Sentinex® PRO OP-Mantel Standard, Basic, Special, Special Plus; Sentinex® PRO Surgical Gown Standard, Basic, Special, Special Plus (sipas listes bashkengjitur) | Gen-Alb Farma shpk | 08.02.2021 | Lohmann & Rauscher Inernational GmbH & Co. KG Westerwaldstraße 4, 56579 Rengsdorf, GERMANY | Sentinex® PRO OP-Mantel Standard, Basic, Special, Special Plus; Sentinex® PRO Surgical Gown Standard, Basic, Special, Special Plus (sipas listes bashkengjitur) | l | Mantele dhe perparese me material SMMS qe eshte shume i lehte dhe mbron nga bakteret dhe lengjet. Siguron qarkullimin e ajri, nxehtesise dhe avullit te ujit, zvogelon ngarkesat termofiziologjike. | Pajisje nje perdorimeshe
8825 | Suprasorb® CNP Tiefendrainage: 33700 | Gen-Alb Farma shpk | 08.02.2021 | Lohmann & Rauscher Inernational GmbH & Co. KG Westerwaldstraße 4, 56579 Rengsdorf, GERMANY | Suprasorb® CNP Tiefendrainage: 33700 | llb | Aksesor i Suprasorb, Tub qe sherben per kullimin e gjakut dhe vendoset drejt per drejt ne plage. | Pajisje nje perdorimeshe
8826 | Vclip® Ligating Clip Applier: 0301-07M28, 0301-07S28 | ARLI PHARMA shpk | 09.02.2021 | Grena Ltd. 100 Great West Road Brentford, Middlesex TW8 9HH, United Kingdom | Vclip® Ligating Clip Applier: 0301-07M28, 0301-07S28 | l | Instrument qe sherben per vendosjen e klipeve titanium. | Instrumenta shumeperdorimesh
8827 | LigaV® Ligating Clip Appliers: 0301-02MLE | ARLI PHARMA shpk | 09.02.2021 | Grena Ltd. 100 Great West Road Brentford, Middlesex TW8 9HH, United Kingdom | LigaV® Ligating Clip Appliers: 0301-02MLE | l | Instrument qe sherben per vendosjen e klipeve titanium. | Instrumenta shumeperdorimesh
8828 | LigaV® Ligating Clips, VClip® Ligating Clips: 0301-01ML04, 0301-06S, 0301-06S10, 0301-06M, 0301-06ML10 | ARLI PHARMA shpk | 09.02.2021 | Grena Ltd. 100 Great West Road Brentford, Middlesex TW8 9HH, United Kingdom | LigaV® Ligating Clips, VClip® Ligating Clips: 0301-01ML04, 0301-06S, 0301-06S10, 0301-06M, 0301-06ML10 | llb | Klipe qe sherbejne per qepjen e eneve te gjakut. | Pajisje nje perdorimeshe
8829 | Oxygen Concentrator | FarmaNet sh.p.k | 09.02.2021 | Zhengzhou Olive Electronic Technology Co., Ltd 11th floor, Block B, Building 18, Henan International University Science Park (East District) 450001 ZhengZhou, Henan, P.R. China | Oxygen Concentrator OLV-5 | Iia | Koncentrator me pasterti te larte oksigjeni 90% me kapacitet 5 litra. | Pajisje anestezie dhe respiratore; Instrumenta shumëpërdorimësh; Produkte për institucione të kujdesit shëndetësor;
8830 | Sigma 4-5L, Laboratory centrifuge | Swissmed | 10.02.2021 | Sigma Laborzentrifugen GmbH An der Unteren Sose 50 37520 Osterode, Germany | Sigma 4-5L, Laboratory centrifuge (10403; 10404; 10405) | In Vitro | Centrifuge per laborator. | Pajisje te diagnostikimit in vitro
8831 | Silicones and Alginates | ProDental | 11.02.2021 | Vannini Dental Industry S.r.l via di Campigliano 55/A 50012 Grassina (FI) Italy | Silicones and Alginates (sipas listes bashkalidhur) | l | Silikone, alginate, katalizator dhe aksesoret e tyre per regjistrimin e detajeve anatomike | Pajisje dentare
8832 | Dental Materials | ProDental | 11.02.2021 | Shofu INC. 11 Kamilakamatsu-cho, Fukuine, Higashiyama-ku, Kyoto 605-0983 Japan | Dental Materials (sipas listes bashkalidhur) | lla | Kompozite dentare, materiale ngjitese, cement dentar | Pajisje dentare
8833 | ISE Standard Reference Electrolyte | Evita | 11.02.2021 | Roche Diagnostics GmbH Sandhofer Strasse 116 D-68305 Mannheim, Germany | ISE Standard Reference Electrolyte : 08392013190 | In Vitro | Elektrode reference | Tjeter
8834 | A1CD Hemolyzing reagent | Evita | 11.02.2021 | Roche Diagnostics GmbH Sandhofer Strasse 116 D-68305 Mannheim, Germany | A1CD Hemolyzing reagent: 08463107190 | In Vitro | A1CD-Hemolizues per WBA1C | Tjeter
8835 | Reagents and Materials | Evita | 11.02.2021 | Roche Diagnostics GmbH Sandhofer Strasse 116 D-68305 Mannheim, Germany | Reagents and Materials (sipas listes bashkalidhur) | In Vitro | Reagente mjekesore per analizat laboratorike | Tjeter
8836 | VX65 + TAB A W/Software | Visionaire shpk | 11.02.2021 | Luneau Technology Operations 2 Rue Roger Bonnet, 27340 Pont de l'Arche, France | VX65 + TAB A W/Software | l | Pajisje per matjen e numrit te lentes. | Pajisje oftalmike dhe optike
8837 | Acid Wash: 08302723190 | Evita shpk | 11.02.2021 | Roche Diagnostics GmbH Sandhofer Strasse 116 D-68305 Mannheim GERMANY | Acid Wash: 08302723190 | In Vitro | Solucion larje per aparature. | Pajisje laboratori
8838 | Basic Wash: 08302545190 | Evita shpk | 11.02.2021 | Roche Diagnostics GmbH Sandhofer Strasse 116 D-68305 Mannheim GERMANY | Basic Wash: 08302545190 | In Vitro | Solucion pastrues. | Pajisje laboratori
8839 | ECO-D EcoTergent: 08063354190 | Evita shpk | 11.02.2021 | Roche Diagnostics GmbH Sandhofer Strasse 116 D-68305 Mannheim GERMANY | ECO-D EcoTergent: 08063354190 | In Vitro | Solucion pastrimi. | Pajisje laboratori
8840 | Mobile C-Arm X-Ray Imaging System-Novarex : NT20; NT20 PRO | Biometric Albania | 12.02.2021 | Novamedtek Medical ve Tibbi Cihazlar San. Ve Tic. Ltd. Sti Ostim OSB Mah. 244 Sok., No.27, Ostim 06370, Yenimahalle, Ankara, Turkey | Mobile C-Arm X-Ray Imaging System-Novarex : NT20; NT20 PRO | llb | Pajisje radiologjie C-arm | Pajisje diagnostikuese dhe terapeutike me rrezatiim, produkte per institucione te kujdesit shendetesor
8841 | Llampa per salle operacioni | Biometric Albania | 12.02.2021 | Inspital Medical Technology GmbH Kalkumer str. 125, 40468 Dusseldorf, Germany | Operating Room Ceiling Lamp (sipas listes bashkalidhur) | l | Llampa per salle operacioni | Pajisje mobilim spitalor; Produkte për institucione të kujdesit shëndetësor
8842 | Instrumenta dhe aksesore per Kardiokirurgji | Biometric Albania | 12.02.2021 | Edwards Lifesciences LLC One Edwards Way Irvine, CA 92614, USA | Instruments and Accessories (sipas listes bashkalidhur) | lla | Instrumenta dhe aksesore per Kardiokirurgji | Pajisje njeperdorimeshe, Produkte për institucione të kujdesit shëndetësor
8843 | Tavolina per salle operacioni | Biometric Albania | 12.02.2021 | Inspital Medical Technology GmbH Kalkumer str. 125, 40468 Dusseldorf, Germany | Operating Table (sipas listes bashkalidhur) | l | Tavolina per salle operacioni | Pajisje elektromekanike, Produkte për institucione të kujdesit shëndetësor
8844 | Shadowless Operating Lamp | Biometric Albania sh.p.k | 12.02.2021 | Shanghai Huifeng Medical Instrument Co., Ltd. NO.885, Qiuxing Road, Nicheng Town, Pudong New Area, Shanghai, China | Shadowless Operating Lamp: 700/700LED, 500/500LED, 700W LED, 700S LED, 700E LED, 500WLED, 500S LED, 500E LED, YD02-LED5+5, YD02-LED3+4, YD02-LED4+4, YD02-LED3+3, YD02-LED3, YD02-LED3W, YD02-LED3S, YD02-LED3E, YD02-LED4, YD02-LED4W, YD02-LED4S, YD02-LED4E, YD02-LED3+5, YD02-LED5, YD02-LED5W, YD02-LED5S, YD02-LED5E, YD200C LED, YD200W LED, YD200S LED, YD200E LED, YD02-5LED, YD02-5W LED, YD02-5+5 LED, HF-L25LED, HF-L25C LED, HF-L25C+L25C LED, HF-L25W LED, HF-L25E LED, HF-280LED, HF-280CLED, HF-280WLED, HF-280ELED, HF-FS LED, YD01-4E LED, YD01-4 LED, YD01-5E LED, YD01-5 LED, YD01-4, YD01-4E, YD01-5, YD01-5E, YD01A, YD01AE, YD01W ,YD01W LED ,YD01A LED, YD01AE LED, YD01-1SA, YD01-SE, YD150LED, YD01-I, YD01-II, YD01-1LED, YD01-1E LED, ZF700/700, ZF700/500, ZF500/500, ZF600/600, ZF600, ZF700, ZF500, ZF700S, ZF700E, ZF600E, ZF600S, ZF500S, ZF500E, ZF500W, ZF600W, ZF700W, YD50(LED), YD300(LED), YD01-LED3, YD01-LED4, YD01-LED5, SY01-LED3, SY01-LED3A, SY02-LED3+5D, SY02-LED3+5D-TV, SY02-LED5+5D, SY02-LED3+3D, SY02-LED3D, SY02-LED5D, YD300 LED, YD300+300LED, YD300E LED, YD300CLED, YD300WLED, 760/760 LED, 760 LED, 760/300LED, YD02-4LED, YD02-4W LED, YD02-4+4 LED | I | Llampa për sallë operacioni. | Pajisje elektromekanike; Pajisje per institucione te kujdesit shendetesor
8845 | Operating Table; Shadowless Operating Lamp | Biometric Albania sh.p.k | 12.02.2021 | Shanghai Huifeng Medical Instrument Co., Ltd. NO.885, Qiuxing Road, Nicheng Town, Pudong New Area, Shanghai, China | Operating Table; Shadowless Operating Lamp (sipas listës bashkëngjitur) | I | Shtrat dhe llampa për sallë operacioni. | Pajisje elektromekanike; Pajisje per institucione te kujdesit shendetesor
8846 | Anesthesia workstation | Biometric Albania | 12.02.2021 | Medec International BV Wijngaardveld 14, Aalst, 9300 Belgium | Anesthesia Ventilator: Caelus; Caelus Lite | llb | Aparat anestezie | Pajisje anastezie dhe respiratore; Produkte për institucione të kujdesit shëndetësor
8847 | NADAL COVID-19 Ag Test | Krijon sh.p.k | 12.02.2021 | Nal von minden GmbH Carl-Zeiss-Str. 12 47445 Moers Germany | NADAL COVID-19 Ag Test 243103N-20 | In Vitro
8848 | Dental Medical Devices (sipas listes bashkengjitur) | Albadent Group shpk | 15.02.2021 | ASA Dental S.p.A. Via Valenzana di Sopra, 60 Bozzano - 55054 Massarosa (LU) ITALY | Dental Medical Devices (sipas listes bashkengjitur) | l | Instrumenta te ndryshem dentar (pinca, leva, gershere, instrument modelimi, sonda etj.) te cilat perdoren ne procedurat e endodoncise, restaurimit, profilaksi, ortodonci, kirurgji orale etj. | Pajisje dentare
8849 | Multichem WBT | Pegasus sh.p.k | 15.02.2021 | Techno-path Manufacturing Ltd. Fort Henry Business Park, Ballina, Co. Tipperary, Ireland | Assayed/tri level : Multichem WBT 04S16-10 | In Vitro | Eshte material kontrolli per te monitoruar saktesine e procedurave te provave laboratorike per testet e cyclosporine, tacrolimus dhe sirolimus | Pajisje te diagnostikimit in vitro
8850 | Multichem WBT | Pegasus sh.p.k | 15.02.2021 | Techno-path Manufacturing Ltd. Fort Henry Business Park, Ballina, Co. Tipperary, Ireland | Assayed/tri level : Multichem WBT 05P77-10 | In Vitro | Eshte material kontrolli per te monitoruar saktesine e procedurave te provave laboratorike per testet e cyclosporine, tacrolimus dhe sirolimus | Pajisje te diagnostikimit in vitro
8851 | Multichem WBT | Pegasus sh.p.k | 15.02.2021 | Techno-path Manufacturing Ltd. Fort Henry Business Park, Ballina, Co. Tipperary, Ireland | Assayed/tri level : Multichem WBT 05P81-10 | In Vitro | Eshte material kontrolli per te monitoruar saktesine e procedurave te provave laboratorike per testet e cyclosporine, tacrolimus dhe sirolimus | Pajisje te diagnostikimit in vitro
8852 | Intraoral scanner | MSE sh.p.k | 15.02.2021 | Carestream Dental LLC 3625 Cumberland Boulevard, Suite 700, Atlanta, GA USA 30339 | Intraoral scanner : CS 3700 | I | Skaner digital per skanimin e dh embeve | Pajisje dentare
8853 | Kanmed Baby Warmer; Control Unit; Heating Pad | MSE sh.p.k | 15.02.2021 | KanMed AB Gardsfogdevagen 18B, SE 16866 Bromma, Sweden | Kanmed Baby Warmer - BW3-001; Control Unit - BW3-020; Heating Pad - BW3- 003 | IIb | Sistem ngrohjeje per te porsalindurit | Tjeter
8854 | Reaction Cuvettes; Magnetic Stires | Swissmed sh.p.k | 15.02.2021 | RAL Tecnica para el Laboratorio, S.A. AV. Mare de Deu de Montserrat, 51 08970 Sant Joan Despi (Barcelona) Spain | Reaction Cuvettes - FC5200007; Magnetic Stires - FC52000010 | In Vitro | Materiale konsumi per pajisjet e koagulimit | Pajisje te diagnostikimit in vitro
8855 | Dental Instruments | Albadent Group | 15.02.2021 | Asa Dental Spa Via Valenzana, 60 55054 Massarosa, Bozzano, LU, Italy | Dental Instruments (sipas listes bashkalidhur) | l | Produkte te ndryshme dentare njeperdorimshe | Pajisje dentare
8856 | SMS 08063478190 | Evita sh.p.k | 15.02.2021 | Roche Diagnostics GmbH, Sandhofer Strasse 116,D- 68305 Mannheim, Germany | SMS 08063478190 | In Vitro | Solucion pastrues. | tjeter
8857 | Endodontic Rotary Files | Begonvil Dental sh.p.k | 15.02.2021 | ĺncí Dental Tibbi Malz. San. Ve Tic. Ltd. Şti. Deftersar Mah. Otakçilar Cad. E. Blok Sit. No: 74/4 Eyüpsultan, Instanbul, Turkey | Endodontic Rotary Files (sipas listes bashkalidhur) | IIa | Pajisje endodontike rrotulluese jo sterile, brozhdikere te rrotullueshem, te montueshem me kontrangel per procedura kanalare | Pajisje dentare
8858 | Pajisje dentare | Begonvil Dental sh.p.k | 15.02.2021 | ĺncí Dental Tibbi Malz. San. Ve Tic. Ltd. Şti. Deftersar Mah. Otakçilar Cad. E. Blok Sit. No: 74/4 Eyüpsultan, Instanbul, Turkey | RubyPlaton Wooden Wedges; RubyPlaton Trasnparent Wedges; RubyPlaton Discs; RubyPlatonPolishing Strips; FlexDam Gingiva Barrier; RubyEDTA Edta Gel; RubyShine Prophylaxis Paste; Rubymark Articulating Paper; RubyCrown Remover | I | Pajisje dentare te ndryshme si kunja interproksimale druri dhe tranparente, disqe lustrimi dhe stripse abrazive, bariere gingivale, gel EDTA per pastrim kanalesh, paste profilaksie. Later artikulacioni dhe aparature per heqjen e kurorave | Pajisje dentare
8859 | Pajisje dentare | Begonvil Dental sh.p.k | 15.02.2021 | ĺncí Dental Tibbi Malz. San. Ve Tic. Ltd. Şti. Deftersar Mah. Otakçilar Cad. E. Blok Sit. No: 74/4 Eyüpsultan, Instanbul, Turkey | Non-sterile protective materials : Cavity liner; EDTA; Fiber post, Calcium hydroxide; Bonding; Disk; Etching gel; Composite | IIa | Materiale jo sterile profilaksie, liner si shtrese baze, solucion per pastrimin e dhembit, fiber post per rindertim kanalar, tretesire hidroksidi kalciiumi per shtrese izoluese etj | Pajisje dentare
8860 | SCCS Special Cell Cleaning Solution 08463093190 | Evita sh.p.k | 15.02.2021 | Roche Diagnostics GmbH, Sandhofer Strasse 116,D- 68305 Mannheim, Germany | SCCS Special Cell Cleaning Solution 08463093190 | In Vitro | Solucion pastrues. | tjeter
8861 | NAOHD 08063451190 | Evita sh.p.k | 15.02.2021 | Roche Diagnostics GmbH, Sandhofer Strasse 116,D- 68305 Mannheim, Germany | NAOHD 08063451190 | In Vitro | Solucion pastrues. | tjeter
8862 | NACL Diluent NaCL 9% 08063494190 | Evita sh.p.k | 15.02.2021 | Roche Diagnostics GmbH, Sandhofer Strasse 116,D- 68305 Mannheim, Germany | NACL Diluent NaCL 9% 08063494190 | In Vitro | Solucion hollues. | tjeter
8863 | Operating table ALVO Etiuda 4-02 | Biometric Albania | 15.02.2021 | Alvo Spólka z ograniczona odpowiedzialnością Spólka komandytowa Poludniowa 21A, 64-030 Śmigiel, Polska | Operating table: ALVO Etiuda 4-02 | l | Shtrat per salle operimi | Pajisje mobilim spitalor; Produkte për institucione të kujdesit shëndetësor
8864 | Elecsys Anti-Sars-CoV-2 S | Evita | 16.02.2021 | Roche Diagnostics GmbH Sandhofer Strasse 116 D-68305 Mannheim, Germany | Elecsys Anti-Sars-CoV-2 S (09289267190) | In Vitro | Reagent per detektimin e Anti-Sars-CoV-2 sasior | Tjeter
8865 | Pajisje in vitro (sipas listes bashkalidhur) | Swissmed | 16.02.2021 | I.S.E. S.r.l., Via delle Driadi 45, 00133, Roma-Italia | Pajisje in vitro (sipas listes bashkalidhur) | In Vitro | Pajisje in vitro per diagnostikime te ndryshme | Pajisje laboratori
8866 | Reagent Bottles R1 for Hemo One+ (50pcs) - P3140000137; Reagent Bottles R2 for Hemo One+ (50pcs) - P3140000152 | Swissmed | 16.02.2021 | I.S.E. S.r.l., Via delle Driadi 45, 00133, Roma-Italia | Reagent Bottles R1 for Hemo One+ (50pcs) - P3140000137; Reagent Bottles R2 for Hemo One+ (50pcs) - P3140000152 | In Vitro | Shishe reagenti per laborator | Pajisje laboratori
8867 | Reading disposable cuvettes Hemo One (50pcs) - P3140000136; Serum cups 3ml (250pz) - P3140000022 | Swissmed | 16.02.2021 | I.S.E. S.r.l., Via delle Driadi 45, 00133, Roma-Italia | Reading disposable cuvettes Hemo One (50pcs) - P3140000136; Serum cups 3ml (250pz) - P3140000022 | In Vitro | Pajisje in vitro per diagnostikime te ndryshme | Pajisje laboratori
8868 | Tracheal Tubes | MSE sh.p.k | 16.02.2021 | OLYMPUS MEDICAL SYSTEM CORP, Ishikawa-cho, Hachioji-shi, Tokyo, 192-8507, Japan | Tracheal Intubation Fiberscope LG-GP (sipas listes bashkalidhur) | Is; Iia | Fiber optika fleksibel per intubim dhe aksesore qe perdoren per marrjen e imazheve ne trupine njeriut | Tjeter
8869 | Rechargeable Miniature Light Source | MSE sh.p.k | 16.02.2021 | OLYMPUS MEDICAL SYSTEM CORP, Ishikawa-cho, Hachioji-shi, Tokyo, 192-8507, Japan | Rechargeable Miniature Light Source MAJ-922 | I | Mini burim drite i cili perdoret me scope/optike per marrjen e imazheve nga trupi i njeriut | Tjeter
8870 | PF070 Leakage Tester: WA23080A | MSE shpk | 17.02.2021 | Olympus Winter & Ibe GmbH Kuehnstr. 61 22045 Hamburg Deutschland | PF070 Leakage Tester: WA23080A | l | Testues endoskopi per rrjedhjet. | Tjeter
8871 | Instrument tray, for flexible endoscopes of CHF, CYF, ENF, HYF, LF and URF series: WA05991A | MSE shpk | 17.02.2021 | Olympus Winter & Ibe GmbH Kuehnstr. 61 22045 Hamburg Deutschland | Instrument tray, for flexible endoscopes of CHF, CYF, ENF, HYF, LF and URF series: WA05991A | l | Instrument mbajtes per endoskop fleksibel. | Tjeter
8872 | Faeces Container | Ermed | 17.02.2021 | Ningbo Great Mountain Medical Instruments Co., Ltd. No.309 Xigu Road, Xiangshan Country, 315700 Ningbo City, Zhejiang Province, PR of China | Faeces Container (Size: 30ml; 60ml) | l | Kontenitor per mbajtjen e feces | Pajisje nje perdorimeshe
8873 | Dental Gauze Roll | Ermed | 17.02.2021 | Ningbo Great Mountain Medical Instruments Co., Ltd. No.309 Xigu Road, Xiangshan Country, 315700 Ningbo City, Zhejiang Province, PR of China | Dental Gauze Roll (Size: 1x3.8cm) | l | Garze nje perdorimeshe per perdorim dentar | Pajisje nje perdorimeshe
8874 | Face Mask (Size: 17.5 x 9.5cm) | Ermed | 17.02.2021 | Ningbo Great Mountain Medical Instruments Co., Ltd. No.309 Xigu Road, Xiangshan Country, 315700 Ningbo City, Zhejiang Province, PR of China | Disposable Face Mask (Size: 17.5 x 9.5cm) | l | Maske nje perdorimeshe | Pajisje nje perdorimeshe
8875 | HCG Test Strip/Casette | Ermed | 17.02.2021 | Zhejiang Orient Gene Biotech Co., Ltd. 3787# East Yangguang Avenue, Dipu Street. Anji 313300, Huzhou, Zhejiang, China | HCG Test Strip/Casette: One Step Pregnancy Test Strip - Urine 25mlU: GAHCG-101a;One Step Pregnancy Test Casette: GAHCG-102a; One Step Pregnancy Test Strip - Urine 10mlU: GAHCG-101b;One Step Pregnancy Test Casette GAHCG-102b; One Step Pregnancy Test Strip - Urine 20mlU: GAHCG-101d;One Step Pregnancy Test Casette - Urine 20mlU: GAHCG-102d | In Vitro | Test shtatezanie | Pajisjet te diagnostikimit In Vitro
8876 | Pajisje dentare te ndryshme | Albadent Group sh.p.k | 17.02.2021 | ASA DENTAL S.p.A. Via Valenzana, 60, 55054 Masarosa - Bozzano - LU - Italy | Pajisje Dentare (sipas listes bashkalidhur) | I | Pajisje dentare te ndryshme, luge mase/ spatula allcie | Pajisje Dentare
8877 | Tuba per marrje gjaku | Labor Dr. Limbach Heidelberg Germany | 17.02.2021 | Sarstedt AG & Co. KG Sarstedtstrasse 1, 51588 Nümbrecht, Germany | Urin Monovette®, Urine Container and lid; Tubes for IVD purposes; Transfer pipettes; S-Monovette®, Monovette®, S-Sedivette®; Microtubes for IVD purposes; ESR racks / pipettes for manual ESR determination; Analyzer Cups; S-Monovette-Needle, Mültifly-Needle (sipas listes bashkalidhur) | In Vitro | Kontenitor Urine, Tuba përdorim In Vitro, Pipeta, Sistem ESR/ Pipeta, Gota analizash | Pajisje te diagnostikimit i n vitro
8878 | Reagente, kalibrator dhe quality control per hemostasis | Labor Dr. Limbach Heidelberg Germany | 17.02.2021 | Siemens Healthcare Diagnostics Products GmbH, Emil-von-Behring-Str. 76, 35041 Germany | Product Hemostasis (sipas listes bashkalidhur) | In Vitro | Solucione kimike qe perdoren per realizimin e testeve ne analizatore | Pajisje te diagnostikimit i n vitro; Pajisje laboratori
8879 | TENS Device EM 80 | Farmatech sh.p.k | 17.02.2021 | Beurer GmbH, Söeflinger Str.218, 89077 Ulm, Germany | TENS Device EM 80 | IIa | Stimulues nervor transkutan | Tjeter
8880 | Hearing Aid | Farmatech sh.p.k | 17.02.2021 | Huizhou Jinghao medical Technology Co., Ltd. Floor 6, Huicheng Industry Building, No.9 Huifeng Dong'er Road, Zhongkai High tech Zone, 516000, P.R. of China | Hearing Aid HA75 (HA85) | IIa | Perforecues degjimi | Tjeter
8881 | Vapour Delivery Device and filling adapter | Mse | 18.02.2021 | Drägerwerk AG&Co. KGaA Moislinger Allee 53-55 23542 Lübeck Germany | Vapour Delivery Device and filling adapter (sipas listes bashkalidhur) | lla; llb | Pajisje qe integrohet ne makinen e anestezise dhe perdoret per aplikimin e anestezikeve | Tjeter
8882 | Disposable syringe | Ermed sh.p.k | 18.02.2021 | Ningbo Great Mountain Medical Instruments Co., Ltd. No.309 Xigu Road, Xiangshan Country, 315700 Ningbo City, Zhejiang Province, PR of China | Disposable Syringe : 1mk, 3ml, 5ml, 10ml, 20ml | IIa | Shiringe njeperdorimeshe | Pajisje njeperdorimeshe
8883 | Urine Container | Ermed sh.p.k | 18.02.2021 | Ningbo Great Mountain Medical Instruments Co., Ltd. No.309 Xigu Road, Xiangshan Country, 315700 Ningbo City, Zhejiang Province, PR of China | Urine Container : 30ml, 60ml, 100ml | I | Kontenitori urine | Pajisje njeperdorimeshe
8884 | Gauze Roll | Ermed sh.p.k | 18.02.2021 | Ningbo Great Mountain Medical Instruments Co., Ltd. No.309 Xigu Road, Xiangshan Country, 315700 Ningbo City, Zhejiang Province, PR of China | Gauze Roll : Mesh 18*10; 19*10; 19*11; 19*15; 26*18; 28*24 | I | Garze e thjeshte per mjekim | Pajisje njeperdorimeshe
8885 | Pulse oximeter | Ermed sh.p.k | 18.02.2021 | Shenzen IMDK Medical Technology CO., Ltd. C Zone, 10F, Building 16, Yuanshan Industrial B Area, Gongming Street, Guangming District, 518106, Shenzen- China | Pulse Oximeter: C101B1 | IIa | Oksimeter pulsi per te matur saturimin e oksigjenit ne gjak | Tjeter
8886 | Infrared Forehead Thermometer | Ermed sh.p.k | 18.02.2021 | Ningbo Shangcun Electronics Co., LTD. No.9 Yongning Rd, Yuyao, Zhejiang, China | Infrared Forehead Thermometer : FI-01, FI-02; FI-03, FI-04, FI-05, FI-06 | IIa | Termometer infrared per matjen e temperatures | Tjeter
8887 | Respiratory oxygen therapy system: Seattle PAP Plus MP02260; Seattle PAP MP02250 | MSE sh.p.k | 22.02.2021 | Dragerwerk AG&Co. KGaA Moislinger Alle 53-55, 23542 Lubeck, Germany | Respiratory oxygen therapy system: Seattle PAP Plus MP02260; Seattle PAP MP02250 | Iia | Sistem terapie respirimi qe perdoret per pacientet qe kane nevoje per oksigjen. | tjeter
8888 | RAC-02-Ureteral Guidewires and Stone Removal Devices | MSE sh.p.k | 22.02.2021 | Gyrus ACMI 9600 Louisiana Ave. North Brooklyn Park, MN 55445 USA | RAC-02-Ureteral Guidewires and Stone Removal Devices (sipas listës bashkëngjitur) | Iia | Telat udhëzues uretral dhe instrumente për heqien e gureve ne trupin e njeriut. | tjeter
8889 | RAC-03-Ureteral catheters and Dilators | MSE sh.p.k | 22.02.2021 | Gyrus ACMI 9600 Louisiana Ave. North Brooklyn Park, MN 55445 USA | RAC-03-Ureteral catheters and Dilators(sipas listës bashkëngjitur) | Iia | Kateter ureteral dhe zgjerues per perdorim ne urologji. | tjeter
8890 | Orthodontic Fixation Systems: - Orthodontic Brackets; - Orthodontic Tubes | ORTHO TARGET shpk | 23.02.2021 | TargeT Ortodonzia s.r.l. Via XX Settembre 5, 20024 Garbagnate Milanese (MI) - Italy | Orthodontic Fixation Systems: - Orthodontic Brackets; - Orthodontic Tubes | lla | Braketa dhe tuba ortodoncie. | Pajisje dentare
8891 | BD Falcon™ Polyester Fiber-Tipped Applicator Swab | Pegasus | 23.02.2021 | Becton, Dickinson and Company (BD) 7 Loveton Circle Sparks, MD 21152, USA | BD Falcon™ Polyester Fiber-Tipped Applicator Swab (220690) | l | Shtupa per marrjen dhe transportin e mostrave | Pajisje laboratori
8892 | Toothpaste: elmex® Sensitive Professional™ | Interbrands | 23.02.2021 | Colgate - Palmolive Manuacturing (Poland) Sp. z o. o. Aleja Colgate 2 58-100 Swidnica Poland | Toothpaste: elmex® Sensitive Professional™ | lla | Paste dhembesh mjekesore per lehteesimin e ndjeshmerise se dhembeve | Pajisje dentare
8893 | Orthopedic Implants (sipas listes bashkalidhur) | Orto-Implant | 23.02.2021 | TST Rakor ve Tıbbi Aletler San. Ve Tic. Ltd. Şti. Sanayi Mahallesi, Şehit Cevdet Çelenk Cad. No:3 34912 Kurtköy –Pendik/İstanbul Turkey | Orthopedic Implants (sipas listes bashkalidhur) | llb; lll | Pajisje te implantueshme dhe instrumenta per nderhyrje te ndryshme kirurgjikale | Pajisje te implantueshme aktive; Instrumente shumeperdorimsh
8894 | Aneroid Sphygmomanometer | Trimed | 23.02.2021 | HONSUN (NANTONG) Co .,Ltd No.8 Tongxing Road Nantong Economic & Technological Development area, 226009, Jiangsu Province, P. R. China | Aneroid Sphygmomanometer: HS-50A=Unicoms Sendo Standard | l | Aparat qe sherben per matjen e tensionit | Tjeter
8895 | CLEARFIL MAJESTY Esthetic | Albadent Group | 23.02.2021 | Kuraray Noritake Dental Inc. 1621 Sakazu, Kurashiki, Okayama, 710-0801, Japan | CLEARFIL MAJESTY Esthetic (sipas listes bashkalidhur) | lla | Përmban një mbushës të ri organik i cili ka transparencë të lartë dhe difuzion të shkëlqyeshëm të dritës, një mbushës të ri të hollë me radiopacitet të lartë dhe një matricë të lartë të indeksit të thyerjes | Pajisje dentare
8896 | CLEARFIL TRI-S BOND PLUS | Albadent Group | 23.02.2021 | Kuraray Noritake Dental Inc. 1621 Sakazu, Kurashiki, Okayama, 710-0801, Japan | CLEARFIL TRI-S BOND PLUS (sipas listes bashkalidhur) | lla | Eshtë një agjent lidhës me një përbërës të vetëm, i indikuar për restaurime direkte dhe indirekte në kombinim me tre teknika të gdhendjes | Pajisje dentare
8897 | PANAVIA SA Cement Universal | Albadent Group | 23.02.2021 | Kuraray Noritake Dental Inc. 1621 Sakazu, Kurashiki, Okayama, 710-0801, Japan | PANAVIA SA Cement Universal (sipas listes bashkalidhur) | lla | Materiale dentare, cement | Pajisje dentare
8898 | Infusion set Injection port | O.E.S Distrimed | 22.02.2021 | Unomedical a/s, Aaholmvej 1-3, osted, 4320 Lejre, Denmark | Infusion sets/injection ports for subcutaneous infusion (sipas listes bashkalidhur) | IIb | Set infuzioni dhe porta injeksioni oer infusion kutan per menaxhimin e semundjeve te diabetit | Produkte per institucione te kujdesit shendetesor
8899 | Pajisje mjekesore per krioterapi | O.E.S Distrimed | 22.02.2021 | Brymill Cryogenic Systems, 105 Windermere Avenue, Ellington, Connecticut 06029 USA | Cryosurgical equipment : CRY-AC®; CRY-A-3C®; CRY-BABY | Iia | Pajisje mjekesore per krioterapi, me azot te lengshem, perdorim spitalor | Pajisje terapie komplementare
8900 | DS2 Automated ELISA System 62000; DS2 Automated ELISA System with barcode scanner 62010; DS-Matrix® Software 62800-xxx*; Reagent tips (432/box) 65920; Sample tips (432/box) 65910; | O.E.S Distrimed sh.p.k | 23.02.2021 | DYNEX Technologies, Inc. 14340 Sullyfield Circle Chantilly, VA 20151, USA | DS2 Automated ELISA System 62000; DS2 Automated ELISA System with barcode scanner 62010; DS-Matrix® Software 62800-xxx*; Reagent tips (432/box) 65920; Sample tips (432/box) 65910; | In Vitro | Pajisje laboratorike ELISA , perdorim ne diagnostike. | Pajisje të diagnostikimit in vitro
8901 | 65100 DSX Automated ELISA System ambient; 65200 DSX Automated ELISA System with 2 incubators; 65300 DSX Automated ELISA System with 2 incubators w/ Sample ID; 65400 DSX Automated ELISA System with 4 incubators; 65500 DSX Automated ELISA System with 4 incubators w/ Sample ID; 65078-xxx* REVELATION DSX® Software; 65920 Reagent tips (432/box);65910 Sample tips (432/box); | O.E.S Distrimed sh.p.k | 23.02.2021 | DYNEX Technologies, Inc. 14340 Sullyfield Circle Chantilly, VA 20151, USA | 65100 DSX Automated ELISA System ambient; 65200 DSX Automated ELISA System with 2 incubators; 65300 DSX Automated ELISA System with 2 incubators w/ Sample ID; 65400 DSX Automated ELISA System with 4 incubators; 65500 DSX Automated ELISA System with 4 incubators w/ Sample ID; 65078-xxx* REVELATION DSX® Software; 65920 Reagent tips (432/box);65910 Sample tips (432/box); | In Vitro | Pajisje laboratorike ELISA , perdorim ne diagnostike. | Pajisje të diagnostikimit in vitro
8902 | Cervical Fusion bundle | O.E.S Distrimed sh.p.k | 23.02.2021 | Medtronic Sofamor Danek USA, Inc. 1800 Pyramid Place Memphis, Tennessee 38132 USA | Cervical Fusion bundle (sipas listës bashkëngjitur) | Iia | Instrumenta dhe aksesore per kirurgji spinale/cervikale, implante dhe sisteme implantesh cervikale. | Pajisje të imolantueshme jo aktive; Instrumenta shumëpërdorimëshe;
8903 | Columbia Agar with 5% Sheep Blood | Pegasus | 22.02.2021 | Becton Dickinson GmbH, Tullastrasse 8-12, 69126 Heidelberg, Germany | Columbia Agar with 5% Sheep Blood - 254005 | In Vitro | Jane pjata agari qe sherbejne per kultivimin dhe izolimin e baktereve | Pajisje te diagnostikimit in vitro
8904 | Schaedler Agar / Schaedler KV Agar, with 5% Sheep Blood, Biplate | Pegasus | 22.02.2021 | Becton Dickinson GmbH, Tullastrasse 8-12, 69126 Heidelberg, Germany | Schaedler Agar / Schaedler KV Agar, with 5% Sheep Blood, Biplate- 254476 | In Vitro | Jane pjata agari qe sherbejne per izolimin joselektiv te baktereve anaerobe dhea tyre gram negative | Pajisje te diagnostikimit in vitro
8905 | Ear/Nose/Throat Treatments Units-XU1 SMART | Fedos sh.p.k | 24.02.2021 | CHAMMED Co., Ltd. (13FL, b213, b214, 2804, A-Dong) 17, Gosan-ro 148beon-gil Gunpo-si, Gyeonggi-do 15850 REPUBLIC OF KOREA | Ear/Nose/Throat Treatments Units-XU1 SMART | Iia | Pajisje mjekesore e cila diagnostikin veshin, hunden edhe fytin. Pajisje otorinolaringologe. | Pajisje elektromekanike
8906 | Electrical suction unit Victoria Models: Lipos; Portable; Thorax; Versa, Economy + accessories | Fedos sh.p.k | 24.02.2021 | CHEIRON a.s. Ulrychova 2260/13 162 00 Prague Czech Republic | Electrical suction unit Victoria Models: Lipos; Portable; Thorax; Versa, Economy + accessories | Iia | Pajisje mjekesore elektromekanike e cila thith indin dhjamor. | Pajisje elektromekanike
8907 | SKIPPER STERILE :EU5007 | Fedos sh.p.k | 24.02.2021 | EUROSETS S.r.l Strada Statale 12, 143 41036 Medolla ( MO) ITALY | SKIPPER STERILE :EU5007 | Iia | Sistem tubash sterile, njeperdorimesh, qe sherbejne per qarkullimin ekstrakorporal ne kardiokirurgji. | Pajisje një përdorimëshe
8908 | Tube set for irrigation, single-use, REF# WA58810A (ST261) | MSE sh.p.k | 24.02.2021 | W.O.M WORLD OF MEDICINE GmbH Salzufer 8, 10587 Berlin, Germany | Tube set for irrigation, single-use, REF# WA58810A (ST261) | Iia | Tuba irrigimi per perdorim ne kirurgji. | Pajisje një përdorimëshe
8909 | Verres Needle 12cm, 15cm | ArliPharma sh.p.k | 25.02.2021 | Grena Limited 1000 Great West Road Brentford, Middlesex, TW8 9 HH United Kingdom | Verres Needle: 0208-VN12; 0208-VN15; | Iia | Age insuflimi. | Pajisje një përdorimëshe
8910 | Examination Gloves | CFO PHARMA shpk | 25.02.2021 | Lars Medicare Private Limited, Killa No.: 16 & 17, Village, Sultanpur, Opp. Sports Authority of India, Bahalgarh Chowk, Sonepat-131 021, Haryana, India | Examination Gloves | l | Doreza qe perdoren ne procedura te ndryshme | Pajisje nje perdorimeshe
8911 | Voluson Swift; Voluson Swift + | Montal | 25.02.2021 | GE Medical Systems SCS 283 Rue De La Miniere 78530 BUC France | Voluson Swift; Voluson Swift + (sipas listes bashkalidhur) | lla | Pajisje ekografie qe perdore vale zanore me frekuence te larte per te pare brenda trupit | Pajisje diagnostikuese dhe terapeutike me rrezatim
8912 | Non-Invasive Blood Pressure Measuring Device with pulse arrhythmia detecting function (including Afib Atrial Fibrillation), PC (Premature Contraction), TACH (Tachycardia) and BRAD (Bradychardia): X5, C5 | Pharma One shpk | 26.02.2021 | Rossmax Swiss GmbH Tramstrasse 16, CH-9442 Berneck, Switzerland | Non-Invasive Blood Pressure Measuring Device with pulse arrhythmia detecting function (including Afib Atrial Fibrillation), PC (Premature Contraction), TACH (Tachycardia) and BRAD (Bradychardia): X5, C5 | lla | Aparat tensioni elektronik qe percakton aritmine, pulsin, takikardine, bradikardine. | Pajisje elektromekanike
8913 | Nebulizer (including nebulizer pack and nebulizer bottle and nasal washer) for respiratory therapy: NA100, NB500, NF100, NB80, NF80, NB60, NE100, NI60, NH60, NF60, NJ100, VN-410, VN-510, MED-121, MED-125 | Pharma One shpk | 26.02.2021 | Rossmax Swiss GmbH Tramstrasse 16, CH-9442 Berneck, Switzerland | Nebulizer (including nebulizer pack and nebulizer bottle and nasal washer) for respiratory therapy: NA100, NB500, NF100, NB80, NF80, NB60, NE100, NI60, NH60, NF60, NJ100, VN-410, VN-510, MED-121, MED-125 | lla | Aparat aerozoli dhe aksesoret te cilet perdoren ne trajtimin e terapive respiratore. | Pajisje anestezie dhe respiratore
8914 | Clearfil Majesty ES-2 (sipas listes bashkengjitur) | Albadent Group shpk | 26.02.2021 | Kuraray Noritake Dental Inc. 1621 Sakazu, Kurashiki, Okayama, 710-0801, Japan | Clearfil Majesty ES-2 (sipas listes bashkengjitur) | lla | Rreshire e perbere nga rrezatimi radiopak, e cila permban nje mbushes te perbere te mbushur me nano dhe nje matrice te larte thyese. Ajo shfaq nje veti te difuzionit te drites shum te ngjashme me strukturen natyrore te dhembit. | Pajisje dentare
8915 | Alternating Pressure Mattresses + Pump: 28578 | Fedos shpk | 26.02.2021 | GIMA S.P.A., Via Macroni 1, 20060 Gessate (MI) - Italy | Alternating Pressure Mattresses + Pump: 28578 | l | Dyshek antidekubitues me pompe qe sherben per akomodimin e pacientit. | Produkte per institucione te kujdesit shendetesor
8916 | Extracorporeal Tubing Set: 300 XXXX 1, 304 XXXX 1, 310 XXXX 1, 311 XXXX 1, 312 XXXX 1, 315 XXXX 1, 776 4001 1, 030 XXXX 1, 032 XXXX 1 | Fedos shpk | 26.02.2021 | Bicakcilar Tibbi Cihazlar Sanayi ve Ticaret A.S. Osmangazi Mahallesi,Gazi Caddesi No:21, Esanyurt 34522 Istanbul Turkiye | Extracorporeal Tubing Set: 300 XXXX 1, 304 XXXX 1, 310 XXXX 1, 311 XXXX 1, 312 XXXX 1, 315 XXXX 1, 776 4001 1, 030 XXXX 1, 032 XXXX 1 | lla | Set tubash nje perdorimesh, steril, qe kryejne qarkullimin ekstrakorporeal ne kardiokirurgji. | Pajisje nje perdorimeshe
8917 | Ambulatory Blood Pressure Monitor: ABPM50 | Fedos shpk | 26.02.2021 | Contec Medical Systems Co., Ltd No.112 Qinhuang West Street Economic& Technical Development Zone 066004 Qinhuangdao,Hebei Province, PEOPLE'S REPUBLIC OF CHINA | Ambulatory Blood Pressure Monitor: ABPM50 | lla | Holter presioni, pajisje mjekesore e pershtatur per monitorimin e presionit arterial gjate 24-48 oreve. | Pajisje elektromekanike
8918 | Cool pack | Ermed shpk | 26.02.2021 | Ningbo Great Mountain Medical Instruments Co., Ltd. No.309 Xigu Road, Xiangshan County, Ningbo P.R.China | Cool pack | l | Qese ftohese. | Tjeter
8919 | Compressor Nebulizer | Ermed shpk | 26.02.2021 | Xiamen Health Reach Co., Ltd. 3rd Floor, Houpu West Road No.99, Jimei, 361012, Xiamen, China | Compressor Nebulizer | lla | Aparat aerozoli. | Pajisje anestezie dhe respiratore
8920 | Portable general-purpose diagnostic: -CARMEX, CARMEX-R, CARMEX RK 15, CARMEX I Series | Fedos shpk | 26.02.2021 | ITALRAY S.r.l. Via del Parlamento Europeo, 9/D 50018 Scandicci (FI), Italy | Portable general-purpose diagnostic: -CARMEX, CARMEX-R, CARMEX RK 15, CARMEX I Series | llb | Sistem diagnostikues radiologjik i pershtatshem ne urologji, kardiologji, ortopedi, kirurgji etj. | Pajisje elektromekanike
8921 | X-Ray Bone Densitometer: DEXXUM T | Fedos shpk | 26.02.2021 | OsteoSys Co., Ltd. 901-914, 9F, JnK Digitaltower, 111 Digital-ro 26, Guro-gu, Seoul 152-848, Republic of Korea | X-Ray Bone Densitometer: DEXXUM T | llb | Densitometer i cili mat permbajtjen minerale te kockave dhe densitetin kockor me ane te rrezeve X. | Pajisje elektromekanike
8922 | Vacuum blood and urine collection tube: Lind-Vac®: Clot Activator, ACD-A/B, Sodium citrate (ESR tube), Clot Activator & Gel, Lithium/Sodium Heparin & Gel, EDTA K2/EDTA K3 & Gel | Fedos shpk | 26.02.2021 | OÜ InterVacTechnology Kadastiku 57, Narva, 21004, Estonia | Vacuum blood and urine collection tube: Lind-Vac®: Clot Activator, ACD-A/B, Sodium citrate (ESR tube), Clot Activator & Gel, Lithium/Sodium Heparin & Gel, EDTA K2/EDTA K3 & Gel | In Vitro | Tuba me vakum per mbledhjen e gjakut dhe te urines. | Pajisje te diagnostikimit in vitro
8923 | Dental Root Canal Instruments (sipas listes bashkengjitur) | EURODENTA shpk | 26.02.2021 | Jining Orodeka Medical Equipment Co., Ltd. West 15 Floor, XinchengFazhan, East Building, Beihu District, Jining, 272000 Shandong, China | Dental Root Canal Instruments (sipas listes bashkengjitur) | lla | Instrumenta dentare per kanalet e rrenjeve te dhembit. | Pajisje dentare
8924 | Diagnostic Instrumen - ri-derma® | O.E.S Distrimed | 26.02.2021 | Rudolf Riester GmbH Bruckstraße 31, D-72417 Jungingen, Germany | Diagnostic Instrumen - ri-derma® 3390 | l | Instrument diagnostikues ne dermatologji | Produkte per institucione te kujdesit shendetesor
8925 | Luxiflex Examination Lamp | O.E.S Distrimed | 26.02.2021 | Mimsal Trade S.L. , c. Mollet 17, Poligono Industrial Palou Nord 08401 Granollers Barcelona, Spain | Luxiflex Examination Lamp: Luxiflex LED Plus-I0104NL; Luxiflex LED - I0104AOLED; Luxiflex Hal - I0104AO; Luxiflex Sensor - I0104AOLEDSR; Luxiflex Sensor Plus -I0104NLSR | l | Llambe mjekesore ekzaminimi per sallat spitalore dhe kirurgjikale | Produkte per institucione te kujdesit shendetesor
8926 | Primax X-Ray Protective clothing | O.E.S Distrimed | 26.02.2021 | Primax Berlin GmbH Meeraner Strasse 17e 12681 Berlin, Germany | Primax X-Ray Protective clothing | l | Veshje plumbi per mbrojte nga rrezatimi | Produkte per institucione te kujdesit shendetesor
8927 | Vue PACS/ Vue PACS v12 | Health & Light | 01.03.2021 | Philips Medical Systems Nederland B.V. Veenpluis 6 5684 PC Best Netherlands | Vue PACS/ Vue PACS v12 | lla | Sisteme arkivimi dhe vizualizimi per imazhe mjekesore | Pajisje elektromeanike
8928 | Xper Information Management System 5 | Health & Light | 01.03.2021 | Philips Medical Systems Nederland B.V. Veenpluis 6 5684 PC Best Netherlands | Xper Information Management System 5 | lla | Sistem informativ per marrjen rruajtjen e te dhenave | Pajisje elektromeanike
8929 | Switched Internal Paddles | Health & Light | 01.03.2021 | Philips Medical Systems Nederland B.V. Veenpluis 6 5684 PC Best Netherlands | Switched Internal Paddles: M4741A -7.5 cm Switched Internal Paddles; M4742A- 6.0 cm Switched Internal Paddles; M4743A- 4.5 cm Switched Internal Paddles; M4744A - 2.8 cm Switched Internal Paddles | llb | Elektroda per elektroshok kardiak | Pajisje elektromeanike
8930 | Patient monitor: B125P; B105P; B125M; B105M; B155M | Montal | 01.03.2021 | GE Medical Systems Technologies, Inc. 9900 Innovation Drive Wauwatosa, WI 53226, USA | Patient monitor: B125P - 6160000-002; B105P - 6160000-001; B125M - 6160000-004; B105M - 6160000-003; B155M - 6160000-005 | llb | Monitore pacienti, per monitorimin e parametrave vitale,perdorim spitalor | Pajisje terapie komplementare
8931 | Orthopedic Implants | Orto Implant | 01.03.2021 | TST Rakor ve Tibbi Aletler San.Ve Tic. Ltd. Şti. Sanayi mahallesi, Şehit Cevdet Cad. No: 3, 34912 Kurtköy - Pedik/Instanbul, Turkey | Orthopedic Implants (sipas listes bashkalidhur) | I | Instrumenta shumeperdorimesh qe perdoren ne nderhyrje te ndryshme kirugjikale, ortopedike, neuro-kirurgjikale, gjate traumave etj | Instrumenta shumeperdorimesh
8932 | Vidas® Anti-HCV - 30308 ( 60 teste) | Labopharma | 01.03.2021 | BioMerieux S.A. 376 Chemin de l'Orme 69280 - MARCY L'ETOILE- FRANCE | Vidas® Anti-HCV - 30308 ( 60 teste) | In Vitro | Test per gjetjen e antitrupave IgG per hepatitin C | Pajisje te diagnostikimit in vitro
8933 | VentStar (sipas listes bashkalidhur) | Mse | 01.03.2021 | Drägerwerk AG&Co. KGaA Moislinger Allee 53-55 23542 Lübeck Germany | VentStar (sipas listes bashkalidhur) | lla; llb | Qarqe respiratore dhe aksesor per aparatin e anestezise | Tjeter
8934 | Aparate Tensioni | Pharma One shpk | 01.03.2021 | Rossmax Swiss GmbH Tramstrasse 16, CH-9442 Berneck, Switzerland | Non-Invasive Blood Pressure Measuring Device, Upper Arm Automatic Type (sipas listes bashkalidhur) | IIa | Aparate tensioniautomatik, vendosja ne krah | Pajisje elektromekanike
8935 | Termometer Dixhital | Pharma One shpk | 01.03.2021 | Rossmax Swiss GmbH Tramstrasse 16, CH-9442 Berneck, Switzerland | Digital Thermometer : TG250; TG380; TG490; TK250; TG100; MT101; TB100; TK120; TB200; MT403. | IIa | Termometer dixhital per matjen e temperatures | Tjeter
8936 | Infrared Temple Thermometer | Pharma One shpk | 01.03.2021 | Rossmax Swiss GmbH Tramstrasse 16, CH-9442 Berneck, Switzerland | Infrared Temple Thermometer : HA500, HB500, HD500 | IIa | Termometer me infrared per amtjen e temperatures | Tjeter
8937 | CPT Hip System | Trimed shpk | 01.03.2021 | Zimmer Inc. 1800 W. Center Street, Warsaw Indiana 46580, USA | CPT Hip System (sipas listes bashkalidhur) | III | Pajisje te implantueshme jo aktive , pjese perberese te gjurit qe perdoret ne nderhyrjet kirurgjikale ne rastet e frakturave te artikulacionit te gjurit. | Pajisje te implantueshme jo aktive
8938 | Light source | MSE shpk | 01.03.2021 | Olympus Winter & Ibe GmbH, Kuehnstr.61 22045 Hamburg, Germany | Handheld Lightsource : Light Source "EndoLED" for rigid endoscopes WA91500A; Light Source "EndoLED" for rigid endoscopes WA91502A; | I | Burim drite per endoskopi rigid dhe fleksibel | Tjeter
8939 | Immunoglobulin A | Pegasus | 02.03.2021 | Abbott Ireland Diagnostics Division Lisnamuck, Longford, Co. Longford, Ireland | Immunoglobulin A – 09P6124 (360 teste) | In Vitro | Eshte reagent I perdorur ne analizen sasiore te imunoglobulines A ne sistemet Alinity | Pajisje te diagnostikimit in vitro
8940 | Haptoglobin 09P5924 | Pegasus | 02.03.2021 | Abbott Ireland Diagnostics Division Lisnamuck, Longford, Co. Longford, Ireland | Haptoglobin - 09P5924 (180 teste) | In Vitro | Reagent per gjetjen sasiore te haptaglobines ne sistemet Alinity | Pajisje te diagnostikimit in vitro
8941 | Complement C4 - 09P5724 (300 teste) | Pegasus | 02.03.2021 | Abbott Ireland Diagnostics Division Lisnamuck, Longford, Co. Longford, Ireland | Complement C4 - 09P5724 (300 teste) | In Vitro | Reagente qe perdoren per percaktimin sasior te C4 ne sistemet Alinity | Pajisje te diagnostikimit in vitro
8942 | Complement C3 - 09P5624 | Pegasus | 02.03.2021 | Abbott Ireland Diagnostics Division Lisnamuck, Longford, Co. Longford, Ireland | Complement C3 - 09P5624 (300 teste) | In Vitro | Eshte reagent ne analizen e proteinave komplementare qe riten me shpejtesi ne organizem ne rast te episodeve inflamatore | Pajisje te diagnostikimit in vitro
8943 | Cholesterol2 04T8820; Cholesterol2 04T8830 | Pegasus | 02.03.2021 | Abbott Ireland Diagnostics Division Lisnamuck, Longford, Co. Longford, Ireland | Cholesterol2 - 04T8820 (880 teste); Cholesterol2 -04T8830 (3200 teste) | In Vitro | Reagente qe perdoren per percaktimin sasior te kolesterolit ne sistemet Alinity | Pajisje te diagnostikimit in vitro
8944 | Apolipoprotein A1 - 09P4624 (190 teste) | Pegasus | 02.03.2021 | Abbott Ireland Diagnostics Division Lisnamuck, Longford, Co. Longford, Ireland | Apolipoprotein A1 - 09P4624 (190 teste) | In Vitro | Reagente qe perdoren per percaktimin sasior te apolipoproteines A1 (ApoA1) ne sistemet Alinity | Pajisje te diagnostikimit in vitro
8945 | Albumin BCP2 - 04T8220; Albumin BCP2 - 04T8230 | Pegasus | 02.03.2021 | Abbott Ireland Diagnostics Division Lisnamuck, Longford, Co. Longford, Ireland | Albumin BCP2 - 04T8220 (600 teste); Albumin BCP2 - 04T8230 (2200 teste) | In Vitro | Reagente qe perdoren per percaktimin sasior te albumines ne sistemet Alinity | Pajisje te diagnostikimit in vitro
8946 | Katana Zirconia | Albadent Group shpk | 02.03.2021 | Kuraray Noritake Dental Inc. 300 Higashiyama, Miyoshi-cho, Miyoshi, Aichi 470-0293 Japan | Dental Ceramic Block : KATANA Zirconia (sipas listes bashkalidhur) | IIa | Eshte nje teknologji inovative me shume shtresa e specializuar per fabrikimin e kurores se zirkonit me kontur te plote | Pajisje dentare
8947 | CLEARFIL SE BOND | Albadent Group shpk | 02.03.2020 | Kuraray Noritake Dental Inc.1621 Sakazu, Kurashiki, Okayama, 710-0801, Japan | CLEARFIL SE BOND (sipas listes bashkalidhur) | IIa | Eshte nje sistem i thjeshte i polimerizimit qe permban nje primer dhe nje baze | Pajisje dentare
8948 | CLEARFIL Universal Bond | Albadent Group shpk | 02.03.2021 | Kuraray Noritake Dental Inc.1621 Sakazu, Kurashiki, Okayama, 710-0801, Japan | CLEARFIL Universal Bond Quick (sipas listes bashkalidhur) | IIa | Eshte nje ngjites universal me clirim fluori per mbushjet me kompozit | Pajisje dentare
8949 | Ultrasound Diagnostic Systems | MSE shpk | 02.03.2022 | CHISON Medical Technologies Co., Ltd. No.228, Changjiang East Road, Block 51 and 53, Phase 5, Shuofang Industrial Park, Xinwu District, 214142 Wuxi Jiangsu, China | Ultrasound Diagnostic Systems : CBit 1, CBit 2, CBit 3,CBit 4, CBit 5, CBit 6, CBit 7, CBit 8, CBit 9, CBit 10, XBit 20, XBit 30, XBit 40, XBit 50, XBit 60, XBit 70, XBit 80, XBit 90 | IIa | Eko per diagnostikimin e pacientit me ultratinguj | Tjeter
8950 | Complement C4 - 09P5724 (300 teste) | Labopharma | 02.03.2021 | Abbott Ireland Diagnostics Division Lisnamuck, Longford, Co. Longford, Ireland | Complement C4 - 09P5724 (300 teste) | In Vitro | Reagente qe perdoren per percaktimin sasior te C4 ne sistemet Alinity | Pajisje te diagnostikimit in vitro
8951 | Complement C3 - 09P5624 | Labopharma | 02.03.2021 | Abbott Ireland Diagnostics Division Lisnamuck, Longford, Co. Longford, Ireland | Complement C3 - 09P5624 (300 teste) | In Vitro | Eshte reagent ne analizen e proteinave komplementare qe riten me shpejtesi ne organizem ne rast te episodeve inflamatore | Pajisje te diagnostikimit in vitro
8952 | Cholesterol2 04T8820; Cholesterol2 04T8830 | Labopharma | 02.03.2021 | Abbott Ireland Diagnostics Division Lisnamuck, Longford, Co. Longford, Ireland | Cholesterol2 - 04T8820 (880 teste); Cholesterol2 -04T8830 (3200 teste) | In Vitro | Reagente qe perdoren per percaktimin sasior te kolesterolit ne sistemet Alinity | Pajisje te diagnostikimit in vitro
8953 | Apolipoprotein B - 09P4724 (190 teste) | Labopharma | 02.03.2021 | Abbott Ireland Diagnostics Division Lisnamuck, Longford, Co. Longford, Ireland | Apolipoprotein B - 09P4724 (190 teste) | In Vitro | Reagente qe perdoren per percaktimin sasior te apolipoproteines B (Apo -B) ne sistemet Alinity | Pajisje te diagnostikimit in vitro
8954 | Apolipoprotein A1 - 09P4624 (190 teste) | Labopharma | 02.03.2021 | Abbott Ireland Diagnostics Division Lisnamuck, Longford, Co. Longford, Ireland | Apolipoprotein A1 - 09P4624 (190 teste) | In Vitro | Reagente qe perdoren per percaktimin sasior te apolipoproteines A1 (ApoA1) ne sistemet Alinity | Pajisje te diagnostikimit in vitro
8955 | Fingertip Pulse Oximeter YK-80A, YK-80B, YK-80C, YK-81A, YK-81B, YK-81C, YK-82A,YK-82B, YK-82C, YK-83A, YK-83B, YK-83C.YK-84A，YK-84B， YK-84C，K1 | Rejsi Farma | 02.03.2021 | Xuzhou Yongkang Electronic Science Technology Co., Ltd 4F Building C8, 40 Jingshan Road, Economic and Technological Development Zone, Xuzhou, China | Fingertip Pulse Oximeter YK-80A, YK-80B, YK-80C, YK-81A, YK-81B, YK-81C, YK-82A,YK-82B, YK-82C, YK-83A, YK-83B, YK-83C.YK-84A，YK-84B， YK-84C，K1 | lla | Oksimeter per matjen e saturimit ne gjak | Tjeter
8956 | Hanel Articulating paper | Çene | 02.03.2021 | Coltene/Whaledent GmbH + Co. KG Raiffeisenstrasse 30 89129 Langenau, Germany | Hanel Articulating paper | l | Pajisje per vrifikim te okluzionit, zonat e pabarabarta | Pajisje dentare
8957 | Molutrex | Vinipharma sh.p.k | 02.03.2021 | ACM 17 Rue de Neuily Impasse passoir, 92110 CLICHY LA GARENNE, France | Solution for cutaneous local application : MOLUTREX® (5% potassium hydroxide) | IIa | Solucion er aplikim lokal te lekures per kurimin e molluscum contagiosum | Tjeter
8958 | ID color Catalase | Labopharma shpk | 02.03.2021 | BIOMÉRIEUX SA, 376 Chemin de l'Orme - 69280 Marcy L'Etoile - France | ID color Catalase: 2 x 5 ml dropper bottles 55 561 | In Vitro | Jane disqe tek te cilet behet e mundur gjetja e enzimes katalaze dhe perdoren per gjetjen e diferencimit te baktereve | Pajisje te diagnostikimit in vitro
8959 | Oxidase reagent | Labopharma shpk | 02.03.2021 | BIOMÉRIEUX SA, 376 Chemin de l'Orme - 69280 Marcy L'Etoile - France | Oxidase Reagent Non-impregnated disks, 55 635, 54 991 | In Vitro | Jane reagente te cilet perdoren per gjetjen e enzimes oksidaze e prodhuar nga nje varietet bakteriesh | Pajisje te diagnostikimit in vitro
8960 | Anti-Mullerian Hormone | Labopharma shpk | 02.03.2021 | BIOMÉRIEUX SA, 376 Chemin de l'Orme - 69280 Marcy L'Etoile - France | VIDAS ®Anti-Müllerian Hormone (AMH) - 417011 | In Vitro | Eshte test i cili perdoret per gjetjen sasiore te horminit anti-mullerian qe qarkullon ne serumin njerezor | Pajisje te diagnostikimit in vitro
8961 | HIV DUO Quick | Labopharma shpk | 02.03.2021 | BIOMÉRIEUX SA, 376 Chemin de l'Orme - 69280 Marcy L'Etoile - France | VIDAS ®HIV DUO Quick 30447 | In Vitro | Eshte nje test screening qe perdoret ne familjen e aparaturave Vidas per gjetjen e kombinuar te imunoglobulinave totale anti-hiv ne serumin njerezor dhe ne plazem | Pajisje te diagnostikimit in vitro
8962 | PREVI Color Gram | Labopharma shpk | 02.03.2021 | BIOMÉRIEUX SA, 376 Chemin de l'Orme - 69280 Marcy L'Etoile - France | PREVI® Color Gram ACETONE SAFRANIN SOLUTION-RA1 29519/29582; PREVI® Color Gram SAFRANI SOLUTION-RA2 29520/29583; PREVI® Color Gram ACETONE FUSCHIN SOLUTION-RA3 29521/29584; PREVI® Color Gram FUSCHIN SOLUTION-RA4 29522/29585; PREVI® Color Gram IODINE SOLUTION-RB 29523/29586; PREVI® Color Gram CRYSTAL VIOLET SOLUTION-RC 29524/29587 | In Vitro | Jane solucione ngjyruese dhe ndihmojne ne numerimin e njollave te formuara per pervi color gram | Pajisje te diagnostikimit in vitro
8963 | SS agar / Gelose SS | Labopharma shpk | 02.03.2021 | BIOMÉRIEUX SA, 376 Chemin de l'Orme - 69280 Marcy L'Etoile - France | SS agar / Gélose SS : 2 x 10 plates - 43 091; 10 x 10 plates - 43 099 | In Vitro | jane pjata agari te cilat sherbejne per izolimin selektive te salmoneles dhe shigeles | Pajisje te diagnostikimit in vitro
8964 | RHINO-LARYNGO FIBERSCOPE: OLYMPUS ENF-GP2; EOT cap: MB-156, Light guide adapter: MAJ-900 | MSE shpk | 03.03.2021 | Olympus Medical Systems Corp. 2951 Ishikawa-cho, Hachioji-shi, Tokyo 192-8507 Japan | RHINO-LARYNGO FIBERSCOPE: OLYMPUS ENF-GP2; EOT cap: MB-156, Light guide adapter: MAJ-900 | lla | Fiberskop i cili sherben per perfitimin e imazheve ne rruget Rino-Laringo dhe aksesore. | Tjeter
8965 | Viral RNA Extraction Kit | CFO PHARMA shpk | 03.03.2021 | Goldsite Diagnostics Inc. No.103C, 503C & 504D, Technology Building & No.3A & 4A, Technology Building Annex, Zhaoshang Sub-District, Nanshan District, Shenzhen, China, 518067 | Viral RNA Extraction Kit | In Vitro | Kit qe perdoret per nxjerrjen e ARN virale nga plazma, gjaku, kultura virale dhe kampionet e urines. | Pajisje te diagnostikimit in vitro
8966 | Standard Surgery Gowns: 100-001-S; Protected Surgery Gowns: 200-001-S | Globalsher shpk | 03.03.2021 | Zeyni Medikal Tekstil Ins. San. Ve Tic. Ltd. Sti. Yunus Emre Mah. 12. Yildirim Sok. No 17 Yildirim - BURSA, Turkey | Standard Surgery Gowns: 100-001-S; Protected Surgery Gowns: 200-001-S | l | Veshje kirurgjikale sterile per salla operacioni, standarte dhe te perforcuara. | Pajisje nje perdorimeshe
8967 | Pajisje mobilimi spitalor | Health & Light | 03.03.2021 | Bicakcilar Tibbi Cihazlar Sanayi ve Ticaret A.S. Osmangazi Mahallesi,Gazi Caddesi No:21, Esanyurt 34522 Istanbul Turkiye | Pajisje mobilimi spitalor (sipas listes bashkalidhur) | l | Llamba shtreter operacioni, sisteme kirurgjikale, sisteme vakumi, barela, stativa | Pajisje elektomekanike
8968 | Valiant NavionTM Thoracic Stent Graft System | O.E.S Distrimed | 04.03.2021 | Medtronic Inc. 710Medtronic Parkway N.E. Minneapolis MN 55432 USA | Valiant NavionTM Thoracic Stent Graft System (sipas listes bashkalidhur) | lll | Sisteme stentash graft toraksi qe perdoren ne kirurgjine mini invazive te aortes torakale | Pajisje te implantueshme jo aktive
8969 | BeGraft Peripheral Stent Graft System; BeGraft Peripheral PLUS Stent Graft System; BeSmooth Peripheral Stent System(sipas listes bashkalidhur) | O.E.S Distrimed | 04.03.2021 | Bentley InnoMed GmbH Lotzenäcker 25 72379 Hechingen Germany | BeGraft Peripheral Stent Graft System; BeGraft Peripheral PLUS Stent Graft System; BeSmooth Peripheral Stent System(sipas listes bashkalidhur) | llb | Sisteme stentash vaskulare periferiale te implantueshme ne kirurgjine hemodinamike | Pajisje te implantueshme jo aktive
8970 | Single Use laryngeal mask | Fedos shpk | 03.03.2021 | Ambu A/S, Baltorpbakken 13, Ballerup DK-2750 , Denmark | Ambu ® AuraGain - Single Use laryngeal Mask, Sterile : 408 100 000; 408 150 000; 408 200 000; 408 250 000; 408 300 000; 408 400 000; 408 400 000; 408 500 000; 408 600 000 | IIa | Elektroda per elektromiograme | Pajisje nje perdorimeshe
8971 | Electrocardiogtaphs | Fedos shpk | 03.03.2021 | Dixion Vertrieb medizinischer Geräte GmbH Couvenstraße 6, 40211 Düsseldorf, Germany | Electrocardiographs: ECG 1003p | IIa | Elektrokardiografi per ekzaminimin e zemres | Pajisje elektromekanike
8972 | Dextile™ Anatomical Mesh | O.E.S Distrimed | 04.03.2021 | Sofradim Production 116 Avenue du Formans, Trévoux, 01600 France | Dextile™ Anatomical Mesh: DXT1309AL;DXT1510AL;DXT1612AL; DXT1309AR;DXT1510AR;DXT1612AR | llb | Masha kirurgjikale abdominale per riparimin e hernies abdominale | Pajisje nje perdorimeshe
8973 | BeGraft Aortic Stent Graft System | O.E.S Distrimed | 04.03.2021 | Bentley InnoMed GmbH Lotzenäcker 25 72379 Hechingen Germany | BeGraft Aortic Stent Graft System (sipas listes bashkalidhur) | lll | Stenta vaskulare graft aortik te implantueshme | Pajisje te implantueshme jo aktive
8974 | BeGraft Coronary Stent Graft System | O.E.S Distrimed | 04.03.2021 | Bentley InnoMed GmbH Lotzenäcker 25 72379 Hechingen Germany | BeGraft Coronary Stent Graft System (sipas listes bashkalidhur) | lll | Stenta vaskulare graft koronar te implantueshme | Pajisje te implantueshme jo aktive
8975 | Prealbumin | Pegasus shpk | 04.03.2021 | Abbott Ireland Diagnostics Division, Lisnamuck, Longford, Co. Longford, Ireland | Prealbumin 09P8624 | In Vitro | Jane reagent te ccilet perdoren per gjetjen e prealbumines ne serumin dhe plazmen njerezore | Pajisje te diagnostikimit in vitro
8976 |  | O.E.S DISTRIMED shpk | 04.03.2021 | endox Feinwerktechnik GmbH Schützenstrasse 33, D-72574 Bad Urach | Guide Wire - Single Use products - Steril (sipas listes bashkengjitur) | lla | Materiale mjekesore, tela drejtues per perdorim ne kirurgji endoskopike. | Pajisje nje perdorimeshe
8977 | Defibrillator Monitor: S6, S8 | O.E.S DISTRIMED shpk | 04.03.2021 | Shenzhen Comen Medical Instruments Co., Ltd. F10-11& Sect C, F12 of BLDG 1A and F1-5 of BLDG 2, FIYTA Timepiece Building, Nanhuan Avenue, Matian Subdistrict, Guangming District, 518106 Shenzhen, Guangdong, P.R.China | Defibrillator Monitor: S6, S8 | llb | Defibrilator. | Produkte per institucione te kujdesit shendetesor
8978 | Small Or and Treatment Light: ML1000C - MIMLED 1000 CEILLING, ML1000W - MIMLED 1000 WALL, ML1000FL - MIMLED 1000 TROLLEY, ML600C - MIMLED 600 CEILLING, ML600W - MIMLED 600 WALL, ML600FL - MIMLED 600 TROLLEY | O.E.S DISTRIMED shpk | 04.03.2021 | Mimsal Trade S. L. C. Mollet 17, Poligono Industrial Palou Nord, 08401 Granollers (Barcelona) Spain | Small Or and Treatment Light: ML1000C - MIMLED 1000 CEILLING, ML1000W - MIMLED 1000 WALL, ML1000FL - MIMLED 1000 TROLLEY, ML600C - MIMLED 600 CEILLING, ML600W - MIMLED 600 WALL, ML600FL - MIMLED 600 TROLLEY | l | Llambe mjekesore, perdorim ne sallat spitalore dhe kirurgjikale. | Produkte per institucione te kujdesit shendetesor
8979 | PRIMUM Hydrophilic Guiding Catheter (sipas listes bashkengjitur) | MONTAL shpk | 04.03.2021 | PendraCare International B.V. Van der Waalspark 22 9351 VC Leek The Netherlands | PRIMUM Hydrophilic Guiding Catheter (sipas listes bashkengjitur) | lll | Katetere udhezues te destinuara te perdoren per futjen intravasculare te pajisjeve nderhyrese ose diagnostikuese ne koronare ose sistemet periferike vaskulare. | Tjeter
8980 | Microalbumin | Pegasus shpk | 04.03.2021 | Abbott Ireland Diagnostics Division, Lisnamuck, Longford, Co. Longford, Ireland | Microalbumin 08P0424; Microalbumin Calibrators 08P0404; Microalbumin Controls 08P0414 | In Vitro | Jane reagent te ccilet perdoren per gjetjen e albumines ne serumin dhe plazmen njerezore, kalibratore dhe kontrolle | Pajisje te diagnostikimit in vitro
8981 | Imunoglobulin M | Pegasus shpk | 04.03.2021 | Abbott Ireland Diagnostics Division, Lisnamuck, Longford, Co. Longford, Ireland | Imunoglobulin M 09P6324 | In Vitro | Jane reagent te ccilet perdoren per gjetjen te imunoglobulines M ne serumin dhe plazmen njerezore, kalibratore dhe kontrolle | Pajisje te diagnostikimit in vitro
8982 | Surgical Light: ETC LED ELITE X, ETC LED MASTER X, ETC LED PERGAMON X, ETC LED SMYRNA X | Fedos shpk | 04.03.2021 | Etkin Tibbi Cihazlar Servis Ticaret Ve Sanayi Limited Sirketi Mimar Sinan Mahallesi 1358 Sokak No:9/A Alsanack, Konak/Izmir/Turkiye | Surgical Light: ETC LED ELITE X, ETC LED MASTER X, ETC LED PERGAMON X, ETC LED SMYRNA X | l | Drite kirurgjikale. | Produkte per institucione te kujdesit shendetesor
8983 | External Dual-chamber Pacemaker PACE 203 | Fedos shpk | 04.03.2021 | Osypka Medical GmbH Albert-Einstein-Strasse 3, 12489 Berlin, Germany | External Dual-chamber Pacemaker PACE 203 | llb | Stimulues i jashtem i sinjaleve elektrike te zemres. | Pajisje elektromekanike
8984 | Medwarm - Control Unit (2 Channel): W-500D; Medwarm - Patient Warming Mattress 1900 x 500 x 40 mm: IM-190MS; Medwarm - Patient Warming Blankets 1900 x 1000 mm: IM-190B | Fedos shpk | 04.03.2021 | Istanbul Medical Ltd. Sti. Egitim Mah. Sirin Yuva Sokak No: 3 Kat: 1 D: 1 Kadiokoy - Istanbul/Turkiye | Medwarm - Control Unit (2 Channel): W-500D; Medwarm - Patient Warming Mattress 1900 x 500 x 40 mm: IM-190MS; Medwarm - Patient Warming Blankets 1900 x 1000 mm: IM-190B | llb | Sisteme ngrohes per pacientin. | Pajisje elektromekanike
8985 | Cooling Plate CP 503 - 2779 | Krijon sh.p.k | 05.03.2021 | Kaltek S.r.l. Via del Progresso n.2 - 35127 Padova Italy | Cooling Plate CP 503 - 2779 | In Vitro | Pajisje ftohese histologjike | Pajisje laboratori
8986 | Heating Plate Stretch A - 3080 | Krijon sh.p.k | 05.03.2021 | Kaltek S.r.l. Via del Progresso n.2 - 35127 Padova Italy | Heating Plate Stretch A - 3080 | In Vitro | Pajisje per tharjen e lamave | Pajisje laboratori
8987 | Cerabien ZR | Albadent Group | 05.03.2021 | Kuraray Noritake Dental Inc. 1621 Sakazu, Kurashiki, Okayama, 710-0801, Japan | Cerabien ZR (sipas listes bashkalidhur) | lla | Sisteme porcelani perdorim ne dentrstri | Pajisje dentare
8988 | CZR Press | Albadent Group | 05.03.2021 | Kuraray Noritake Dental Inc. 1621 Sakazu, Kurashiki, Okayama, 710-0801, Japan | CZR Press (sipas listes bashkalidhur) | lla | Teknologjia CZR PRESS konsiston në bashkimin e dy teknologjive: qeramika oksid dhe qeramika e presuar perdorim ne dentrstri | Pajisje dentare
8989 | VIDAS® H. pylori IgG (HPY): 30192 | Labopharma shpk | 05.03.2021 | BIOMERIEUX SA 376 Chemin de l'Orme - 69280 Marcy l'Etoile - France | VIDAS® H. pylori IgG (HPY): 30192 | In Vitro | Test i cili perdoret per gjetjen e antitrupave IgG te prodhuar kunder Helicobacterit pylori ne serumin njerezor ose ne plazem ne aparaturen VIDAS. | Pajisje te diagnostikimit in vitro
8990 | Uric Acid | Pegasus shpk | 05.03.2021 | Abbott Ireland Diagnostics Division, Lisnamuck, Longford, Co. Longford, Ireland | Uric Acid2 04U0920; Uric Acid2 04U0930 | In Vitro | Jane reagente te cilet perdoren per gjetjen sasiore te acidit urik ne serumin dhe plazen humane ne analizatoret A;inity. | Pajisje te diagnostikimit in vitro
8991 | Immunoglobulin G | Pegasus shpk | 05.03.2021 | Abbott Ireland Diagnostics Division, Lisnamuck, Longford, Co. Longford, Ireland | Immunoglobulin G 09P6224 | In Vitro | Jane reagente te cilet perdoren per gjetjen sasiore te imunoglobulines G ne serumin dhe plazen humane ne analizatoret A;inity. | Pajisje te diagnostikimit in vitro
8992 | Activated aspartate aminotransferase | Pegasus shpk | 05.03.2021 | Abbott Ireland Diagnostics Division, Lisnamuck, Longford, Co. Longford, Ireland | Activated Aspartate Aminotransferase 08P2324 | In Vitro | Jane reagente te cilet perdoren per gjetjen sasiore te enzimes te as[artat aminotransferazes ne serumin dhe plazen humane ne analizatoret A;inity. | Pajisje te diagnostikimit in vitro
8993 | Elite 580 | Pegasus shpk | 05.03.2021 | Erba Lachema s.r.o., Brno, Karαsek 2219/1d, Czech Republic | ELite 580 - INS00071; ELite H580 Dil HEM00019; ELite H580 Lyse1 HEM00020; ELite H580 Lyse2 HEM00021; ELite H580 Lyse3 HEM00022; ELite H Clean HEM00023; ELite H5 CON L HEM00024; ELite H5 CON N HEM00025; ELite H5 CON H HEM00026; ELite H CAL HEM00027 | In Vitro | Aparature per kryerjen e analizave te gjakut | Pajisje te diagnostikimit in vitro
8994 | SimpliShade, OptiShade (sipas listes bashkengjitur) | Advantage Dental shpk | 05.03.2021 | Kerr Corporation 1717 W. Collins Ave., Orange, CA 92867, USA | SimpliShade, OptiShade (sipas listes bashkengjitur) | lla | Kompozite per mbushjen e dhembit. | Pajisje dentare
8995 | Dental Abutments & Connecting Screws (sipas listes bashkengjitur) | Implantex shpk | 05.03.2021 | NOVAMIND PC Apostolou Pavlou 4, Acharnai, 13672, GREECE | Dental Abutments & Connecting Screws (sipas listes bashkengjitur) | llb | Implante, sutura dhe vida dentare per zevendesimin e dhembeve dhe riparim kockor. | Pasjie te implantueshme jo aktive
8996 | CalSet PTH - 08243875190 | Evita | 08.03.2021 | Roche Diagnostics GmbH Sandhofer Strasse 116 D-68305 Mannheim, Germany | CalSet PTH - 08243875190 | In Vitro | Kalibrator per PTH | Tjeter
8997 | Ventana anti-BRAF V600E (VE1) Mouse Monoclonal Primary Antibody | Evita | 08.03.2021 | Roche Diagnostics GmbH Sandhofer Strasse 116 D-68305 Mannheim, Germany | Ventana anti-BRAF V600E (VE1) Mouse Monoclonal Primary Antibody - 08033706001 ( Ventana code: 760-5096) | In Vitro | Reagent per diagnostikimin imunohistokimik (BRAF) | Tjeter
8998 | DIGITAL THERMOMETER | Fedos | 09.03.2021 | Gima S.p.A Via Marconi,1 20060 Gessate(MI)-Italy | DIGITAL THERMOMETER (sipas listes bashkalidhur) | lla | Termometer Dixhital | Produkte për institucione të kujdesit shëndetësor
8999 | Electric Hospital Bed: 90101137 | Fedos | 09.03.2021 | Dolsan Medikal Ekipmanlar lmalat lnsaat Gida Pazarlama San. Ve Tic. Ltd. Sti. Bahcelievler Mh. Yavuz Cd. No:31/A Hasanoglan Elmadag/ANKARA, TURKEY | Electric Hospital Bed: 90101137 | l | Krevat Spitalor Elektrik. | Pajisje mobilim spitalor
9000 | Stretcher: 90107101 | Fedos | 09.03.2021 | Dolsan Medikal Ekipmanlar lmalat lnsaat Gida Pazarlama San. Ve Tic. Ltd. Sti. Bahcelievler Mh. Yavuz Cd. No:31/A Hasanoglan Elmadag/ANKARA, TURKEY | Stretcher: 90107101 | l | Barrele spitalore per mbartjen e pacientit | Pajisje mobilim spitalor
9001 | Stethoscope (sipas listes bashkalidhur) | Fedos | 09.03.2021 | Gima S.p.A Via Marconi,1 20060 Gessate(MI)-Italy | Stethoscope (sipas listes bashkalidhur) | l | Stetoskop | Produkte për institucione të kujdesit shëndetësor
9002 | Lung Ventilator: Falco 202 Evo | Fedos | 09.03.2021 | SIARE Engineering International Group s.r.l. Via Giulio Pastore, 18 40053 Località Crespellano - Valsamoggia (Bo) - ITALY | Lung Ventilator: Falco 202 Evo | llb | Ventilator Mushkrie | Pajisje elektromekanike
9003 | Immunoglobulin A | Labopharma | 09.03.2021 | Abbott Ireland Diagnostics Division Lisnamuck, Longford, Co. Longford, Ireland | Immunoglobulin A 09P6124 | In Vitro | Jane reagente te cilet perdoren per gjetjen sasiore te imunoglobulines A ne serumin dhe plazen humane ne analizatoret Alinity. | Pajisje te diagnostikimit in vitro
9004 | Heptoglobin | Labopharma | 09.03.2021 | Abbott Ireland Diagnostics Division Lisnamuck, Longford, Co. Longford, Ireland | Heptoglobin 09P5924 | In Vitro | Jane reagente te cilet perdoren per gjetjen sasiore te heptoglobines ne serumin dhe plazen humane ne analizatoret Alinity. | Pajisje te diagnostikimit in vitro
9005 | Albumin BCP2 | Labopharma | 09.03.2021 | Abbott Ireland Diagnostics Division Lisnamuck, Longford, Co. Longford, Ireland | Albumin BCP2 - 04T8220 ; Albumin BCP2 - 04T8230 | In Vitro | Jane reagente te cilet perdoren per gjetjen sasiore te albumines ne serumin dhe plazen humane ne analizatoret Alinity. | Pajisje te diagnostikimit in vitro
9006 | Activated Aspartate Aminotransferase | Labopharma | 09.03.2021 | Abbott Ireland Diagnostics Division Lisnamuck, Longford, Co. Longford, Ireland | Activated Aspartate Aminotransferase 08P2324 | In Vitro | Jane reagente te cilet perdoren per gjetjen sasiore teenzimes te aspartat aminotranferazes ne serumin dhe plazen humane ne analizatoret Alinity. | Pajisje te diagnostikimit in vitro
9007 | Elite 580 | Labopharma | 09.03.2021 | Erba Lachema s.r.o., Brno, Karαsek 2219/1d, Czech Republic | ELite 580 - INS00071; ELite H580 Dil HEM00019; ELite H580 Lyse1 HEM00020; ELite H580 Lyse2 HEM00021; ELite H580 Lyse3 HEM00022; ELite H Clean HEM00023; ELite H5 CON L HEM00024; ELite H5 CON N HEM00025; ELite H5 CON H HEM00026; ELite H CAL HEM00027 | In Vitro | Aparature per kryerjen e analizave te gjakut | Pajisje te diagnostikimit in vitro
9008 | Accu-chek Instand | Rejsi Farma sh.p.k | 09.03.2021 | Roche Diabetes Care GmbH, Sandhofer Strasse 116, 68305 Mannheim, Germany | Blood Glucose measuring systems for self testing: Accu-Chek® Instant mg/dl Kit - 09221794 | In Vitro | Kit qe permban aparat, fisha dhe lanceta per matjen e glicemise | Pajisje te diagnostikimit in vitro
9009 | Bedside Monitor | Fedos | 10.03.2021 | Nihon Kohden Corporation 1-31-4 Nishiochiai, Shinjuku-ku Tokyo 161-8560, Japan | Bedside Monitor (sipas listes bashkalidhur) | llb | Monitor pacienti ne te cilen transmetohet dhe monitorohen vlerat jetesore si dhe mbikqyret ritmi kardiak | Pajisje elektromekanike
9010 | BANDAGE SCISSORS, PLASTER OF PARIS | Fedos | 10.03.2021 | FAZZINI S.r.l. STRADA STATALE PADANA SUPERIORE 317 IT - 20090 VIMODRONE (MI), Italy | BANDAGE SCISSORS, PLASTER OF PARIS (sipas listes bashkalidhur) | l | Gershere per prerjen e fashos | Produkte për institucione të kujdesit shëndetësor
9011 | Bedside Monitor: BSM - 6701K; BSM -6501K; BSM -6301K | Fedos | 10.03.2021 | Nihon Kohden Corporation 1-31-4 Nishiochiai, Shinjuku-ku Tokyo 161-8560, Japan | Bedside Monitor: BSM - 6701K; BSM -6501K; BSM -6301K | llb | Monitor pacienti ne te cilen transmetohet dhe monitorohen vlerat jetesore | Pajisje elektromekanike
9012 | Brest Pump Systems | Express Pharma shpk | 10.03.2021 | Medela AG, Lättichstrasse 4b, 6340 Baar, Switzerland | Brest Pump Systems (sipas listes bashkalidhur) | IIa | Pompe gjiri per te ndihmuar nene gjate ushqyerjes me qumesht per femijen | Tjeter
9013 | PANAVIA V5 | Albadent Group sh.p.k | 10.03.2021 | Kuraray Noritake Dental Inc, 1621, Sakazu, Kurashiki, Okayama, 710-0801, Japan | PANAVIA V5 (sipas listes bashkalidhur) | IIa | Eshte cement per perdorim dentar, i forte shume estetik dhe ne 5 nuanca | Pajisje dentare
9014 | Dental products | Dorina Mele Co. shpk | 10.03.2021 | Industrie Biomediche Insubri SA, Via Cantonale, 67 CH-6805 Mezzovico-Vira, Switzerland | naturesQue SemOss B : 58500; 58501; 58502; 58503; 5850; 58505 | III | grafete kockash te rezorbueshme per perdorim ne stomatologji | Pajisje dentare
9015 | Membrana kolagjeni | Dorina Mele Co. shpk | 10.03.2021 | Collagen Matrix, Inc. 15 Thornton Road, Oakland, NJ 07436, USA | naturesQue ColTect P Regenerative Collagen Dental Membrane: 58496, 58497, 58498; naturesQue MaxOss P Anorganic Bone Mineral : 58488, 58489, 58490, 58491, 58492, 58493; naturesQue MaxOss P Anorganic Bone graft in Syringe 58494, 58495 | III | Membrana kolagjeni te rezorbueshme per perdorim dentar | Pajisje dentare; Pajisje te implantueshme ko aktive
9016 | Diagnostic laboratory reagents quantia | O.E.S Distrimed shpk | 12.03.2021 | Tulip Diagnostics, P, Ltd, Phase Iic, Plot Nos.92, verna Industrial Estate, verna, Goa-403 722. India | Diagnostic Laboratory Reagents Quantia, Turbilyte (sipas listes bashkalidhur) | In Vitro | Reagente diagnostikues | Pajisje te diagnostikimitin vitro
9017 | Rheumatoid Factor: 08G6624 (360 tests) | PEGASUS shpk | 16.03.2021 | Abbott Ireland Diagnostics Division Lisnamuck, Longford, Co. Longford, Ireland | Rheumatoid Factor: 08G6624 (360 tests) | In Vitro | Reagente per percaktimin sasior te faktorit reumatoidal. | Pajisje te diagnostikimit in vitro
9018 | Prealbumin: 01E0224 (240 tests) | PEGASUS shpk | 16.03.2021 | Abbott Ireland Diagnostics Division Lisnamuck, Longford, Co. Longford, Ireland | Prealbumin: 01E0224 (240 tests) | In Vitro | Reagente per percaktimin sasior te prealbumines. | Pajisje te diagnostikimit in vitro
9019 | Microalbumin: 02K9824 (640 tests); Microalbumin Calibrators: 02K9804; Microalbumin controls: 02K9814 | PEGASUS shpk | 16.03.2021 | Abbott GmbH & Co. KG, Max-Planck-Ring 2, 65205 Wiesbaden, Germany | Microalbumin: 02K9824 (640 tests); Microalbumin Calibrators: 02K9804; Microalbumin controls: 02K9814 | In Vitro | Reagente, kalibratore dhe kontrolle per percaktimin sasior te albumines. | Pajisje te diagnostikimit in vitro
9020 | Apolipoprotein B: 9D9324 (243 tests) | PEGASUS shpk | 16.03.2021 | Abbott Ireland Diagnostics Division Lisnamuck, Longford, Co. Longford, Ireland | Apolipoprotein B: 9D9324 (243 tests) | In Vitro | Reagente per percaktimin sasior te apolipoproteines B (apo-B). | Pajisje te diagnostikimit in vitro
9021 | Apolipoprotein A1: 9D9224 (243 tests) | PEGASUS shpk | 16.03.2021 | Abbott Ireland Diagnostics Division Lisnamuck, Longford, Co. Longford, Ireland | Apolipoprotein A1: 9D9224 (243 tests) | In Vitro | Reagente per percaktimin sasior te apolipoproteines A1 (apo-A1). | Pajisje te diagnostikimit in vitro
9022 | Activated Aspartate Aminostransferase: 08L9124 (2750 tests), 08L9144 (4800 tests) | PEGASUS shpk | 16.03.2021 | Abbott Ireland Diagnostics Division Lisnamuck, Longford, Co. Longford, Ireland | Activated Aspartate Aminostransferase: 08L9124 (2750 tests), 08L9144 (4800 tests) | In Vitro | Reagente per percaktimin e sasise se enzimes aspartate aminostranferaze. | Pajisje te diagnostikimit in vitro
9023 | Oxygen concentrator: ANGEL5S; ANGEL5A; ANGEL3S; ANGEL3A; | CFO Pharma sh.p.k | 16.03.2021 | AngelBiss Medical Technology Co., Ltd. R2, No. 106, Shuanghe Road, Dianshanhu Town, Kunshan 215345, Jiangsu Province, P.R.China. | Oxygen concentrator: ANGEL5S; ANGEL5A; ANGEL3S; ANGEL3A; | Iia | Realizon rritjen e fraksionin e oksigjenit ne nje perzierje gazi, ngopjen e oksigjenit, fraksioni I oksigjenit I tretur ose I mbartur nga nje leng, kufizimin e perqendrimit te oksigjenit, perqendrimi nen te cilin nuk mund te behet djegia. | Instrumenta shumëpërdorimësh
9024 | Apolipoprotein B | Pegasus sh.p.k | 16.03.2021 | Abbott Ireland Diagnostics Division Lisnamuck, Longford, Co. Longford, Ireland | Apolipoprotein B 09P4724 (190 tests) | In Vitro | Reagente qe perdoren per gjetjen e apoliproteines B ne serumin njerezor dhe ne plazem ne analizatoret Alinity. | Pajisje të diagnostikimit in vitro
9025 | Immunoglobulin G | Labopharma sh.p.k | 16.03.2021 | Abbott Ireland Diagnostics Division Lisnamuck, Longford, Co. Longford, Ireland | Immunoglobulin G 09P6224 (360 tests) | In Vitro | Reagente qe perdoren per gjetjen e imunoglobulines G ne serumin njerezor dhe ne plazem ne analizatoret Alinity. | Pajisje të diagnostikimit in vitro
9026 | enVista® IOLs (sipas listes bashkengjitur) | Gen-Alb Farma shpk | 16.03.2021 | Bausch & Lomb, Incorporated 1400 N. Goodman St. Rochester, NY 14609 USA | enVista® IOLs (sipas listes bashkengjitur) | llb | Lente intraokulare hidrofobike, ndihmojne ne kompensimin e persosmerise natyrale te syrit. | Pajisje oftalmike dhe optike
9027 | Polypectomy Snares of the PS-Series | O.E.S DISTRIMED shpk | 16.03.2021 | bauer medical GmbH&Co. KG Bayreuther Str. 9, 91301 Forchheim, Germany | Polypectomy Snares of the PS-Series | llb | Rrjeta kirurgjikale per terheqjen e trupave te huaj, perdorim ne kirurgji te pergjithshme. | Pajisje nje perdorimeshe
9028 | Stone Extraction Basket (sipas listes bashkengjitur); Injection Needles of the SN-Series | O.E.S DISTRIMED shpk | 16.03.2021 | bauer medical GmbH&Co. KG Bayreuther Str. 9, 91301 Forchheim, Germany | Stone Extraction Basket (sipas listes bashkengjitur); Injection Needles of the SN-Series | l, lla | Instrumenta kirurgjikale, shporta per eksraktimin e gureve, age injektimi, perdorim ne kirurgji te pergjithshme. | Pajisje nje perdorimeshe
9029 | Biodegradable Pancreatico-biliary Stent | O.E.S Distrimed sh.p.k | 16.03.2021 | amg International GmbH Boschstrasse 16, 21423 Winsen-Luhe Germany | Biodegradable Pancreatico-biliary Stent (sipas listës bashkëngjitur) | III | Stenta pankreatike biliare te biodegradueshme per perdorim ne kirurgji abdominale. | Pajisjte te implantueshme jo aktive
9030 | LigaSure Maryland Jaw Thoracic Sealer/Divider One-step Sealing, Nano-coated | O.E.S Distrimed sh.p.k | 16.03.2021 | Covidien IIc 15 Hampshire Street Mansfield, Massachusetts 02048 USA | LigaSure™ Maryland Jaw Thoracic Sealer/Divider One-step Sealing, Nano-coated LF1930T | IIb | Maje instrumenti elektrokirurgjikal per perdorim ne kirurgjine e pergjithshme torakale. | Pajisje një përdorimëshe
9031 | Straight Connector 750XXXX1, 075XXXX1; Straight Luer Connector 751XXXX1, 075XXXX1; Y Connector 754XXXX1, 075XXXX1; Y Luer Connector 755XXXX1, 075XXXX1 | Fedos sh.p.k | 16.03.2021 | BIAKCILAR Tibbi Cihazlar San. Ve Tic. A.S Osmangazi Mahallesi Gazi Caddesi No:21 Esenyurt 34522 ISTANBUL/TURKIYE | Straight Connector 750XXXX1, 075XXXX1; Straight Luer Connector 751XXXX1, 075XXXX1; Y Connector 754XXXX1, 075XXXX1; Y Luer Connector 755XXXX1, 075XXXX1 | I | Bashkues sterile per kryerjen e qarkullimit ekstrakorporeal ne kardiokirurgji. | Pajisje një përdorimëshe
9032 | SI2 Sample Index Gen.2-08063516190 | Evita sh.p.k | 16.03.2021 | Roche Diagnostics GmbH, Sandhofer Strasse 116,D- 68305 Mannheim, Germany | SI2 Sample Index Gen.2-08063516190 | In Vitro | Hemolizues | Tjeter
9033 | Uric Acid2: 04U0920 (640 tests), 04U0930 (2000 tests) | Labopharma shpk | 17.03.2021 | Abbott Ireland Diagnostics Division Lisnamuck, Longford, Co. Longford, Ireland | Uric Acid2: 04U0920 (640 tests), 04U0930 (2000 tests) | In Vitro | Reagente per percaktimin e sasior te acidit urik. | Pajisje te diagnostikimit in vitro
9034 | Prealbumin: 09P8624 (640 tests) | Labopharma shpk | 17.03.2021 | Abbott Ireland Diagnostics Division Lisnamuck, Longford, Co. Longford, Ireland | Prealbumin: 09P8624 (640 tests) | In Vitro | Reagente per percaktimin e sasior te prealbumines. | Pajisje te diagnostikimit in vitro
9035 | Microalbumin: 08P0424 (640 tests); Microalbumin Calibrators: 08P0404; Microalbumin Controls: 08P0414 | Labopharma shpk | 17.03.2021 | Abbott Ireland Diagnostics Division Lisnamuck, Longford, Co. Longford, Ireland | Microalbumin: 08P0424 (640 tests); Microalbumin Calibrators: 08P0404; Microalbumin Controls: 08P0414 | In Vitro | Reagente, kalibratore dhe kontrolle per percaktimin sasior te albumines. | Pajisje te diagnostikimit in vitro
9036 | Immunoglobulin M: 09P6324 (360 tests) | Labopharma shpk | 17.03.2021 | Abbott Ireland Diagnostics Division Lisnamuck, Longford, Co. Longford, Ireland | Immunoglobulin M: 09P6324 (360 tests) | In Vitro | Reagente per percaktimin sasior te Imunoglobulines M. | Pajisje te diagnostikimit in vitro
9037 | Cement for temporary teeth filling "Dentine-paste citron" (50g): 9391-063-45814830-2001; Dental radiopaque material for filling tooth root canals "Cresodent-VladMiVa" (paste 25g): 9391-023-45814830-2001; Dental composite material for tooth stump restoration «Devit-S»: 9391-062-45814830-2002; Zinc-phosphate dental two-component bactericidal 3-colored cement «Unicem»: 9391-133-45814830-2001 | Amber Dental shpk | 17.03.2021 | JSC «EP«VladMiVa» Studencheskaya str. 19, 308023 Belgorod, Russia | Cement for temporary teeth filling "Dentine-paste citron" (50g): 9391-063-45814830-2001; Dental radiopaque material for filling tooth root canals "Cresodent-VladMiVa" (paste 25g): 9391-023-45814830-2001; Dental composite material for tooth stump restoration «Devit-S»: 9391-062-45814830-2002; Zinc-phosphate dental two-component bactericidal 3-colored cement «Unicem»: 9391-133-45814830-2001 | lla | Material per mbushjen e rrenjeve te dhembeve, cemente dhe materiale per mbushjen e kurorave te dhembeve. | Pajisje dentare
9038 | Dressing Forceps/ Tissue Forceps/ Inserter | MSE sh.p.k | 17.03.2021 | evonos GmbH & Co.KG Stockacher Str. 134 78532 Tuttlingen Germany | Dressing Forceps/ Tissue Forceps/ Inserter (sipas listës bashkëngjitur) | I | Pinca per indet, veshje per pinca dhe aksesore kirurgjikal. | Tjeter
9039 | Tuning Forks | MSE sh.p.k | 17.03.2021 | evonos GmbH & Co. KG, Stockacher Str.134, 78532 Tuttlingen, Germany | Tuning Forks (sipas listes bashkalidhur) | I | Pirunj akordimi mjekesor | Tjeter
9040 | Tissues Forceps | MSE sh.p.k | 17.03.2021 | evonos GmbH & Co. KG, Stockacher Str.134, 78532 Tuttlingen, Germany | Tissues Forceps (sipas listes bashkalidhur) | I | Pince indesh kirurgjikale | Tjeter
9041 | Probes | MSE sh.p.k | 17.03.2021 | evonos GmbH & Co. KG, Stockacher Str.134, 78532 Tuttlingen, Germany | Probes (sipas listes bashkalidhur) | I | Sonde kirurgjikale per ent | Tjeter
9042 | Micro-Hook | MSE sh.p.k | 17.03.2021 | evonos GmbH & Co. KG, Stockacher Str.134, 78532 Tuttlingen, Germany | Micro-Hook (sipas listes bashkalidhur) | I | Mikroinstrumenta kirurgjikale ENT | Tjeter
9043 | Dilatator | MSE sh.p.k | 17.03.2021 | evonos GmbH & Co. KG, Stockacher Str.134, 78532 Tuttlingen, Germany | Dilatator (sipas listes bashkalidhur) | I | Instrumenta kirurgjikale ENT | Tjeter
9044 | Mirror | MSE sh.p.k | 17.03.2021 | evonos GmbH & Co.KG Stockacher Str. 134 78532 Tuttlingen Germany | Mirror (sipas listës bashkëngjitur) | I | Pasqyre dhe aksesore perkates per ENT. | Tjeter
9045 | Accessories ENT | MSE sh.p.k | 17.03.2021 | evonos GmbH & Co.KG Stockacher Str. 134 78532 Tuttlingen Germany | Accessories ENT (sipas listës bashkëngjitur) | I | Aksesore kirurgjikale per ENT. | Tjeter
9046 | Speculums/ Laryngoscope, rigid | MSE sh.p.k | 17.03.2021 | evonos GmbH & Co.KG Stockacher Str. 134 78532 Tuttlingen Germany | Speculums/ Laryngoscope, rigid (sipas listës bashkëngjitur) | I | Instrumenta kirurgjikal per reditimin e kirurgjive te ORL. | Tjeter
9047 | Signia™ Small Diameter Curved Tip Intelligent Reload 30 mm Vascular 8 mm - Short: SIGSDS30CTV Signia™ Small Diameter Curved Tip Intelligent Reload 30 mm Vascular/Thin 8 mm - Short: SIGSDS30CTVT Signia™ Small Diameter Curved Tip Intelligent Reload 45 mm Vascular/Thin 8 mm - Long: SIGSDL45CTVT | O.E.S DISTRIMED shpk | 17.03.2021 | Covidien Ilc 15 Hampshire Street Mansfield,MA 02048 USA | Signia™ Small Diameter Curved Tip Intelligent Reload 30 mm Vascular 8 mm - Short: SIGSDS30CTV Signia™ Small Diameter Curved Tip Intelligent Reload 30 mm Vascular/Thin 8 mm - Short: SIGSDS30CTVT Signia™ Small Diameter Curved Tip Intelligent Reload 45 mm Vascular/Thin 8 mm - Long: SIGSDL45CTVT | lll | Rimbushes per staplera kirurgjikale endoskopike. | Pajisje nje perdorimeshe
9048 | Dental Handpiece (fiber Optic): Jindell-SW/SP/Ti-Premium Series/Premium Series; Dental Air Subsonic Scaler (fiber Optic): Jindell-AS/Ti-Premium Series/Premium Series | MOTO-MANIA shpk | 17.03.2021 | Jindell Medical Instruments Co., Ltd. No. 6-1, Alley 51, Lane 607, Rueilong Rd., Cianjhen District, Kaohsiung City 80642, Taiwan | Dental Handpiece (fiber Optic): Jindell-SW/SP/Ti-Premium Series/Premium Series; Dental Air Subsonic Scaler (fiber Optic): Jindell-AS/Ti-Premium Series/Premium Series | lla | Angel Turbine/Kontraangel - Instrument dentar per perdorimterapeutik dhe protetik. Air scaler - Instrument dentar per pastrimin e cipave te dhembeve. | Pajisje dentare
9049 | Dental Sealing Machine -SELINA | MOTO-MANIA shpk | 17.03.2021 | Ningbo Jiangbei Woson Medical Instrument Co., Ltd. No. 25, Lane 300, Jinshan Road, Jiangbei District, Ningbo 315032, China | Dental Sealing Machine -SELINA | l | Pajisje per paketimin e instrumentave dentar para sterilizimit. | Pajisje dentare
9050 | Dental Water Distiller - DRINK 10 | MOTO-MANIA shpk | 17.03.2021 | Ningbo Jiangbei Woson Medical Instrument Co., Ltd. No. 25, Lane 300, Jinshan Road, Jiangbei District, Ningbo 315032, China | Dental Water Distiller - DRINK 10 | l | Pajisje per distilimin e ujit per perdorim ne klinikat dentare. | Pajisje dentare
9051 | Steam Sterilizer - TANZO series | MOTO-MANIA shpk | 17.03.2021 | Ningbo Jiangbei Woson Medical Instrument Co., Ltd. No. 25, Lane 300, Jinshan Road, Jiangbei District, Ningbo 315032, China | Steam Sterilizer - TANZO series | llb | Pajisje per sterilizimin e instrumentave dentare, te paketuara dhe te pa paketuara. | Pajisje dentare
9052 | dental unit: Wovo, Wozo, Wodo | MOTO-MANIA shpk | 17.03.2021 | Ningbo Jiangbei Woson Medical Instrument Co., Ltd. No. 25, Lane 300, Jinshan Road, Jiangbei District, Ningbo 315032, China | dental unit: Wovo, Wozo, Wodo | lla | Poltron dentar. | Pajisje dentare
9053 | Scissors (sipas listes bashkengjitur) | MSE shpk | 17.03.2021 | evonos GmbH & Co. KG Stockacher Str. 134, 78532 Tuttlingen, Germany | Scissors (sipas listes bashkengjitur) | l | Gershere dhe aksesoret perkates kirurgjikale. | Tjeter
9054 | Logusgyn vaginal suppositories (10 pieces - 2g each) | ApiAlpharma shpk | 18.03.2021 | Logus Pharma S.r.l Strada delle Seriole 43 47894 Chiesanuova, Republic of San Marino | Logusgyn vaginal suppositories (10 pieces - 2g each) | lla | Produkt mjekesor qe ndihmon ne trajtimin e simptomave ne te gjitha llojet e vulvovaginitit perfshire ate te shkaktuar nga HPV (virusi i papilomes humane). | Tjeter
9055 | MS01286-ENTERO WELL D-ONE: 10 test panels, 10x10 mL Sterile Saline Solution | Krijon sh.p.k | 18.03.2021 | C.P.M Via degli Olmetti, 5-00060 Formello (Roma ) Italy | MS01286-ENTERO WELL D-ONE: 10 test panels, 10x10 mL Sterile Saline Solution | In Vitro | Sisteme testuese per identifikimin e supozuar dhe ndjeshmerine antimikrobiale per bakteret oxidase negative dhe enterobakteret. | Tjeter
9056 | Dental Root-Canal Obturating Points: Gutta Percha Point | Albadent Group shpk | 18.03.2021 | Aceonedent Korea Ind Co. 103-606, Bucheon Techno-Park, 22, Samjak-ro, Ojeong-Gu, Bucheon-si, Gyeonggi-do, Korea | Dental Root-Canal Obturating Points: Gutta Percha Point | lla | Mbushes i kanalit te rrenjes se dhembit. | Pajisje dentare
9057 | Dental Absorbent Point: Sterile Absorbent Paper Points | Albadent Group shpk | 18.03.2021 | Aceonedent Korea Ind Co. 103-606, Bucheon Techno-Park, 22, Samjak-ro, Ojeong-Gu, Bucheon-si, Gyeonggi-do, Korea | Dental Absorbent Point: Sterile Absorbent Paper Points | lla | Letra sterile absorbuese qe sherbejne per tharjen e kanalit te rrenjes se dhembit. | Pajisje dentare
9058 | ExiPrep™ 48 Dx | O.E.S Distrimed sh.p.k | 18.03.2021 | Bioneer Corporation 8-11 Munpyeongseo-ro, Daedeok-gu, Daejeon 34302, Republic of Korea | Fully Automated Nucleic Acid Axtraction CC Analyser : ExiPrep™ 48 Dx A-5150 | In Vitro | Pajisje laboratorike per ekstraktimin e acideve nukleike | Pajisje laboratorike
9059 | Nasal Cannula | O.E.S Distrimed sh.p.k | 18.03.2021 | Great Group Medical Co., Ltd. No.168, Xingong 2nd Rd., Tianzhong Township, Changhua County, 52046, Taiwan | Nasal Cannula (sipas listes bashkalidhur) | Iia | Kanule nazale per trajtimin e pacienteve me terapi oksigjeni | Pajisje per institucione te kujdesit shendetesor
9060 | Dental materials | Albadent Group sh.p.k | 18.03.2021 | Shenzhen Rogin Medical Co., Ltd Address: 5th Floor, Block I, Jinchangda Science Park, Shangwei Industry District, Shangkeng community, Guanhu Street, Longhua District, Shenzhen 518110 Guangdong China | Dental materials (sipas listës bashkëngjitur) | IIa | Dental Root Canal Instruments- jane instrumentra per pastrimin e rrenjes.Gutta Percha Points - jane kunja plastike perdoren per te mbushur rrenjen.Sterile Absorbent Paper Points - jane letra absorbuese per te thare kanalin e rrenjes. | Tjeter
9061 | Deflex SUPRA SF , Deflex M10 XR ,Deflex FLUENCE SR (Polymer for manufactoring denture bases); DeFlex ACETAL AC (Injectable acetal resin for manufactoring denture bases and clasps); DEFLEX ACRILATO FD / UNIVERSAL ACRILATO (Denture Base Pigmented PMMA); DEFLEX CLASSIC SR / Universal 280 (Denture Base Pigmented Polyamide); Deflex CLASSIC SR (Injectable Polyamide for denture bases) | Real Dent Center shpk | 18.03.2021 | Nuxen S.R.L. Sitio de Montevideo 2381, Lanus Este, Buenos Aires, Argentina | Deflex SUPRA SF , Deflex M10 XR ,Deflex FLUENCE SR (Polymer for manufactoring denture bases); DeFlex ACETAL AC (Injectable acetal resin for manufactoring denture bases and clasps); DEFLEX ACRILATO FD / UNIVERSAL ACRILATO (Denture Base Pigmented PMMA); DEFLEX CLASSIC SR / Universal 280 (Denture Base Pigmented Polyamide); Deflex CLASSIC SR (Injectable Polyamide for denture bases) | l, lla | Kartrixha te injektueshme te pigmentuara polimeri. | Pajisje dentare
9062 | dental ceramics (sipas listes bashkengjitur) | Real Dent Center shpk | 18.03.2021 | ceramay GmbH & Co. KG Luitpodstraße 11, 89231 Neu-Ulm, Germany | dental ceramics (sipas listes bashkengjitur) | l | Qeramika dentare | Pajisje dentare
9063 | ABTest Card | Euromed sh.p.k | 18.03.2021 | DIAGAST, 251 avenue Eugéne Avinée, Eurasanté parc, 59120 LOOS, France | ABTest Card 79090 | In Vitro | Karte testimi gjaku njeperdorimeshe | Pajisje te diagnostikimit in vitro
9064 | Phototerapy Radiator for Tratment of the Neonatal Jaundice: OFTN-03 "Axion" | MSE shpk | 18.03.2021 | Concern "Axion" LTD M. Gorkiy street 90, 426000 Izhevsk, Russia | Phototerapy Radiator for Tratment of the Neonatal Jaundice: OFTN-03 "Axion" | lla | Fototerapi radiadori per trajtimin e verdhezes neonatale, krijuar per te trajtuar nje te porsalindur duke perdorur rrezet blu ne menyre qe te zvogeloje permbajtjen e bilibiron ne gjak. | Tjeter
9065 | K-4571 ExiPrep 48 Viral DNA/RNA kit | O.E.S Distrimed sh.p.k | 18.03.2021 | Bioneer Corporation 8-11, Munpyeongseo-ro Daedeok-gu, Daejeon, 34302, Republic of Korea | K-4571 ExiPrep 48 Viral DNA/RNA kit | In Vitro | Kit laboratorik per ekstraktimin e acideve nukleike DNA/RNA, perdorim ne diagnostike. | Pajisje të diagnostikimit in vitro
9066 | SAFETY Blood Collection Sets (sipas listes bashkengjitur) | SWISSMED shpk | 19.03.2021 | Greiner Bio-One GmbH Bad Haller Straße 32, 4550 Kremsmünster, Austria | SAFETY Blood Collection Sets (sipas listes bashkengjitur) | lla | Sete per mbledhjen e gjakut. | Pajisje laboratori
9067 | Blood Gas Sampling System (sterile) - for arterial blood collection (sipas listes bashkengjitur) | SWISSMED shpk | 19.03.2021 | SC-Sanguis Counting Kontrollblutherstellungs- und Vertriebs GmbH Im Löchelchen 11, 51588 Nümbrecht, Germany | Blood Gas Sampling System (sterile) - for arterial blood collection (sipas listes bashkengjitur) | In Vitro | Ene mostre per mbledhjen, ruajtjen dhe shperndarjen e mostrave te gjakut nga trupi i njeriut per analizat e gazit te gjakut, oksimetrise, elektrolitit dhe metabolitit. | Pajisje te diagnostikimit in vitro
9068 | OptiView DAB IHC Detection Kit: 760-700 / 06396500001; OptiView Amplification Kit: 760-099 / 06396518001; OptiView Amplification Kit (250 tests): 860-099 / 06718663001 | SWISSMED shpk | 19.03.2021 | Ventana Medical Systems, Inc. 1910 E. INNOVATION Park Drive Tucson, AZ USA 85755 | OptiView DAB IHC Detection Kit: 760-700 / 06396500001; OptiView Amplification Kit: 760-099 / 06396518001; OptiView Amplification Kit (250 tests): 860-099 / 06718663001 | In Vitro | Pajisje ivd per diagnostikimin e antitrupave te ndryshem ne fushen e imunohistokimise. | Pajisje te diagnostikimit in vitro
9069 | CalSet PTH: 08243875190 | SWISSMED shpk | 19.03.2021 | Roche Diagnostics GmbH Sandhofer Strasse 116 D-68305 Mannheim GERMANY | CalSet PTH: 08243875190 | In Vitro | Pajisje ivd per kalibrimin e testit Elecsys. | Pajisje te diagnostikimit in vitro
9070 | terralin® protect - disinfectant, medical device surfaces | SWISSMED shpk | 19.03.2021 | Schülke & Mayr GmbH Robert-Koch-Str. 2, 22851 Norderstedt, Germany | terralin® protect - disinfectant, medical device surfaces | lla | Disinfektant per siperfaqe dhe pajisje mjekesore. | Produkte per institucione te kujdesit shendetesor
9071 | VACUETTE QUICKSHIELD Complete | Swissmed sh.p.k | 19.03.2021 | Greiner Bio-One GmbH, Bad Haller Strabe 32, 4550 Kremsmunster, Austria | VACUETTE QUICKSHIELD Complete (sipas listës bashkëngjitur) | Iia | Materiale konsumu age per proceduren e marrjes se gjakut. | Pajisje një përdorimëshe
9072 | Zantipress Sphygmomanoter | Fedos sh.p.k | 19.03.2021 | Gima S.p.A. Via Marconi,1 20060 Gessate (MI)- Italy | Blood pressure measuring device(Aneroid) : Tokio / Zantipress 32735 | Im | Aparat manual per matjen e presionit te gjakut | Pajisje per institucione te kujdesit shendetesor
9073 | Otoscope | Fedos sh.p.k | 19.03.2021 | Gima S.p.A. Via Marconi,1 20060 Gessate (MI)- Italy | Otoscopes : 31435, 31436, 31437, 31441, 31520, 31521, 31522, 31474, 31475 | I | Pajisje mjekesore per ekzaminimin e veshit, hundes dhe gojes | Pajisje elektromekanike
9074 | Stethoscope Single Head | Fedos sh.p.k | 19.03.2021 | FAZZINI S.r.l. STRADA STATALE PADANA SUPERIORE 317 IT - 20090 VIMODRONE (MI), Italy | Stethoscope Single Head: 08.131.00, 08.131.xx, 08.132.10, 08.132.20, 08.132.30, 08.132.40, 08.132.xx | I | Stetoskop me nje koke | Pajisje per institucione te kujdesit shendetesor
9075 | Ear wax removal kit | Fedos sh.p.k | 19.03.2021 | Ningbo Albert Novosino Co., Ltd. No.1 Xinheng 3 Road, Cicheng Town Jiangbei District, 315036 Ningbo, Zhejiang China | Ear wax removal kit | I | Kit per lavazh veshi | Pajisje per institucione te kujdesit shendetesor
9076 | Otoscope | Fedos sh.p.k | 19.03.2021 | Gima S.p.A. Via Marconi,1 20060 Gessate (MI)- Italy | SIGMAF.O. OTOSCOPE - LED light 60.000 lux: 31526 | I | Otoskop qe perdoret gjate ekzaminimit te veshit me qellimin kryesor vleresimin e membranes timpanike me drite LED | Pajisje per institucione te kujdesit shendetesor
9077 | Tina-quant C reactive protein | Swissmed sh.p.k | 19.03.2021 | Roche Diagnostics GmbH, Sandhofer Strasse 116, D-68305 Mannheim, Germany | Tina-quant C-Reactive Protein IV - 07876432190 | In Vitro | Pajisje ine vitro imunoturbidimetrike per percaktimin sasior in vitro te CRP ne serumin dhe plazmen njerezore | Pajisje te diagnostikimit in vitro
9078 | Convergys ®ISE | Swissmed sh.p.k | 19.03.2021 | Convergent Technologies GmbH & Co. KG Ringstrasse 14, D-35091 Coelbe, Germany | Convergys ®ISE (sipas listës bashkëngjitur) | In Vitro | Pajsje diagnostifikimi in vitro. | Pajisje laboratori
9079 | Oxygen Concentrators | O.E.S Distrimed sh.p.k | 19.03.2021 | Jiangsu Konsung Bio Medical Science and Technology Co., Ltd No.8, Shengchang West Road, Danyang Economic Developmnt Zone, 212300, danyang, Jiangsu, China | Oxygen Concentrators: KSN-5; KSOC-5; KSN-3; KSN-5D; KSOC-3; KSOC-8; KSOC-10; KS-5; KS-8; KS-10; KSM-5; KSM-1; KSM-2; | Iia | Pajisje per gjenerimin e oksigjenit per perdorim spitalor. | Produkte për institucione të kujdesit shëndetësor
9080 | Elecsys total PSA | Swissmed sh.p.k | 19.03.2021 | Roche Diagnostics GmbH, Sandhofer Strasse 116, D-68305 Mannheim, Germany | Elecsys total PSA - 08791732190 | In Vitro | Test sasior diagnostik per antigjenin specifik te prostates | Pajisje te diagnostikimit in vitro
9081 | Total PSA CalSet II | Swissmed sh.p.k | 19.03.2021 | Roche Diagnostics GmbH, Sandhofer Strasse 116, D-68305 Mannheim, Germany | Total PSA CalSet II - 08838534190 | In Vitro | Test sasior diagnostik per antigjenin specifik te prostates | Pajisje te diagnostikimit in vitro
9082 | Elecsys Anti-HAV II | Swissmed sh.p.k | 19.03.2021 | Roche Diagnostics GmbH, Sandhofer Strasse 116, D-68305 Mannheim, Germany | Elecsys Anti-HAV II - 08086630190 | In Vitro | Perdoret per zbulimin cilesor te antitrupave totale ndaj virusit te hepatitit A | Pajisje te diagnostikimit in vitro
9083 | Elecsys Anti - HBs II | Swissmed sh.p.k | 19.03.2021 | Roche Diagnostics GmbH, Sandhofer Strasse 116, D-68305 Mannheim, Germany | Elecsys Anti - HBs II - 08498610190 | In Vitro | Perdoret per zbulimin cilesor te antitrupave ndaj virusit te hepatitit B | Pajisje te diagnostikimit in vitro
9084 | Elecsys HBsAg II | Swissmed sh.p.k | 19.03.2021 | Roche Diagnostics GmbH, Sandhofer Strasse 116, D-68305 Mannheim, Germany | Elecsys HBsAg II - 08814856190 | In Vitro | Perdoret per zbulimin cilesor te antigjenit siperfaqesor te hepatitit B | Pajisje te diagnostikimit in vitro
9085 | Elecsys BRAHMS PCT | Swissmed sh.p.k | 19.03.2021 | Roche Diagnostics GmbH, Sandhofer Strasse 116, D-68305 Mannheim, Germany | Elecsys BRAHMS PCT - 08828679190 | In Vitro | Perdoret per percaktimin e testit sasior te prokalcitonines dhe perdoret per detektimin e hershem te infeksionit bakterial | Pajisje te diagnostikimit in vitro
9086 | In Vitro medical devices | Krijon sh.p.k | 23.03.2021 | KALTEK S.r.l. Via Liguria, 29-35020 SAONARA ITALY | In Vitro medical devices (sipas listës bashkëngjitur) | In Vitro | Vasketa mikrobiologjike me permasa te ndryshme per ngjyrosjen e mostrave te ndryshme. Perdoren ne procedura rutine te laboratoreve. | Tjeter
9087 | VENOSAN® 2002 XB/YB Compression Gloves; VENOSAN® 3002 / 3003 COTTON; VENOSAN® 4001 / 4002; VENOSAN ® 5001 / 5002 / 5003; VENOSAN® 6001 / 6002; VENOSAN® 7001 / 7002 / 7003; VENOSAN® 8002 / 8003 ULCERFIT; VENOSAN® SHEER; VENOSAN® AES Anti-embolism stocking; VENOSAN® JET LEGS® Travel Socks; VENOSAN® LEGLINE 20 /30; VENOSAN® COTTON SUPPORT; VENOSAN® DIABETIC SOCKS; VENOSAN® COLTEX | Medoficina shpk | 09.04.2021 | Swisslastic AG St. Gallen Rorschacher Strasse 304, 9016 St. Gallen / Switzerland | VENOSAN® 2002 XB/YB Compression Gloves; VENOSAN® 3002 / 3003 COTTON; VENOSAN® 4001 / 4002; VENOSAN ® 5001 / 5002 / 5003; VENOSAN® 6001 / 6002; VENOSAN® 7001 / 7002 / 7003; VENOSAN® 8002 / 8003 ULCERFIT; VENOSAN® SHEER; VENOSAN® AES Anti-embolism stocking; VENOSAN® JET LEGS® Travel Socks; VENOSAN® LEGLINE 20 /30; VENOSAN® COTTON SUPPORT; VENOSAN® DIABETIC SOCKS; VENOSAN® COLTEX | l | Corape mjkesore qe perdoren per probleme te ndryshme shendetesore. | Tjeter
9088 | PROMED ® PETRI DISH IN POLYSTYRENE Ø 60 mm h 14,2 mm TRIPLE VENTS (Produced in cleanroom ISO 6) | Krijon sh.p.k | 23.03.2021 | F.L Medical s.r.l. Unipersonale, Via Enrico Mattei, 20 TORREGLIA (PD), ITALY | PROMED ® PETRI DISH IN POLYSTYRENE Ø 60 mm h 14,2 mm TRIPLE VENTS (Produced in cleanroom ISO 6) | In Vitro | Pjata petri plastike me diameter 60mm, qe perdoren per te mbajtur terrenin e rritjes ne te cilin mund te kultivohen qelizat si psh. Bakteret, kerpudhat dhe myshqet. | Tjeter
9089 | In Vitro medical devices | Krijon sh.p.k | 23.03.2021 | KALTEK S.r.l. Via Liguria, 29-35020 SAONARA ITALY | In Vitro medical devices (sipas listës bashkëngjitur) | In Vitro | Kontenitor per mostra histologjike. Jane ideale per mbledhjen dhe transportin e mostrave te ndryshme histologjike. | Tjeter
9090 | Eyefill® S.C. (0.9 ml viscoelastic solution for intraocular use) | Gen-Alb Farma shpk | 23.03.2021 | Valeant Med Sp. Z o.o. ul. Ryżowa 31, 02-495 Warszawa, Poland | Eyefill® S.C. (0.9 ml viscoelastic solution for intraocular use) | llb | Solucion viskoelastik per perdorim intraokular. | Pajisje terapie komplementare
9091 | Neurological hammers | Fedos sh.p.k | 23.03.2021 | Gima S.p.A. Via Marconi,1 20060 Gessate (MI)- Italy | Neurological hammers 31251 | I | Cekic neurologjik | Pajisje per institucione te kujdesit shendetesor
9092 | Gima LED Penlight | Fedos sh.p.k | 23.03.2021 | Gima S.p.A. Via Marconi,1 20060 Gessate (MI)- Italy | Gima LED Penlight 25624 | I | Ndricues led per ekzaminime | Pajisje per institucione te kujdesit shendetesor
9093 | Defibrilator | Fedos sh.p.k | 23.03.2021 | Nihon Kohden Corporation, 1-31-4 Nishiochiai, Shinjuku-ku, Tokyo 161-8560, Japan | Defibrilator : TEC-5601; TEC-5611'; TEC-5621; TEC-5631 | IIb | Pajisje qe perdoren rrymen elektrike dhe eprdoret per rikthimin e ritmit te zmres kryesisht ne arrest kardiak | Pajise elektromekanike
9094 | ECG systems | Fedos sh.p.k | 23.03.2021 | Labtech Kft. Vág utca 4. 4031 Debrecen, Hungary | ECG systems with "Cardiospy" software : EC-12R/S | IIa | Sistem EKG per matjen ne menyre te vazhdueshme te sinjaleve te zemres | Pajise elektromekanike
9095 | Intensive Care ventilator | Fedos sh.p.k | 23.03.2021 | Löwenstein Medical GmbH & Co. KG Arzbacher Straße 80, 56130 Bad Ems, Deutschland | Intensive Care Ventilator: elisa600; elisa 800 | IIb | ventilatori eshte nje pajisje mjekesore e cila ndihmon ne realizimin e procesit te frymemarrjes duke bere miksimin e gazeve | Pajise elektromekanike
9096 | PCR tubes (sipas listës bashkëngjitur) | Krijon sh.p.k | 23.03.2021 | ISOLAB Laborgerate GmbH, Am Dillhof 2 - 63863 Eschau, Germany | PCR tubes (sipas listës bashkëngjitur) | In Vitro | Epruveta ependorf me kapak dhe pjata me 96 puse per PCR. | Tjeter
9097 | In Vitro medical devices | Krijon sh.p.k | 23.03.2021 | Oxoid Limited, Wade Road, Basingstoke, Hampshire, RG24 8PW, UK | In Vitro medical devices (sipas listës bashkëngjitur) | In Vitro | Materiale per mikrobiologji (disqe antibiotikësh). Përcaktojnë manualisht ndjeshmërinë e mikroorganizmave ndaj antibiotikeve. | Tjeter
9098 | Orthopedic Implants (Plate Screw System) (sipas listes bashkengjitur) | Orto-Implant shpk | 23.03.2021 | TST RAKOR ve TIBBİ ALETLER SANAYİ ve TİCARET LİMİTED ŞİRKETİ Sanayi Mahallesi, Şehit Cevdet Çelenk Caddesi No:3 34912 Kurtköy, Pendik, İstanbul, Turkey | Orthopedic Implants (Plate Screw System) (sipas listes bashkengjitur) | llb | Pajisje te implantueshme aktive dhe instrumenta shumperdorimesh per kirurgjine ortopedike. | Pajisje te implantueshme aktive, instrumenta shumeperdorimesh
9099 | priti® multidisc ZrO₂; priti® multibloc ZrO₂ (zirconium oxide ceramics) | MOTO-MANIA shpk | 24.03.2021 | pritidenta® GmbH Meisenweg 37, DE-70771 Leinfelden-Echterdingen | priti® multidisc ZrO₂; priti® multibloc ZrO₂ (zirconium oxide ceramics) | llb | Material zirkoni per krijimin e kellefeve dhe kurorave te dhembeve ne forme disku dhe bloku. | Pajisje dentare
9100 | HeartStart HS1 or Onsite Automated External Defibrilator (AED): M5066A | Health & Light shpk | 24.03.2021 | Philips Medical Systems 22100 Bothell Everett Highway, Bothell WA 98021, USA | HeartStart HS1 or Onsite Automated External Defibrilator (AED): M5066A | llb | Defibrilator per reanimim kardiopulmonar. | Pajisje elektromekanike.
9101 | INFANT RADIANT WARMER (KR-1000 and NEOCARE NR-1000) | MSE shpk | 24.03.2021 | NOVOS TIBBI CIHAZLAR SANAYI VE TICARET ITHALAT VE IHRACAT LIMITED SIRKETI ivedikosb Mahallesi 1518. Cad. Matbaacilar Sitesi Sit. No: 2/39 Yenimahalle, Ankara, Turkey | INFANT RADIANT WARMER (KR-1000 and NEOCARE NR-1000) | llb | Krevat ngrohes per bebet. | Tjeter
9102 | INFANT INCUBATOR (KI-1000 MODEL and NEOCARE NI-1000 MODEL) | MSE shpk | 24.03.2021 | NOVOS TIBBI CIHAZLAR SANAYI VE TICARET ITHALAT VE IHRACAT LIMITED SIRKETI ivedikosb Mahallesi 1518. Cad. Matbaacilar Sitesi Sit. No: 2/39 Yenimahalle, Ankara, Turkey | INFANT INCUBATOR (KI-1000 MODEL and NEOCARE NI-1000 MODEL) | llb | Inkubator per bebet. | Tjeter
9103 | Novel Coronavirus (2019-nCoV) | American Hospital Sha | 24.03.2021 | Sansure Biotech Inc. NO.680, Lusong Road, Yuelu District 410205 Changsha People's Republic of China | Novel Coronavirus (2019-nCoV) Nucleic Acid Diagnostic Kit (PCR-Fluorescense Probing) - S3102E | In Vitro | Kit laboratorik per analizimin e AND te Covid-19 | Tjeter
9104 | Skinfill | Bylis Pharma shpk | 29.03.2021 | Promoitalia group S.p.A. Via San Gregorio, 44 - 20124 Milan, Italy | Skinfill Gold Plus, sterile - 40124V; Skinfill Diamond Plus, sterile - 40125V | III | Eshte nje mbushes i lekures me baze acidi hialuronik te retikuluar per mbushje te perkohshme per tek orrigjuar defekte te vogla telekures si rrudha apo cikatrice | Pajisje te implantueshme jo aktive
9105 | Nucleofill | Bylis Pharma shpk | 29.03.2021 | Promoitalia group S.p.A. Via San Gregorio, 44 - 20124 Milan, Italy | Nucleofill Medium Plus, sterile - 40271; Nucleofill Strong Plus, sterile - 40279 | III | Xhel me baze nukleotidesh i polimerizuar per implantim intradermal qe permireson elasticitetin e lekures dhe eshte efikas kunder shenjave te plakjes. | Pajisje te implantueshme jo aktive
9106 | NH3L2 Ammonia II-08058024190 | Evita sh.p.k | 29.03.2021 | Roche Diagnostics GmbH, Sandhofer Strasse 116,D- 68305 Mannheim, Germany | NH3L2 Ammonia II-08058024190 | In Vitro | Reagent per matjen e NH3 ne serumin dhe plazmen humane. | Tjeter
9107 | AMY-P α-Amylase EPS pancreatic | Evita sh.p.k | 29.03.2021 | Roche Diagnostics GmbH, Sandhofer Strasse 116,D- 68305 Mannheim, Germany | AMY-P α-Amylase EPS pancreatic-08056820190 | In Vitro | Reagent per matjen e AMYL-P ne serumin dhe plazmen humane. | Tjeter
9108 | AMYL2 α-Amylase EPS ver.2-08056811190 | Evita sh.p.k | 29.03.2021 | Roche Diagnostics GmbH, Sandhofer Strasse 116,D- 68305 Mannheim, Germany | AMYL2 α-Amylase EPS ver.2-08056811190 | In Vitro | Reagent per matjen e AMYL ne serumin dhe plazmen humane. | Tjeter
9109 | AMIK2 ONLINE TDM Amikacin - 08105383190 | Evita sh.p.k | 29.03.2021 | Roche Diagnostics GmbH, Sandhofer Strasse 116,D- 68305 Mannheim, Germany | AMIK2 ONLINE TDM Amikacin - 08105383190 | In Vitro | Reagent per matjen e AMIK ne serumin dhe plazmen humane. | Tjeter
9110 | ALP2 Alkaline phosphatase acc. To IFCC Gen.2 - 08056757190 | Evita sh.p.k | 29.03.2021 | Roche Diagnostics GmbH, Sandhofer Strasse 116,D- 68305 Mannheim, Germany | ALP2 Alkaline phosphatase acc. To IFCC Gen.2 - 08056757190 | In Vitro | Reagent per matjen e ALP ne serumin dhe plazmen humane. | Tjeter
9111 | IGM-2 Tina-quant IgM Gen.2 08057923190 | Evita sh.p.k | 30.03.2021 | Roche Diagnostics GmbH, Sandhofer Strasse 116,D- 68305 Mannheim, Germany | IGM-2 Tina-quant IgM Gen.2 08057923190 | In Vitro | Reagent per matjen e IGM ne serumin dhe plazmen humane. | Tjeter
9112 | HDLC4 HDL-Cholesterel Gen.4 08057877190 | Evita sh.p.k | 30.03.2021 | Roche Diagnostics GmbH, Sandhofer Strasse 116,D- 68305 Mannheim, Germany | HDLC4 HDL-Cholesterel Gen.4 08057877190 | In Vitro | Reagent per matjen e HDL-C ne serumin dhe plazmen humane. | Tjeter
9113 | UREAL Urea/BUN 08058806190 | Evita sh.p.k | 30.03.2021 | Roche Diagnostics GmbH, Sandhofer Strasse 116,D- 68305 Mannheim, Germany | UREAL Urea/BUN 08058806190 | In Vitro | Reagent per matjen e UREA ne serumin dhe plazmen humane. | Tjeter
9114 | RF-II RHEUMATOID Factors II 08058628190 | Evita sh.p.k | 30.03.2021 | Roche Diagnostics GmbH, Sandhofer Strasse 116,D- 68305 Mannheim, Germany | RF-II RHEUMATOID Factors II 08058628190 | In Vitro | Reagent per matjen e RF ne serumin dhe plazmen humane. | Tjeter
9115 | CHE2 Cholinesterase Gen.2 08105561190 | Evita sh.p.k | 30.03.2021 | Roche Diagnostics GmbH, Sandhofer Strasse 116,D- 68305 Mannheim, Germany | CHE2 Cholinesterase Gen.2 08105561190 | In Vitro | Reagent per matjen e Cholinesterase ne serumin dhe plazmen humane. | Tjeter
9116 | CARB4 ONLINE TDM Carbamazepine Gen.4 08057435190 | Evita sh.p.k | 30.03.2021 | Roche Diagnostics GmbH, Sandhofer Strasse 116,D- 68305 Mannheim, Germany | CARB4 ONLINE TDM Carbamazepine Gen.4 08057435190 | In Vitro | Reagent per matjen e Carbamazepine ne serumin dhe plazmen humane. | Tjeter
9117 | BNZ2 ONLINE DAT Benzodiazepines II 08056927190 | Evita sh.p.k | 30.03.2021 | Roche Diagnostics GmbH, Sandhofer Strasse 116,D- 68305 Mannheim, Germany | BNZ2 ONLINE DAT Benzodiazepines II 08056927190 | In Vitro | Reagent per matjen e Benzodiazepines ne serumin dhe plazmen humane. | Tjeter
9118 | APOBT Tina-quant Apolipoprotein B ver.2 08105464190 | Evita sh.p.k | 30.03.2021 | Roche Diagnostics GmbH, Sandhofer Strasse 116,D- 68305 Mannheim, Germany | APOBT Tina-quant Apolipoprotein B ver.2 08105464190 | In Vitro | Reagent per matjen e APOBT ne serumin dhe plazmen humane. | Tjeter
9119 | APOAT Tina-quant Apolipoprotein A-1 ver.2 08105448190 | Evita sh.p.k | 30.03.2021 | Roche Diagnostics GmbH, Sandhofer Strasse 116,D- 68305 Mannheim, Germany | APOAT Tina-quant Apolipoprotein A-1 ver.2 08105448190 | In Vitro | Reagent per matjen e APOAT ne serumin dhe plazmen humane. | Tjeter
9120 | G40E Patient Monitor 866481 | Health&Light sh.p.k | 30.03.2021 | Philips Goldway (Shenzhen) Industrial Inc. No. 2 Keji North 3rd Rd Nanshan District 518057 Shenzhen PEOPLE'S REPUBLIC OF CHINA | G40E Patient Monitor 866481 | IIb | Monitor per monitorimin e pacientit. | Pajisje elektromekanike
9121 | SENSITIVE RED SKIN FACIAL CREAM | Fufarma sh.p.k | 31.03.2021 | FREZYDERM S.A. 75, Menandrou Str., 10437 Athens | SENSITIVE RED SKIN FACIAL CREAM | I | Krem fytyre per lekura te ndjeshme qe skuqen lehtesisht. Indikohet per trajtimin e skuqjeve te lekures, prishjen e barrieres dermale, papulat dhe neurodermatitin. | Tjeter
9122 | Rechargeable Li-on Battery Pack | Health & Light shpk | 31.03.2021 | Philips Goldway (Shenzhen) Industrial Inc. No.2 Keji North 3rd Road, Nanshan District, 518057 Shenzhen, P.R. China | Rechargeable Li-on Battery Pack 989803190371 | I | Bateri e rikarikueshme per pajisje defibrilimi | Pajisje elektromekanike
9123 | Software per vizualizimin e imazheve angiografike | Health & Light shpk | 31.03.2021 | Philips Medical Systems Nederland B.V. Veenpluis 6 5684 PC Best Netherlands | Digital Angiographic Systems, Software - SmartCT 001018 | IIb | Software per vizualizimin e imazheve angiografike | Tjeter
9124 | CRP (Cat No. 1-151-0050) | Krijon sh.p.k | 01.04.2021 | BioMaxima S.A Vetterow 5, 20-277 Lublin, Poland | CRP (Cat No. 1-151-0050) | In Vitro | CRP eshte test per matjen e proteines c-reaktive ne serum ose plazem. | Tjeter
9125 | Proctological gel | Farmaworld sh.p.k | 01.04.2021 | Farmaceutici Damor S.p.A Via E. Scaglione, 27 - 80145 Napoli | Proctological gel : Fitostimoline ® Proctogel; Fitostimoline ® PLUS Proctogel | IIb | Produkt ne forme xheli per trajtimine hemorroideve | Tjeter
9126 | Dermatological Hydrogel | Farmaworld sh.p.k | 01.04.2021 | Farmaceutici Damor S.p.A Via E. Scaglione, 27 - 80145 Napoli | Dermatological Hydrogel: Fitostimoline® Idrogel; Fitostimoline ® Hydrogel | IIb | Produket mjekesor ne formen e hidrogeli qe perdoret per trajtimin e lekures se demtuar | Tjeter
9127 | Uric Acid | Evita sh.p.k | 01.04.2021 | Roche Diagnostics GmbH, Sandhofer Strasse 116, D-68305 Mannheim, Germany | Uric Acid ver.2 UA2 08058750190 | In Vitro | Reagent per matjen e acidit urik ne serumin dhe plazmen humane | Tjeter
9128 | Tina-quant transferrin | Evita sh.p.k | 01.04.2021 | Roche Diagnostics GmbH, Sandhofer Strasse 116, D-68305 Mannheim, Germany | Tina-quant Transferrin ver.2 TRSF2 08058733190 | In Vitro | Reagent per matjen e TRSF ne serumin dhe plazmen humane | Tjeter
9129 | Phosphate Inorganic | Evita sh.p.k | 01.04.2021 | Roche Diagnostics GmbH, Sandhofer Strasse 116, D-68305 Mannheim, Germany | Phosphate (Inorganic) ver.2 PHOS2 08058610190 | In Vitro | Reagent per matjen e fosforit ne serumin dhe plazmen humane | Tjeter
9130 | Cholesterol Gen.2 | Evita sh.p.k | 01.04.2021 | Roche Diagnostics GmbH, Sandhofer Strasse 116, D-68305 Mannheim, Germany | Cholesterol Gen.2 CHOL 08057443190 | In Vitro | Reagent per matjen e kolesterolit ne serumin dhe plazmen humane | Tjeter
9131 | VariFit NIV non vented mask; VariFit NIV non vented mask with AAV mask; VariFit NIV vented mask with AAV (sipas listes bashkalidhur) | Montal | 01.04.2021 | SleepNet Corporation 5 Merrill Industrial Drive Hampton NH 03842 USA | VariFit NIV non vented mask; VariFit NIV non vented mask with AAV mask; VariFit NIV vented mask with AAV (sipas listes bashkalidhur) | lla | Pajisje per trajtimin respirator dhe gjate nderprerjes se perkoheshme te frymemarrjes ne kohen e gjumit | Pajisje anestezie dhe respiratore
9132 | Biolevox™ HA tendon | Orthonet 360 sh.p.k | 01.04.2021 | Biovico Sp. z o. o. Hutnicza 15B, 81-061 Gdynia, Poland | Biolevox™ HA Tendon | lll | Viskoproteze me acid hialuronik per trajtimin e siperfaqeve te brendshme artikulare | Pajisje të implantueshme jo aktive
9133 | Suprasorb CNP Y-Konnekor - 33200;Suprasorb CNP Drainagepad - 33600;Suprasorb CNP Exsudatbeutel 250ml - 32900; Suprasorb CNP Exsudatbeutel 1000mk - 32901 | Gen-Albfarma | 01.04.2021 | Lohmann & Rauscher International GmbH & Co. KG Westerwaldstrasse 4 56579 Rengsdorf Germany | Suprasorb CNP Y-Konnekor - 33200;Suprasorb CNP Drainagepad - 33600;Suprasorb CNP Exsudatbeutel 250ml - 32900; Suprasorb CNP Exsudatbeutel 1000mk - 32901 | l | Jan aksesoret qe perdoren per kete pajisje si konektori ne forme Y , 2 qese mbledhse me permasa te ndryshme dhe nje jastek kullimi | Pajisje një përdorimëshe
9134 | TRIGL Tryglicerides - 08058687190 | Evita | 01.04.2021 | Roche Diagnostics GmbH Sandhofer Strasse 116 D-68305 Mannheim, Germany | TRIGL Tryglicerides - 08058687190 | In Vitro | Reagent per matjen e triglicerideve ne serum | Tjeter
9135 | TPUC3 Total protein urine/CSF Gen.3 - 08058679190 | Evita | 01.04.2021 | Roche Diagnostics GmbH Sandhofer Strasse 116 D-68305 Mannheim, Germany | TPUC3 Total protein urine/CSF 08058679190 | In Vitro | Reagent per matjen e total proteines ne urine | Tjeter
9136 | FRA Fructosamine - 08105677190 | Evita | 01.04.2021 | Roche Diagnostics GmbH Sandhofer Strasse 116 D-68305 Mannheim, Germany | FRA Fructosamine - 08105677190 | In Vitro | Reagent per matjen e fruktosamines ne serum | Tjeter
9137 | CO2-L Bicarbonate liquid - 08057494190 | Evita | 01.04.2021 | Roche Diagnostics GmbH Sandhofer Strasse 116 D-68305 Mannheim, Germany | CO2-L Bicarbonate liquid - 08057494190 | In Vitro | Reagent per matjen e CO2-L ne serum njerezor | Tjeter
9138 | BILT3 Bilirubin total Gen.3 - 08056960190 | Evita | 01.04.2021 | Roche Diagnostics GmbH Sandhofer Strasse 116 D-68305 Mannheim, Germany | BILT3 Bilirubin total Gen.3 - 08056960190 | In Vitro | Reagent per matjen e bilirubines | Tjeter
9139 | LIPC Lipase colorometric assay - 08057982190 | Evita | 01.04.2021 | Roche Diagnostics GmbH Sandhofer Strasse 116 D-68305 Mannheim, Germany | LIPC Lipase colorometric assay - 08057982190 | In Vitro | Reagent per matjen e lipazes ne serum | Tjeter
9140 | LPA2 Tina-quant Lipoprotein (a) Gen.2 - 08106126190 | Evita | 01.04.2021 | Roche Diagnostics GmbH Sandhofer Strasse 116 D-68305 Mannheim, Germany | LPA2 Tina-quant Lipoprotein (a) Gen.2 - 08106126190 | In Vitro | Reagent per matjen e lipoprotein A ne serum | Tjeter
9141 | LDL C3 LDL-cholesterol Gen.3 - 08057966190 | Evita | 01.04.2021 | Roche Diagnostics GmbH Sandhofer Strasse 116 D-68305 Mannheim, Germany | LDL C3 LDL-cholesterol Gen.3 - 08057966190 | In Vitro | Reagent per matjen e LDL-cholesterol ne serum | Tjeter
9142 | MG2 Magnesium Gen.2 - 08058016190 | Evita | 01.04.2021 | Roche Diagnostics GmbH Sandhofer Strasse 116 D-68305 Mannheim, Germany | MG2 Magnesium Gen.2 - 08058016190 | In Vitro | Reagent per matjen e magnezit ne serum | Tjeter
9143 | UIBC Unsatrurated Iron-binding capacity - 08058776190 | Evita | 01.04.2021 | Roche Diagnostics GmbH Sandhofer Strasse 116 D-68305 Mannheim, Germany | UIBC Unsatrurated Iron-binding capacity - 08058776190 | In Vitro | Reagent per matjen e UIBC ne serum | Tjeter
9144 | AAGP2 Tina-quant α1-Acid Glycoprotein Gen.2 - 08100276190 | Evita | 01.04.2021 | Roche Diagnostics GmbH Sandhofer Strasse 116 D-68305 Mannheim, Germany | AAGP2 Tina-quant α1-Acid Glycoprotein Gen.2 - 08100276190 | In Vitro | Reagent per matjen e AAGP2 ne serum | Tjeter
9145 | AAT 2 Tina-quant α1-Antitrypsin ve.2 - 08101396190 | Evita | 01.04.2021 | Roche Diagnostics GmbH Sandhofer Strasse 116 D-68305 Mannheim, Germany | AAT 2 Tina-quant α1-Antitrypsin ve.2 - 08101396190 | In Vitro | Reagent per matjen e AAT ne serum | Tjeter
9146 | FERR4 Tina-quant Ferritin Gen.4 - 08057648190 | Evita | 01.04.2021 | Roche Diagnostics GmbH Sandhofer Strasse 116 D-68305 Mannheim, Germany | FERR4 Tina-quant Ferritin Gen.4 - 08057648190 | In Vitro | Reagent per matjen e ferritines ne serum | Tjeter
9147 | Microscope slides - cut edges - plain - economy quality-075.05.001 ; Microscope slides - cut edges - frosted one end one side - economy quality-075.05.002; Microscope slides - ground edges - plain - economy quality-075.05.003; Microscope slides - ground edges - frosted one end two sides - economy quality-075.05.004 | Krijon sh.p.k | 01.04.2021 | ISOLAB Laborgerate GmbH, Am Dillhof 2 - 63863 Eschau, Germany | Microscope slides - cut edges - plain - economy quality-075.05.001 ; Microscope slides - cut edges - frosted one end one side - economy quality-075.05.002; Microscope slides - ground edges - plain - economy quality-075.05.003; Microscope slides - ground edges - frosted one end two sides - economy quality-075.05.004 | In Vitro | Lama mikroskopi me cilesi ekonomike, material xhami qe perdoren per te mbajtur mostrat per te vezhguar ne mikroskop. | Pajisje të diagnostikimit in vitro
9148 | BV Endura | Health & Light shpk | 01.04.2021 | Philips Medical Systems Nederland B.V. Veenpluis 4-6, 5684 PC Best, The Netherlands | BV Endura | llb | Pajisje kirurgjikale me rreze X per procedura kirurgjikale dhe intervenuese. | Pajisje diagnostikuese dhe terapeutike me rrezatim
9149 | Aesthetic Blue (Cold-curing denture base material); Aesthetic Red (Heat-curing denture base material); Aesthetic Intensive Colors, Aesthetic Intensive Opaque Fibers (Denture base material); Autoplast (Cold-curing denture base material); Baseplast (Heat-curing denture base material); Candulor CT Porcelain (Porcelain Teeth); Candulor NFC+ (Composite Teeth); Candulor Preference (PMMA Teeth); Candulor TCR (Resin Teeth); Xplex (Hot and cold curing denture base material); | MOTO-MANIA shpk | 01.04.2021 | Candulor AG Boulevard Lilienthal 8, 8152 Glattpark (Opfikon), SWITZERLAND | Aesthetic Blue (Cold-curing denture base material); Aesthetic Red (Heat-curing denture base material); Aesthetic Intensive Colors, Aesthetic Intensive Opaque Fibers (Denture base material); Autoplast (Cold-curing denture base material); Baseplast (Heat-curing denture base material); Candulor CT Porcelain (Porcelain Teeth); Candulor NFC+ (Composite Teeth); Candulor Preference (PMMA Teeth); Candulor TCR (Resin Teeth); Xplex (Hot and cold curing denture base material); | lla | Material rezine per riparimin dhe ribazimin e protezave dentare; Rezine per krijimin e protezave dentare; Material rezine per ngjyrosjen e gingivave te protezave dentare; Material rezine per riparimin dhe ribazimin e protezave dentare; Material rezine per krijimin e protezave dentare; Dhembe porcelani per protezat dentare; Dhembe rezine per protezat dentare; Dhembe resine per protezat dentare; Rezine per formimin, riparimin dhe ribazimin e protezave dentare. | Pajisje dentare
9150 | C-Reactive Protein | Evita sh.p.k | 02.04.2021 | Roche Diagnostics GmbH, Sandhofer Strasse 116, D-68305 Mannheim, Germany | C-Reactive Protein Gen.3 - CRPL3 - 08057575190 | In Vitro | Reagent per matjen e pcr ne serumin dhe plazmen humane | Tjeter
9151 | Creatine Kinease | Evita sh.p.k | 02.04.2021 | Roche Diagnostics GmbH, Sandhofer Strasse 116, D-68305 Mannheim, Germany | Creatine Kinease CK 08057460190 | In Vitro | Reagent per matjen e kreatine kinazes ne serumin dhe plazmen humane | Tjeter
9152 | Total Protein | Evita sh.p.k | 02.04.2021 | Roche Diagnostics GmbH, Sandhofer Strasse 116, D-68305 Mannheim, Germany | Total Protein Gen.2 TP2 - 08058652190 | In Vitro | Reagent per matjen e total protein ne serumin dhe plazmen humane | Tjeter
9153 | Online DAT Cocaine ll | Evita sh.p.k | 02.04.2021 | Roche Diagnostics GmbH, Sandhofer Strasse 116, D-68305 Mannheim, Germany | Online DAT Cocaine ll COC2 - 08057508190 | In Vitro | Reagent per matjen e kokaines ne serumin dhe plazmen humane | Tjeter
9154 | Creatinine Jaffe | Evita sh.p.k | 02.04.2021 | Roche Diagnostics GmbH, Sandhofer Strasse 116, D-68305 Mannheim, Germany | Creatinine Jaffe Gen.2 CREJ2 - 08057532190 | In Vitro | Reagent per matjen e kreatinemise ne serumin dhe plazmen humane | Tjeter
9155 | Tina-quant IgA | Evita sh.p.k | 02.04.2021 | Roche Diagnostics GmbH, Sandhofer Strasse 116, D-68305 Mannheim, Germany | Tina-quant IgA Gen.2 IGA-2 08057885190 | In Vitro | Reagent per matjen e IgA ne serumin dhe plazmen humane | Tjeter
9156 | Online TDM Gentamicin | Evita sh.p.k | 02.04.2021 | Roche Diagnostics GmbH, Sandhofer Strasse 116, D-68305 Mannheim, Germany | Online TDM Gentamicin GENT2 - 08057770190 | In Vitro | Reagent per matjen e gentamicines ne serumin dhe plazmen humane | Tjeter
9157 | Tina-quant Myoblobin | Evita sh.p.k | 02.04.2021 | Roche Diagnostics GmbH, Sandhofer Strasse 116, D-68305 Mannheim, Germany | Tina-quant Myoblobin Gen.2 MYO2 - 08252629190 | In Vitro | Reagent per matjen e mioglobines ne serumin dhe plazmen humane | Tjeter
9158 | Tina-quant Albumin | Evita sh.p.k | 02.04.2021 | Roche Diagnostics GmbH, Sandhofer Strasse 116, D-68305 Mannheim, Germany | Tina-quant Albumin CSF ALBT2 - 08056722190 | In Vitro | Reagent per matjen e ALBT-T ne serumin dhe plazmen humane | Tjeter
9159 | Monitor pacienti | Health & Light shpk | 02.04.2021 | Philips Medical Systems, 3000 Minuteman Road, Andover, MA 01810-1099, USA | Central Monitoring System Efficia CMS200 - S863352 (SW Version B.02) | IIb | Monitor qendror per vizualizimin e parametrave jetik te pacientit | Pajisje elektromekanike
9160 | In Vitro medical devices | Krijon sh.p.k | 02.04.2021 | Emmonya Biotech Ltd. 2087 Chelopech, Sofia Municipality, Bulgaria | In Vitro medical devices (sipas listës bashkëngjitur) | In Vitro | Ngjyrues dhe reagente te ndryshem diagnostifikues in vitro qe perdoren per procedura te ndryshme laboratorike. | Tjeter
9161 | HeartStart FRx Defibrillator - 861304 | Health & Light | 02.04.2021 | Philips Medical Systems 22100 Bothell Everett Highway Bothell Wa 98021 USA | HeartStart FRx Defibrillator - 861304 | llb | Defribrilator per reanimim kardiopulmonar | Pajisje elektromekanike
9162 | Cover glasses - all sizes: 40990…, 41000…, 41001…, 41014…, 41015… | KRIJON shpk | 01.04.2021 | Glaswarenfabrik Karl Hecht GmbH & Co KG Stettener Str. 22-24, 97647 Sondheim/Rhön / Germany | Cover glasses - all sizes: 40990…, 41000…, 41001…, 41014…, 41015… | In Vitro | Lamela me permasa te ndryshme. | Pajisje laboratori
9163 | antisera for serotyping of E. Coli | KRIJON shpk | 01.04.2021 | SSI Diagnostica A/S Herredsvejen 2, 3400 Hillerød, Denmark | antisera for serotyping of E. Coli | In Vitro | Antiserume per serotipizimin e E. Coli konsiston ne antitrupa antiklonal te prodhuar te lepujt. | Pajisje te diagnostikimit in vitro
9164 | Edenorm Free | CFO Pharma | 01.04.2021 | Sooft Italia S.p.A Via Contrata Molino, 17-63833 Montegiorgio (FM) Italia | Edenorm Free | IIa | Solucion oftalmik, lubrifikant ipertonik | Pajisje oftalmike dhe optike
9165 | Vacumed® Plus 16x100mm with clot acticator x 9ml of blood, red cap, transparent label, sterile: 48619 | KRIJON shpk | 01.04.2021 | F.L. Medical s.r.l. Unipersonale Torreglia (PD) Via Enrico Mattei, 20 | Vacumed® Plus 16x100mm with clot acticator x 9ml of blood, red cap, transparent label, sterile: 48619 | In Vitro | Vakete me aktivizues (16x100mm) x 9ml gjak, kapak te kuq, dhe tikete transparente, sterile. | Pajisje te diagnostikimit in vitro
9166 | CA2 Calcium Gen. 2: 08057427190 | Evita shpk | 06.04.2021 | Roche Diagnostics GmbH Sandhofer Strasse 116 D-68305 Mannheim GERMANY | CA2 Calcium Gen. 2: 08057427190 | In Vitro | Reagent per matjen e kalciumit ne serum dhe plazem humane. | Pajisje te diagnostikimit in vitro
9167 | DIG Digoxin: 08057613190 | Evita shpk | 06.04.2021 | Roche Diagnostics GmbH Sandhofer Strasse 116 D-68305 Mannheim GERMANY | DIG Digoxin: 08057613190 | In Vitro | Reagent per matjen e digoksines ne serum dhe plazem humane. | Pajisje te diagnostikimit in vitro
9168 | GGT-2 ƴ-Glutamyltransferase ver.2 - Standardized against Ifcc / Szasz: 08057796190 | Evita shpk | 06.04.2021 | Roche Diagnostics GmbH Sandhofer Strasse 116 D-68305 Mannheim GERMANY | GGT-2 ƴ-Glutamyltransferase ver.2 - Standardized against Ifcc / Szasz: 08057796190 | In Vitro | Reagent per matjen e GGT-se ne serum dhe plazem humane. | Pajisje te diagnostikimit in vitro
9169 | C4-2 Tina-quant Complement C4 ver. 2: 08105545190 | Evita shpk | 06.04.2021 | Roche Diagnostics GmbH Sandhofer Strasse 116 D-68305 Mannheim GERMANY | C4-2 Tina-quant Complement C4 ver. 2: 08105545190 | In Vitro | Reagent per matjen e C4-s ne serum dhe plazem humane. | Pajisje te diagnostikimit in vitro
9170 | IRON2 Iron Gen. 2: 08057931190 | Evita shpk | 06.04.2021 | Roche Diagnostics GmbH Sandhofer Strasse 116 D-68305 Mannheim GERMANY | IRON2 Iron Gen. 2: 08057931190 | In Vitro | Reagent per matjen e hekurit ne serum dhe plazem humane. | Pajisje te diagnostikimit in vitro
9171 | C3C-2 Tina-quant Complement C3c ver. 2: 08105537190 | Evita shpk | 06.04.2021 | Roche Diagnostics GmbH Sandhofer Strasse 116 D-68305 Mannheim GERMANY | C3C-2 Tina-quant Complement C3c ver. 2: 08105537190 | In Vitro | Reagent per matjen e C3C-se ne serum dhe plazem humane. | Pajisje te diagnostikimit in vitro
9172 | BILD2 Bilirubin Direct Gen.2 (Jendrassik-Grof), Bilirubin Direct Gen.2 (Doumas standardization): 08056951190 | Evita shpk | 06.04.2021 | Roche Diagnostics GmbH Sandhofer Strasse 116 D-68305 Mannheim GERMANY | BILD2 Bilirubin Direct Gen.2 (Jendrassik-Grof), Bilirubin Direct Gen.2 (Doumas standardization): 08056951190 | In Vitro | Reagent per matjen e BILD ne serum dhe plazem humane. | Pajisje te diagnostikimit in vitro
9173 | VALP2 Valporic Acid: 08058814190, 08445575190 | Evita shpk | 06.04.2021 | Roche Diagnostics GmbH Sandhofer Strasse 116 D-68305 Mannheim GERMANY | VALP2 Valporic Acid: 08058814190, 08445575190 | In Vitro | Reagent per matjen e acidit valporik ne serum dhe plazem humane. | Pajisje te diagnostikimit in vitro
9174 | HCYS Homocysteine Enzymiatic Assay: 08057826190 | Evita shpk | 06.04.2021 | Roche Diagnostics GmbH Sandhofer Strasse 116 D-68305 Mannheim GERMANY | HCYS Homocysteine Enzymiatic Assay: 08057826190 | In Vitro | Reagent per matjen e homocisteines ne serum dhe plazem humane. | Pajisje te diagnostikimit in vitro
9175 | LI Lithium: 08057974190 | Evita shpk | 06.04.2021 | Roche Diagnostics GmbH Sandhofer Strasse 116 D-68305 Mannheim GERMANY | LI Lithium: 08057974190 | In Vitro | Reagent per matjen e litiumit ne serum dhe plazem humane. | Pajisje te diagnostikimit in vitro
9176 | LDHI2 Lactate Dehydrogenase acc. To IFCC ver.2: 08057958190 | Evita shpk | 06.04.2021 | Roche Diagnostics GmbH Sandhofer Strasse 116 D-68305 Mannheim GERMANY | LDHI2 Lactate Dehydrogenase acc. To IFCC ver.2: 08057958190 | In Vitro | Reagent per matjen e LDH ne serum dhe plazem humane. | Pajisje te diagnostikimit in vitro
9177 | LACT2 Lactate Gen.2: 08057940190 | Evita shpk | 06.04.2021 | Roche Diagnostics GmbH Sandhofer Strasse 116 D-68305 Mannheim GERMANY | LACT2 Lactate Gen.2: 08057940190 | In Vitro | Reagent per matjen e laktateve ne serum dhe plazem humane. | Pajisje te diagnostikimit in vitro
9178 | Fetal monitor CMS800G | Mse | 06.04.2021 | Contec MeDICAL SYSTEMS CO., LTD No.112 Qinhuang West Street, Economic & Technical Development Zone, Qinhuangdao, Hebei Province, PEOPLES REPUBLIC OF CHINA | Fetal Monitor - CMS800G | lla | Monitor per monitorimin e fetusit | Tjeter
9179 | Defibrillator Monitor - DKI-N-11 | Mse | 06.04.2021 | Concern «Axion» LLC 90, M Gorkogo street, Izhevsk, 426000 Udmurt Republic, Russia | Defibrillator Monitor - DKI-N-11 | llb | Defribrilator pacienti | Tjeter
9180 | Electrosurgical Unit | Mse | 06.04.2021 | INSPITAL MEDIKAL TEKNOLOJI A.S. Karaoglan Mah. Kume Evleri No: 745 06830 Golbasi Ankara, TURKIYE | Electrosurgical Unit: NS04.00; NS02.50; NS02.00; NS01.60 | l | Pajisje elektrobisturi per kirurgji | Tjeter
9181 | Pajisje dentare, agjent bondues per smaltin dhe dentinen dhe amteriale mbushje cemente | Primary Dental sh.p.k | 06.04.2021 | P.L Superior Dental Materials GmbH, Stiller Weg 15a, 22607 Hamburg, Germany | Dental Materials : Dentin and enamel adhesives - H-Bond; Filling Cements - HEYTEC - Flow SE; HEYTEC -Flow; HEYTEC - M; HEYTEC - N; HEYTEC - NC | IIa | Pajisje dentare, agjent bondues per smaltin dhe dentinen dhe amteriale mbushje cemente | Pajisje dentare
9182 | Pajisje dentare, agjent bondues per smaltin dhe dentinen dhe amteriale mbushje cemente | Primary Dental sh.p.k | 06.04.2021 | GDF Gesellschaft für dental Forschung und Innovationen GmbH, Dieselstr. 5-6, 61191 Rosbach, Germany | Dental Devices : Dentin and enamel adhesives - H-Etchbond; Dental filling materials on composite basis : HEYTEC-FLOW-V; HEYTEC-MR; HEYTEC-NR | IIa | Pajisje dentare, agjent bondues per smaltin dhe dentinen dhe amteriale mbushje cemente | Pajisje dentare
9183 | Phototherapy Device | MSE sh.p.k | 07.04.2021 | NOVOS TIBBI CIHAZLAR SANAYI VE TICARET ITHALAT VE IHRACAT LIMITED SIRKETI ivedikosb Mahallesi 1518. Cad. Matbaacilar Sitesi Sit. No: 2/39 Yenimahalle, Ankara, Turkey | PHOTOTHERAPY DEVICES (BILILED MAXI+ and NEOLED MAXI+) | IIb | Pajisje fototerapie | Tjeter
9184 | Steam Sterilizer | MSE sh.p.k | 07.04.2021 | SterilMed Medical Elektrik Elektronik Otomasyon Inşaat Gida Sanayi ve Diş Ticaret Ltd. Şti. Saraykent San.Sit.53Cad. No:26 Kahramankazan Ankara, Turkey | Steam Sterilizer: SMA-DSD-160,SMA-DSD-200,SMA-DSD-250,SMA-DSD-300B,SMA-DSD-300.SMA-DSD-450,SMA-DSD-540,SMA- DSD-675,SMA-DSD-810,SMA-DSD-945,SMA-SSD-160,SMA-SSD-200,SMA-SSD-250,SMA-SSD-300B,SMA-SSD-300,SMA-SSD-450,SMA-SSD-540,SMA-SSD-675,SMA-SSD-810,SMA-SSD-945,SMB-VD-160,SMB-VD 200,SMB-VD-250,SMB-VD-300B,SMB-VD-300,SMB-VD-450,SMB-VD-540,SMB-VD-675,SMB-VD-810,SMB-VD-945,SMB-VD-75 | IIb | Sterilizues me avull | Tjeter
9185 | Zenition 50 | Health&Light sh.p.k | 07.04.2021 | Philips Medical Systems Nederland B.V. Veenpluis 4-6, 5684 PC Best, The Netherlands | Zenition 50 | IIb | Pajisje diagnostikuese me rreze-x per procedura kirurgjikale dhe intervenuese | Pajisje diagnostikuese dhe terapeutike me rrezatim
9186 | CPAP/BiPAP System | Health & Light | 07.04.2021 | Respironics Inc. 1001 Murry Ridge Lane Murrysville, PA 15668, USA | CPAP/BiPAP System (sipas listes bashkalidhur) | lla | Ventilator per aspirimin e pacienteve me patologji respiratore | Pajisje anestezie dhe respiratore
9187 | BV Pulsera | Health & Light | 07.04.2021 | Philips Medical System Nederland B.V. Veenpluis 4-6 5684 PC Best The Netherlands | BV Pulsera | llb | Pajisje diagnostikuese me rrezatim per procedura kirurgjikale dhe intervenuese | Pajisje diagnostikuese dhe terapeutike me rrezatim
9188 | BV Vectra | Health&Light sh.p.k | 07.04.2021 | Philips India Limited Plot No. B-79, MIDC. Phase -II, Chakan taluka-khed, Village-Savardari District: Pune, Maharashtra 410 501, India | BV Vectra | IIb | Pajisje diagnostikuese me rreze-x per procedura kirurgjikale dhe intervenuese | Pajisje diagnostikuese dhe terapeutike me rrezatim
9189 | NeoFitoroid ALROI2POX | GLOBALSHER SH.P.K | 07.04.2021 | Aboca Spa Societa Agricola, Localita Aboca 20, 52037 Sansepolcro (AR) Italy | NeoFitoroid ALROI2POX | IIb | Pomad qe perdoret per trajtimin e hemorroideve dhe simptomave shoqeruese si dhimbje te djegura dhe kruarje anale. | Pajisje terapie komplementare
9190 | Melilax ALMELADCLX; Melilax Pediatric ALMELPECLX | GLOBALSHER SH.P.K | 07.04.2021 | Aboca Spa Societa Agricola, Localita Aboca 20, 52037 Sansepolcro (AR) Italy | Melilax ALMELADCLX; Melilax Pediatric ALMELPECLX | IIb | Perdoret per trajtimin e kapsllekut. | Pajisje terapie komplementare
9191 | Vailant Thoracic Stent Graft with the Captivia Delivery System | o.E.S Distrimed | 08.04.2021 | Medtronic Inc. 710 Medtronic Parkway Minneapolis, MN 55432 USA | Vailant Thoracic Stent Graft with the Captivia Delivery System (sipas listes bashkalidhur) | lll | Sisteme stentash graft toraksi te implantueshme qe perdoren ne kirurgjine vaskulare | Pajisje nje perdorimeshe
9192 | Chocolate™ PTA Balloon Catheter | o.E.S Distrimed | 08.04.2021 | ev3, Inc. 4600 Nathan Lane North Plymouth, MN 55442 USA | Chocolate™ PTA Balloon Catheter (sipas listes bashkalidhur) | lla | Kateter me balon PTA, perdorim ne kirurgjine vaskulare periferike | Pajisje nje perdorimeshe
9193 | GIA60MTS; GIA60XTS; GIA60MTC; GIA60XTC | o.E.S Distrimed | 08.04.2021 | Covidien IIc, 15 Hampshire Street, Mansfield MA 02048, USA | GIA60MTS-GIA™ Stapler with Tri-Staple™ Technology 60mm Medium/Thick; GIA60XTS - GIA™ Black Stapler with Tri-Staple™ Technology 60mm Extra/Thick ; GIA60MTC - GIA™ Cartridge with Tri-Staple™ Technology 60mm Medium/Thick ; GIA60XTC - GIA™ Black Cartridge with Tri-Staple™ Technology 60mm Extra/Thick | llb | Staplera kirurgjikal dhe kartrigjet rimbushese perdorim ne kirurgjine e pergjitheshme | Pajisje nje perdorimeshe
9194 | Parietene™ DS Composite Mesh | O.E.S Distrimed sh.p.k | 08.04.2021 | Sofradim Production 116 Avenue du Formans, Trévoux, 01600 France | Parietene™ DS Composite Mesh (sipas listës bashkëngjitur) | III | Mesha kirurgjikale per hernia abdominale ne kirurgji te pergjithshme | Pajisje nje perdorimeshe
9195 | EEA™ Circular Stapler with Tri-Staple™ Technology (sipas listes bashkengjitur) | O.E.S Distrimed sh.p.k | 08.04.2021 | Covidien LLC, 15 Hampshire Street Mansfield,MA 02048 USA | EEA™ Circular Stapler with Tri-Staple™ Technology (sipas listes bashkengjitur) | IIb | Staplera kirurgjikale me teknologjine tri-stapler si dhe kartrigje kapeses kirugjikale per eprdorim ne kirurgj te pergjithsme | Pajisje nje perdorimeshe
9196 | Operating Table | MSE sh.p.k | 08.04.2021 | Inspital Medikal Teknoloji A.S. Karaoglan Mah. Kume Evleri No: 745 06830 Golbasi, Ankara TURKIYE | OT80.10-AMELİYAT MASASI / OPERATING TABLE; OT80.15-OPERATING TABLE HYDRAULIC; OT80.20-OPERATING TABLE ELECTROHYDRAULIC; OT80.25-OPERATING TABLE ELECTROMECHANIC; OT80.30-OPERATING TABLE; | I | Krevat per perdorim ne salla kirurgjikale. | Tjeter
9197 | Operating Room | MSE sh.p.k | 08.04.2021 | Inspital Medikal Teknoloji A.S. Karaoglan Mah. Kume Evleri No: 745 06830 Golbasi, Ankara TURKIYE | Operating Room (sipas listës bashkëngjitur) | I | Pajisje per salle operacioni. | Tjeter
9198 | Reveos LR: 4FG456S0Y; Reveos LR EXT: 5FG456S0Y; Reveos NLR: 5NG456S0Y | Euromed shpk | 09.04.2021 | Terumo BCT Ltd. Old Belfast Road, Millbrook, Larne BT40 2SH, United Kingdom | Reveos LR: 4FG456S0Y; Reveos LR EXT: 5FG456S0Y; Reveos NLR: 5NG456S0Y | llb | Sistem per perpunimin e gjakut. | Pajisje nje perdorimeshe
9199 | ARTIFLEX Myopis: 40114SW; Artiflex Toric S**.*C-*.*X 0ø: 4A0**SW; Artiflex Toric S**.*C-*.*X90ø: 4C0**SW | Gen-Alb Farma shpk | 09.04.2021 | Ophtec B.V. Schweitzerlaan 15, 9728 NR Groningen, The Netherlands | ARTIFLEX Myopis: 40114SW; Artiflex Toric S**.*C-*.*X 0ø: 4A0**SW; Artiflex Toric S**.*C-*.*X90ø: 4C0**SW | llb | 1- IOL e fiksuar me iris te palosshme e krijuar per korigjimin e miopise. 2, 3- IOL e fiksuar me iris te palosshme e krijuar per korrigjimin sferik dhe cilindrik te syve miope te ulet, te moderuar dhe te larte. | Pajisje oftalmike dhe optike
9200 | Magnetic Mallet | Europe Dental Distribution | 13.04.2021 | Meta Ergonomic S.r.l Via Monte Nero, 19 1-20029 Turbigo (MI), Italy | Magnetic Mallet: MM-EU/MM-AU/LC-P | llb | Pajisje elektomaagnetike per perdorim ne kirurgjine dentare dhe implantare | Pajisje dentare; Pajisje elektromekanike; Instrumenta shumeperdorimesh
9201 | Hansaplast Elastoplast, Curitas Printed Plaster | Rejsi Farma | 08.04.2021 | Beiersdorf AG, Unnastr. 48, 20253 Hamburg, Germany | Hansaplast Disney Frozen : HP FRN JU STR 20 pcs - 48371-00000-45; Hansaplast marvel Avengers : HP KDS_PL MVL_AVG ASS 20pcs INT - 48774-00000-45 | I | Hansaplast, per mbulimin dhe mbrojtjen e plageve te vogla te perditshme | Tjeter
9202 | Hansaplast Aqua Protect | Rejsi Farma | 08.04.2021 | Beiersdorf AG, Unnastr. 48, 20253 Hamburg, Germany | Hansaplast Aqua Protect : HP AQP ASS ASS TR 20 INT - 76533-00023-45 | I | Hansaplast, per mbulimin dhe mbrojtjen kundra ujit te plageve te vogla te perditshme | Tjeter
9203 | Hansaplast Classic | Rejsi Farma | 08.04.2021 | Beiersdorf AG, Unnastr. 48, 20253 Hamburg, Germany | Hansaplast Classic : HP CLS DL 1X6 10 INT - 01145-00005-45 | I | Hansaplast, per mbulimin dhe mbrojtjen e plageve te vogla te perditshme | Tjeter
9204 | Hansaplast Universal | Rejsi Farma | 08.04.2021 | Beiersdorf AG, Unnastr. 48, 20253 Hamburg, Germany | Hansaplast Universal 10 strips : HP UN STR ASS TA 10 INT - 45905-00003-45; Hansaplast Universal 20 strips : HP UN STR ASS TA 20 INT - 45906-00004-45 | I | Hansaplast, per mbulimin dhe mbrojtjen e plageve te vogla te perditshme | Tjeter
9205 | Hansaplast Disney Frozen | Rejsi Farma | 08.04.2021 | Beiersdorf AG, Unnastr. 48, 20253 Hamburg, Germany | Hansaplast Disney Frozen : HP FRN JU STR 20 pcs - 48371-00000-40 | I | Hansaplast, per mbulimin dhe mbrojtjen e plageve te vogla te perditshme | Tjeter
9206 | Hansaplast Elastic Fabric | Rejsi Farma | 08.04.2021 | Beiersdorf AG, Unnastr. 48, 20253 Hamburg, Germany | Hansaplast Elastic Fabric : HP EL STR ASS TA 20 INT - 47086-00010-45; Hansaplast Finger strips : HP FIS 120X19 TA 16 DE_FR_IT - 76861-00000-45 | I | Hansaplast, per mbulimin dhe mbrojtjen e plageve te vogla te perditshme | Tjeter
9207 | Hansaplast Elastic Fabric | Rejsi Farma | 08.04.2021 | Beiersdorf AG, Unnastr. 48, 20253 Hamburg, Germany | Hansaplast Finger strips : HP FIS 120X19 TA 16 DE_FR_IT - 76861-00000-40 | I | Hansaplast, per mbulimin dhe mbrojtjen e plageve te vogla te perditshme | Tjeter
9208 | Hansaplast Blister Plaster | Rejsi Farma | 08.04.2021 | Beiersdorf AG, Unnastr. 48, 20253 Hamburg, Germany | Hansaplast Blister Plaster : HP BLPL L 5 DE - 48584-00007-27 | I | Hansaplast, ndihmon ne mbulimin dhe sherimin e shpejte te fluskave dhe lehteson dhimbjen menjehere | Tjeter
9209 | Dermoscop - IrSkin IR100000 | Farmaworld | 14.04.2021 | CA-MI SRL via Ugo La Malfa 13 - Frazione Pilastro - 43013 Langhirano (PR) Italia | Dermoscop - IrSkin IR100000 | l | Pajisje dermatologjie per imazhet e lezioneve te lekures | Tjeter
9210 | Automated Tissue Processor: BK-TS3A; BK-TS3D; BK-HS569 | Krijon sh.p.k | 15.04.2021 | Biobase Biodustry (Shandong) Co., Ltd. No. 51 South Gongye Road, Jinan, Shandong Province, China | Automated Tissue Processor: BK-TS3A; BK-TS3D; BK-HS569 | In Vitro | Perdoren ne laborator histopatologjik per automatizimin e procesit te fiksimit, dehidrimit, pastrimit dhe infiltrimit te mostrave indore per te mundesuar ruajtjen dhe integritetin e komponenteve qelizore per analizim ne mikroskop me drite ose mikroskop elektronik. | Tjeter
9211 | Sterilizer Dry Heat; Type SN30 | Krijon sh.p.k | 15.04.2021 | Memmert GmbH + Co. KG Aussere Rittersbacherstrabe 38 D-91126 Schwabach Deutschland | Sterilizer Dry Heat: Type SN30/55/75/110/160/260/450/750; SF 30/55/75/110/160/260/450/750; SN 30/55/75/110/160/260/450/750; SF 30/55/75/110/160/260/450/750 Including all acessories | IIb | pajisje sterilizimi me ajer te ngrohte per kontinier dhe instrumenta, perdoren ne laboratore ose klinika te ndryshme per sterilizimin ose tharjen e ,materialeve laboratorike. | Pajisje Laboratori
9212 | Nucleofill Soft Plus - 40275;Nucleofill Medium Plus - 40276; | Bylis Pharma shpk | 15.04.2021 | Promoitalia group S.p.A. Via San Gregorio, 44 - 20124 Milan, Italy | Nucleofill Soft Plus - 40275;Nucleofill Medium Plus - 40276; | III | Eshte nje xhel per implantim intradermal, permireson elasticitetin e lekures | Pajisje te implantueshme jo aktive
9213 | Dexyane MeD - 100ml: 207953;207949;218781;235621;207950;207951 Dexyane MeD - 30ml: 207945;207946;207647;207948 Dexyane MeD - 5ml: 222849;215461;222848 | Bylis Pharma shpk | 15.04.2021 | Pierre Fabre Medical Device, 29 avenue du Sidobre, 81106 Castres Cedex, France | Dexyane MeD - Pr0978: Dexyane MeD - 100ml: 207953;207949;218781;235621;207950;207951 Dexyane MeD - 30ml: 207945;207946;207647;207948 Dexyane MeD - 5ml: 222849;215461;222848 | lla | Krem riparues dhe qetesues per trejtimin e lezioneve te ekzemes | Tjeter
9214 | Dexyane MeD Palpebral - 15ml/5ml: 213849;213850;234258;235601;213851;213852 Dexyane MeD Palpebral - 5ml: 225400;225401 | Bylis Pharma shpk | 15.04.2021 | Pierre Fabre Medical Device, 29 avenue du Sidobre, 81106 Castres Cedex, France | Dexyane MeD Palpebral - PR4032: Dexyane MeD Palpebral - 15ml: 213849;213850;234258;235601;213851;213852 Dexyane MeD Palpebral - 5ml: 225400;225401 | lla | Krem riparues dhe qetesues per trejtimin e lezioneve te ekzemes atopike | Tjeter
9215 | Sunsimed:Sunsimed - 80ml:232484;232485;232486;232487;232488 Sunsimed - 5ml: 230589;230593 | Bylis Pharma shpk | 15.04.2021 | Pierre Fabre Medical Device, 29 avenue du Sidobre, 81106 Castres Cedex, France | Sunsimed:Sunsimed - 80ml:232484;232485;232486;232487;232488 Sunsimed - 5ml: 230589;230593 | l | Krem mbrojtes dielli me mbrojtje shume te larte per lekurat ne rrezik per keratoza aktinike dhe kancer te lekures | Tjeter
9216 | i-STAT (sipas listes bashkalidhur) | Pegasus | 16.04.2021 | Abbott Point of Care Inc. 100 and 200 Abbott Park Rd. Abbott Park, IL 60064 United States of America | i-STAT (sipas listes bashkalidhur) | In Vitro | Eshte aparature dhe aksesoret e aparuteres e cila sherben per kryejen e analizave te gjakut. | Pajisje te diagnostikimit in vitro
9217 | Microscope ECLIPSE Ci-L | Pegasus sh.p.k | 16.04.2021 | Nikon Corporation Microscope Solutions Business Unit 471 Nagaodai-Cho, Sakae-Ku, Yokohama-Shi, Kanagawa 244-8533, Japan | Microscope ECLIPSE Ci-L | In Vitro | Mikroskop. | Pajisje të diagnostikimit in vitro
9218 | Multi-Parameter Patient Monitor AQUARIUS | Euromed sh.p.k | 16.04.2021 | Northern Meditec Limited 4th Floor, Building C, In Wei Yuan Industrial Park, Julongshan Area, Kengzi St, Pingshan District, 518118 Shenzhen, People's Republic of China | Multi-Parameter Patient Monitor AQUARIUS | IIb | Monitorues te pacientit qe matin , regjistrojne, shperndajne dhe shfaqin kombinime te vlerave biometrike si ritmi I zemres, SPO2, presioni I gjakut, temperatura dhe me shume. | Pajisje anestezie dhe respiratore.
9219 | genesig® Real-Time PCR Coronavirus COVID-19 CE IVD kit: Z-Path-COVID-19-CE | BIOMETRIC ALBANIA shpk | 16.04.2021 | Primerdesign Ltd. Unit1, Watchmoor Point, Watchmoor Road, Camberley, Surrey, GU15 3AD, United Kingdom | genesig® Real-Time PCR Coronavirus COVID-19 CE IVD kit: Z-Path-COVID-19-CE | In Vitro | Reagent laboratorik per testimin e Covid-19. | Pajisje te diagnostikimit in vitro
9220 | RUSCH Brilliant Profil (Silicone) Balloon Catheter: 173430 (size 18-24) | ARLI PHARMA shpk | 16.04.2021 | Teleflex Medical Sdn. Bhd. Lot PT 2577, Jalan Perusahaan 4, 34600 Kamunting Perak, Malaysia | RUSCH Brilliant Profil (Silicone) Balloon Catheter: 173430 (size 18-24) | llb | Produkt qe perdoret per zbrazjen e fshikezes se urines. | Pajisje nje perdorimeshe
9221 | Ruschelit Safety Clear Tracheal Tube | ArliPharma sh.p.k | 19.04.2021 | Teleflex Medical Sdn. Bhd. Lot PT 2577, Jalan perusahaan 4, 34600 Kamunting, perak, Malaysia | Ruschelit Safety Clear Tracheal Tube (sipas listës bashkëngjitur) | Iia | Produkte qe perdoren per intubim gjate anestezise. | Pajisje nje perdorimeshe
9222 | Microscope ECLIPSE | Pegasus sh.p.k | 19.04.2021 | Nikon Corporation Healthcare, Business Unit, 471 Nagaodai-Cho, Sakae-Ku, Yokohama-Shi, Kanagawa 244-8533, Japan | Microscope : ECLIPSE E200LED MV L; ECLIPSE E200 LED MV LS; ECLIPSE E200LED MV R; ECLIPSE E200LED MV RS | In Vitro | Mikroskop i cili perdoret ne laborator | Pajisje te diagnostikimit in vitro
9223 | Atellica IM Sars-CoV-2 Total; Atellica IM Sars-CoV-2 Total Quality Control | Labor Dr. Limbach Heidelberg Germany | 19.04.2021 | Siemens Healthcare Diagnostics Inc. 511 Benedict Avenue, Tarrytown, NY, 10591-5097, USA | Atellica IM Sars-CoV-2 Total 11206711 (1-pack); Atellica IM Sars-CoV-2 Total 11206923 (5-pack); Atellica IM Sars-CoV-2 Total Quality Control 11206712 | In Vitro | Teste per diagnostikimin e Sars-Cov-2 dhe kontrolle te cilesise | Tjeter
9224 | Atellica IM SARS-CoV-2 IgG, Atellica IM SARS-CoV-2 IgG Quality Control | Labor Dr. Limbach Heidelberg Germany | 19.04.2021 | Siemens Healthcare Diagnostics Inc. 511 Benedict Avenue, Tarrytown, NY, 10591-5097, USA | Atellica IM SARS-CoV-2 IgG – 11206997 (1-pack) Atellica IM SARS-CoV-2 IgG – 11206998 (5-pack) Atellica IM SARS-CoV-2 IgG Quality Control - 11206999 | In Vitro | Reagent per identifikimin e Sars-CoV-2 | Tjeter
9225 | Instrumenta kirugjikale dentare | Primary Dental sh.p.k | 19.04.2021 | MEDSTR International, Tipu Road, S.I. Estate, Salkot, Pakistan | Surgical Instruments (Reusable and Non Powered); Dental Instruments (Reusable and Non Powered) (sipas listës bashkëngjitur) | I | Instrumenta kirugjikale dentare | Pajisje dentare
9226 | Defibrillator | Fedos | 19.04.2021 | Nihon Kohden Corporation 1-31-4 Nishiochiai, Shinjuku-ku Tokyo 161-8560, Japan | Defibrilator TEC-8321K, TEC-8322K, TEC-8332K, TEC-8342K, TEC-8352K, Aksesor Defibrilatori TEC-8300 NIBP KIT YZ-056H3 TEC-8300 PACER KIT YZ-056H4 | llb | Defibrilator dhe aksesor defibrilatori | Pajisje elektromekanike
9227 | Finnpipette™ Pipettes;Finntip™ Pipette tips | Krijon sh.p.k | 19.04.2021 | Thermo Fisher Scientific Oy, Ratastie 2, 01620 Vantaa, Finland | Finnpipette™ Pipettes;Finntip™ Pipette tips(sipas listes bashkalidhur) | In Vitro | Pipeta dhe maja pipetash qe perdoren ne laboratore | Tjeter
9228 | Flow-c Anesthesia System, System version 4.7 | Fedos shpk | 20.04.2021 | Maquet Critical Care AB Röntgenvägen 2, SE-171 54 Solna, Sweden | Flow-c Anesthesia System, System version 4.7 | llb | Ssitem anestezie dhe aksesoret perkates. | Pajisje anestezie dhe respiratore
9229 | Heart-Lung Machine HL 20; Heater-Cooler Unit HCU 40 | Fedos shpk | 20.04.2021 | Maquet Cardiopulmonary GmbH Kehler Str.31, 76437 Rastatt Germany | Heart-Lung Machine HL 20; Heater-Cooler Unit HCU 40 | llb | Makineri zemer-mushkeri per operime kardiake dhe njesi ngrohje-ftohje. | Pajisje elektromekanike
9230 | Cardiosave Intra-Aortic Baloon Pump (Hybrid Model): 0998-00-0800-XX, 0998-UC-0800-XX, (-31, -32, -33, -35, -52, -55) | Fedos shpk | 20.04.2021 | Datascope Corp. 1300 MacArthur Blvd., Mahwah, NJ 07430 USA | Cardiosave Intra-Aortic Baloon Pump (Hybrid Model): 0998-00-0800-XX, 0998-UC-0800-XX, (-31, -32, -33, -35, -52, -55) | llb | Ballon intraaortik, model hibrid. | Pajisje elektromekanike
9231 | AGILIA SP TIVA HR: Z018853 (syringe pump) | Fedos shpk | 20.04.2021 | Fresenius Kabi AG 61346 Bad Homburg, Germany | AGILIA SP TIVA HR: Z018853 (syringe pump) | llb | Shiringe elektrike. | Pajisje elektromekanike
9232 | AGILIA SP HR: Z018853 (syringe pump) | Fedos shpk | 20.04.2021 | Fresenius Kabi AG 61346 Bad Homburg, Germany | AGILIA SP HR: Z018853 (syringe pump) | llb | Shiringe elektrike. | Pajisje elektromekanike
9233 | AGILIA VP MC HR: Z019653 (Infusion pump, general-purpose) | Fedos shpk | 20.04.2021 | Fresenius Kabi AG 61346 Bad Homburg, Germany | AGILIA VP MC HR: Z019653 (Infusion pump, general-purpose) | llb | Shiringe elektrike. | Pajisje elektromekanike
9234 | Orthopaedic Implants -RT PLUS Knee System & RT PLUS Modular Knee System (sipas listes bashkengjitur) | LAYO shpk | 20.04.2021 | Smith & Nephew Orthopaedics AG Oberneuhofstrasse 10d, 6340 Baar, Switzerland | Orthopaedic Implants -RT PLUS Knee System & RT PLUS Modular Knee System (sipas listes bashkengjitur) | lll | Implante ortopedike, proteza me rrotullim te kufizuar per kondilin, e cementuar, te cilat perdoren ne sherbim te kirurgjise ortopedike. | Pajisje te implantueshme aktive
9235 | 3Shape lab Scanner System | Dorina Mele Co. shpk | 20.04.2021 | 3Shape A/S Holmens Kanal 7, 1060,Copenhagen K. Denmark | 3Shape Lab Scanner System (sipas listës bashkëngjitur) | I | CAD/Cam systems software i cili progframon nepermjet programeve kompjuterike protezen dhe implantet dentare | Pajisje Dentare
9236 | Dental Systems | Dorina Mele Co. shpk | 20.04.2021 | 3Shape A/S Holmens Kanal 7, 1060,Copenhagen K. Denmark | Dental System : Software version 88.1 | I | CAD/Cam systems software i cili progframon nepermjet programeve kompjuterike protezen dhe implantet dentare | Pajisje Dentare
9237 | Promed® Cup 1,5ml In Polystrene for Technicon Type Autoanalyzer: 24053 | SWISSMED shpk | 20.04.2021 | F.L. Medical s.r.l. Unipersonale Torreglia (PD) Via Enrico Mattei, 20 | Promed® Cup 1,5ml In Polystrene for Technicon Type Autoanalyzer: 24053 | In Vitro | Filxhan ne polisterol per perdorim laboratorik. | Pajisje laboratori
9238 | Promed® Test Tube 13x75mm with 0,25ml of Sodium Citrate (3,8%) Pink Stopper for 1ml of Blood (ESR) and 2,25ml of Blood (Coagulation): 22218 | SWISSMED shpk | 20.04.2021 | F.L. Medical s.r.l. Unipersonale Torreglia (PD) Via Enrico Mattei, 21 | Promed® Test Tube 13x75mm with 0,25ml of Sodium Citrate (3,8%) Pink Stopper for 1ml of Blood (ESR) and 2,25ml of Blood (Coagulation): 22218 | In Vitro | Tub plastik per perdorim laboratorik. | Pajisje laboratori
9239 | Sterile Surgical Gowns, Surgical Drapes and Drape Sets: 02XX, 2XXX, 3XXX - EUROSET | Globalsher shpk | 20.04.2021 | Nurel Medikal San. Ve Tic. A.Ş. Dosab Karanfil Sok. No:4.B. Osmanagazi BURSA / TURKEY | Sterile Surgical Gowns, Surgical Drapes and Drape Sets: 02XX, 2XXX, 3XXX - EUROSET | l | Perparese kirurgjikale sterile, carcafe kirurgjikale dhe sete carcafash per salla operacionesh. | Pajisje nje perdorimeshe
9240 | Pocket Fetal Doppler baby Sound C | Fedos sh.p.k | 20.04.2021 | Contec Medical Systems Co., Ltd. No.112 Qinhuang West Street, Economic & Technical Development Zone, 066004 Qinhuangdao, hebei Province, PR of China | Pocket Fetal Doppler Baby Sound C | IIa | Dopler fetal portabel | Pajisje per institucione te kujdesit shendetesor
9241 | Blood Pressure Monitor: AES-U181 | FLAVIO-MED shpk | 20.04.2021 | Alicn Medical Shenzhen, Inc. Room 410, Building A, 3rd Sub-park Leibo Zhongcheng Life Science Park, No. 22 Jinxiu East Road, Jinsha Community, Kengzi Street, Pingshan District, 518118 Shenzhen, Guangdong, P.R.China | Blood Pressure Monitor: AES-U181 | lla | Aparat elektronik per matjen e presionit te gjakut. | Pajisje elektromekanike
9242 | Insulin Pen Needle – Smartfine: 31G x 5mm, 31G x 6mm, 31G x 8mm, 32G x 4mm, 30G x 8mm | FLAVIO-MED shpk | 20.04.2021 | Medisec Tibbi Cihaz ve Ürünleri ith. Ihr. San. Ve Tic. Ltd. Şti. 2. Organize Sanayi Bölgesi Celal Doğan Bulvari No:40 Şehitkamil GAZIANTEP / TURKEY | Insulin Pen Needle – Smartfine: 31G x 5mm, 31G x 6mm, 31G x 8mm, 32G x 4mm, 30G x 8mm | lla | Maja insuline. | Pajisje nje perdorimeshe
9243 | Endoscopic Instruments | Greemed sh.p.k | 20.04.2021 | ENDO-FLEX GmbH, Alte Hünter Strasse 115, 46562 Voerde, Germany | Endoscopic Instruments : Stone Extraction baskets SU/RU | Is | Balon per heqejen e gureve ne rruget biliare | Pajisje njeperdorimeshe
9244 | Lung Ventilator | 2A Pharma sh.p.k | 20.04.2021 | SIARE Engineering International Group s.r.l. Via Giulio Pastore, 18 40053 Località Crespellano - Valsamoggia (Bo) - ITALY | Lung Ventilator : Siaretron 4000; Falco 202 Evo; Sirio S2/T | IIb | Aspirator anestezie per anestezi me aksesore | Pajisje anestezie dhe respiratore
9245 | Xpert CT/NG | Biomedica Albania Distribution shpk | 20.04.2021 | Cepheid AB Röntgenvägen 5, SE-171 54 Solna, Sweden | Xpert CT/NG | In Vitro | Reagent per percaktimin e ngarkeses virale te Chalmydia Gonorrea dhe Trichomoniasis. | Pajisje te diagnostikimit in vitro
9246 | Xpert HCV Viral Load: GXHCV-VL-CE-10; GXHCV-VL-IN-10 | Biomedica Albania Distribution shpk | 20.04.2021 | Cepheid AB Röntgenvägen 5, SE-171 54 Solna, Sweden | Xpert HCV Viral Load: GXHCV-VL-CE-10; GXHCV-VL-IN-10 | In Vitro | Reagent per percaktimin e ngarkeses virale te Hepatitit C. | Pajisje te diagnostikimit in vitro
9247 | Xpert® HPV: GXHPV-CE-10 | Biomedica Albania Distribution shpk | 20.04.2021 | Cepheid AB Röntgenvägen 5, SE-171 54 Solna, Sweden | Xpert® HPV: GXHPV-CE-10 | In Vitro | Reagent per percaktimin e ngarkeses virale te Human Papillomavirus. | Pajisje te diagnostikimit in vitro
9248 | PST 300 Mobile Operating Table; PST 300 Ortophedic Extention; PST 300 Pad | MSE sh.p.k | 21.04.2021 | TRUMPF Medizin Systeme GmbH + Co. KG Carl-Zeiss-Str. 7-9 07318 Saalfeld Germany | PST 300 Mobile Operating Table: 2072782-PST 300L; 2072783-PST 300S; 2072784-PST 300L EU; 2072785-PST300S EU; PST 300 Ortophedic Extention: 2072419-PST Extension Adapter; PST 300 Pad: 2071905-PST 300L B Pad;2071906- PST 300S B Pad | I | Krevat operacioni per nderhyrje kirurgjikale. | Tjeter
9249 | Avenir® Müller Stem (sipas listes bashkengjitur) | Trimed shpk | 21.04.2021 | Zimmer GmbH Sulzerallee 8, Winterthur 8404, Switzerland | Avenir® Müller Stem (sipas listes bashkengjitur) | lll | Pajisje te implantueshme jo aktive pa cement qe ndihmojne ne implantimin e protezave kokso-femorale dhe qe perdoren ne rastin e frakturave, ne nderhyrjet e ndryshme kirurgjikale. | Pajisje te implantueshme jo aktive
9250 | Avenir® Cemented Hip Stem (sipas listes bashkengjitur) | Trimed shpk | 21.04.2021 | Zimmer GmbH Sulzerallee 8, Winterthur 8404, Switzerland | Avenir® Cemented Hip Stem (sipas listes bashkengjitur) | lll | Pajisje te implantueshme jo aktive me cement qe ndihmojne ne implantimin e protezave kokso-femorale dhe qe perdoren ne rastin e frakturave, ne nderhyrjet e ndryshme kirurgjikale. | Pajisje te implantueshme jo aktive
9251 | Microscopes: B-383PLi (B-382PLi-ALC - B-383PLi - B-383PLiIVD) | KRIJON shpk | 21.04.2021 | OPTIKA SRL Via Rigla 30, 24010 Ponteranica (BG), Italy | Microscopes: B-383PLi (B-382PLi-ALC - B-383PLi - B-383PLiIVD) | In Vitro | Mikroskope qe perdoren per te vezhguar objekte shume te vogla si: mostra materiale, qeliza te bimeve, qeliza te kafsheve te zmadhuara disa qindra here. | Pajisje laboratori
9252 | BD Discardit II two piece syringe with needle | Pegasus sh.p.k | 21.04.2021 | Becton, Dickinson S.A Ctra. Mequinenza, s/n 22520-Fraga-HUESCA, Espana | BD Discardit™ II two piece syringe with needle, Jeringa BD Discardit™ : 300512 (5ml; 21G x 1 1/2", 0.8 x 40mm); BD Discardit™ II two piece syringe with needle, Jeringa BD Discardit™ : 301001 (10ml; 21G x 1 1/2", 0.8 x 40mm); | IIa | Jane shiringa sterile | Pajisje nje perdorimeshe
9253 | Hemofilters | Fedos sh.p.k | 21.04.2021 | MEDICA S.p.A. Via degli Artigiani, 7, 41036 Medolla, MO -Italia | R Hemofilters R/ DP150HE - M03904 | Iib | Filtra per aparatin e hemodializes se vazhdueshme | Pajisje nje perdorimeshe
9254 | Video Endoscope: EC-760R-V/L (Flexible video colonoscope, reusable); EG-760R (Flexible video gastroduodenoscope) | ALBAPHOTO shpk | 21.04.2021 | FUJIFILM Corporation 26-30, Nishiazabu 2-chome, Minato-ku, Tokyo 106-8620, JAPAN | Video Endoscope: EC-760R-V/L (Flexible video colonoscope, reusable); EG-760R (Flexible video gastroduodenoscope) | lla | Video endoskop fleksibel per gastroskopi dhe kolonoskopi. | Pajisje elektromekanike
9255 | Endoscope Cabinet (with drying system): MKED 6500 | ALBAPHOTO shpk | 21.04.2021 | MIXTA Tibbi Cihazlar ve Donanimlari Uluslararasi Taahhut Tic. San. A.Ş. Ivedik Organize Sanayi Bolgesi 1518. Sokak No:4/6-8 Yenimahalle/Ankara/Turkey | Endoscope Cabinet (with drying system): MKED 6500 | l | Kabinet endoskopie me sistem tharje. | Tjeter
9256 | Flexible Endoscopy HF-Instrument reusable: 611XXX; HF electrosurgical unit Ecut 300s: 805003 | Medical Distribution shpk | 21.04.2021 | Endomed Systems GmbH Schubertstrasse 31, 88214 Ravensburg, Germany | Flexible Endoscopy HF-Instrument reusable: 611XXX; HF electrosurgical unit Ecut 300s: 805003 | lla, llb | Instrumenta kirurgjie, gjenerator frekuencas per elektrokirurgji. | Tjeter
9257 | ACUSmart line-H | Fedos sh.p.k | 21.04.2021 | MEDICA S.p.A. Via degli Artigiani, 7, 41036 Medolla, MO -Italia | Disposable tubing for sets and accessories for blood treatment : ACU Smart line-H M03848 | Iia | Set tubash nje perdorimesh dhe aksesore per trajtimin e gjakut per aparaturat e hemodializes | Pajisje nje perdorimeshe
9258 | Finecross MG - Coronary Micro-Guide Catheter | Biometric Albania | 21.04.2021 | Terumo Corporation 44-1,2 -chome,Hatagaya Shibuya-KU,Tokyo 151-0072 Japan | Finecross MG - Coronary Micro-Guide Catheter: NC-F863A (130cm); Finecross MG - Coronary Micro-Guide Catheter: NC-F865A (150cm) | lll | Kateter itravaskular | Pajisje nje perdorimeshe, Produkte për institucione të kujdesit shëndetësor
9259 | Roadsaver™ Carotid Artery Stent | Biometric Albania | 21.04.2021 | MicroVention Europe SARL 30 bis, rue du Vieil Abreuvoir 78100 Saint-Germain-en-Laye, France | Roadsaver™ Carotid Artery Stent (sipas listes bashkalidhur) | lll | Stent i Arterieve Karotide | Pajisje nje perdorimeshe, Produkte për institucione të kujdesit shëndetësor
9260 | Ryurei – PTCA Balloon dilatation Catheter | Biometric Albania | 22.04.2021 | Terumo Corporation 44-1,2 -chome,Hatagaya Shibuya-KU,Tokyo 151-0072 Japan | Ryurei – PTCA Balloon dilatation Catheter (sipas listes bashkalidhur) | lll | Kateter me ballon zgjerues per PTCA | Pajisje nje perdorimeshe, Produkte për institucione të kujdesit shëndetësor
9261 | Ryujin Plus – PTCA Balloon Dilatation Catheter | Biometric Albania | 22.04.2021 | Terumo Corporation 44-1,2 -chome,Hatagaya Shibuya-KU,Tokyo 151-0072 Japan | Ryujin Plus – PTCA Balloon Dilatation Catheter (sipas listes bashkalidhur) | lll | Kateter me ballon zgjerues per PTCA | Pajisje nje perdorimeshe, Produkte për institucione të kujdesit shëndetësor
9262 | DURATWIX® family | Gen-Albfarma | 22.04.2021 | Andreas Fahl Medizintechnik-Vertrieb GmbH, August-Horch-Straße 4A, 51149 Köln, Germany | DURATWIX® family (sipas listes bashkalidhur) | llb | Tub trakeostomie me manshetë me presion të ulët që mund të përdoret nga pacientët e trakeostomisë | Pajisje një përdorimëshe
9263 | DURAVENT® family | Gen-Albfarma | 22.04.2021 | Andreas Fahl Medizintechnik-Vertrieb GmbH, August-Horch-Straße 4A, 51149 Köln, Germany | DURAVENT® family(sipas listes bashkalidhur) | llb | Kanula trakeale Me 2 valvula plastike te brendshme | Pajisje një përdorimëshe
9264 | Microscopes | Krijon sh.p.k | 22.04.2021 | OPTIKA SRL, Via Rigla, 30, 24010 Ponteranica, BG, Italy | Microscopes (series - B-510) B-510BF: B-510BF; B-510BFIVD | In Vitro | Mikroskop optik per te vezhguar objekte shume te vogla | Pajisje laboratori
9265 | Video Endoscope | Albaphoto sh.p.k | 22.04.2021 | FUJIFILM Corporation 26-30, Nishiazabu 2-Chome, Minato-Ku, Tokyo 106-8620, JAPAN | Video Endoscope: EC-720R/L | IIa | Video Endoskop | Pajisje elektromekanike
9266 | Endocam | Albaphoto sh.p.k | 22.04.2021 | FUJIFILM Corporation 26-30, Nishiazabu 2-Chome, Minato-Ku, Tokyo 106-8620, JAPAN | Digital Image transferring Archiving System : ENDOCAM | I | Sistem transferim imazhi dixhital dhe arkivimi | Tjeer
9267 | Processor | Albaphoto sh.p.k | 22.04.2021 | FUJIFILM Corporation 26-30, Nishiazabu 2-Chome, Minato-Ku, Tokyo 106-8620, JAPAN | Processor: EP-6000 | IIa | Procesor | Pajisje elektromekanike
9268 | Video Endoscope | Albaphoto sh.p.k | 22.04.2021 | FUJIFILM Corporation 26-30, Nishiazabu 2-Chome, Minato-Ku, Tokyo 106-8620, JAPAN | Video Endoscope: EG-720R | IIa | Video Endoskop | Pajisje elektromekanike
9269 | Endoscope Easher and Disinfector Device: DETROWASH | ALBAPHOTO shpk | 22.04.2021 | Detro Healthcare Kimya Sanayi A.Ş. Atatürk Mah. Adnan Menderes Cad. No:7 Esenyurt, Istanbul/TÜRKIYE | Endoscope Easher and Disinfector Device: DETROWASH | l | Pajisje larese dhe dizinfektuese endoskopi. | Tjeter
9271 | Combined suction unit (sipas listes bashkengjitur) | Bora Dental Albania shpk | 23.04.2021 | Dürr Dental SE Höpfigheimer Str. 17, 74321 Bietigheim-Bissingen, Germany | Combined suction unit (sipas listes bashkengjitur) | lla | Impiante per aspirim gjate procedurave dentare. | Pajisje dentare
9272 | Suction machine (sipas listes bashkengjitur) | Bora Dental Albania shpk | 23.04.2021 | Dürr Dental SE Höpfigheimer Str. 17, 74321 Bietigheim-Bissingen, Germany | Suction machine (sipas listes bashkengjitur) | lla | Pajisje dentare kirurgjikale. | Pajisje dentare
9273 | Vector (sipas listes bashkengjitur) | Bora Dental Albania shpk | 23.04.2021 | Dürr Dental SE Höpfigheimer Str. 17, 74321 Bietigheim-Bissingen, Germany | Vector (sipas listes bashkengjitur) | lla | Pajisje dentare kirurgjikale. | Pajisje dentare
9274 | Disinfectants for surfaces of invasive & non-invasive medical devices (sipas listes bashkengjitur) | Bora Dental Albania shpk | 23.04.2021 | orochemie GmbH + Co. KG Max-Planck-Straße 27, 70806 Kornwestheim, Deutschland | Disinfectants for surfaces of invasive & non-invasive medical devices (sipas listes bashkengjitur) | lla, llb | Dizinfektant per siperfaqe te pajisjeve mjekesore invazive dhe jo invazive dhe instrumentave dentare. | Pajisje dentare
9275 | Tornado Compressor (sipas listes bashkengjitur) | Bora Dental Albania shpk | 23.04.2021 | Dürr Dental SE Höpfigheimer Str. 17, 74321 Bietigheim-Bissingen, Germany | Tornado Compressor (sipas listes bashkengjitur) | lla | Kompresor ajri dentar te tipit tornado. | Pajisje dentare
9276 | G2 Dual Input Multi Format, Gray Scale, Film; Direct Vista Blue-T Base | Bora Dental Albania shpk | 23.04.2021 | Codonics Inc. 17991 Englewood Drive, Middleburg Heights, Ohio 44130. USA | G2 Dual Input Multi Format, Gray Scale, Film; Direct Vista Blue-T Base | l | Filma per grafi dentare dhe printer per grafi dentare. | Pajisje dentare
9277 | Reamer Handle | Trimed | 23.04.2021 | Viant Medical, LLC 4545 Kroemer Road Fort Wayne, IN 46818 USA | Reamer Handle (sipas listes bashkalidhur) | lla | Pajisje te implantueshme jo aktive per kirurgjine ortopedike | Pajisje te implantueshme jo aktive
9278 | Endoscopic Ultrasound Aspiration Needle | O.E.S Distrimed | 23.04.2021 | Micro-Tech (Nanjing) Co., Ltd. No.10 Gaoke Third Road, Nanjing National Hi-Tech, Industrial Development Zone, Nanjing 210032, Jiangsu Province, P.R of China | Endoscopic Ultrasound Aspiration Needle (sipas listes bashkalidhur) | lla | Age aspirimi endoskopik | Pajisje një përdorimëshe
9279 | Respiratory Humidifier | O.E.S Distrimed | 23.04.2021 | Great Group Medical Co., Ltd. No. 168, Xingong 2nd. Rd. Tianzhong Township, Changhua Country, 52046, Taiwan R.O.C, | Respiratory Humidifier - Humidoflo (sipas listes bashkalidhur) | llb | Humidifikues per respirator, perdorim spitalor | Produkte për institucione të kujdesit shëndetësor
9280 | Disposable Balloon Inflation Device | O.E.S Distrimed | 23.04.2021 | Micro-Tech (Nanjing) Co., Ltd. No.10 Gaoke Third Road, Nanjing National Hi-Tech, Industrial Development Zone, Nanjing 210032, Jiangsu Province, P.R of China | Disposable Balloon Inflation Device - BID-15-60-01 (Diameter of the length- 60ml; pressure unit - 16atm) | l | Pajisje per inflatimin e balonave qe perdoren ne hemodinamike-kardiologji | Pajisje një përdorimëshe
9281 | eӏ 1 Analyzer | AESKULAP SH.P.K | 26.04.2021 | EXIAS Medical GmbH Kratkystraβe 2 8020 Graz, Austria | eӏ 1 Analyzer (sipas listës bashkëngjitur) | In Vitro | Pajisje mjekesore per matjen ne menyre sasiore te elektroliteve. Aparat dhe aksesore. | Pajisje të diagnostikimit in vitro
9282 | prismaflex 955052 | Biometric Albania sh.p.k | 26.04.2021 | Gambro Lundia AB. Box 10101 magistratsvagen 16 SE-220 10 Lund Sweden | Prismaflex 955052 | IIb | Pajisje per trajtimin e hemodializes. | Pajisje terapie komplementare
9283 | Blood warmer 3XPT Prismacomfort | Biometric Albania sh.p.k | 26.04.2021 | Barkey GmbH & Vo. KG Gewerbestrabe 8 33818 Leopoldshoehe Germany | Blood warmer 3XPT Prismacomfort | IIb | Pajisje per ngrohjen e gjakut. | Pajisje terapie komplementare
9284 | Dental Intraoral systems; Panoramic and cephalometric X-ray systems; Digital system for acquisition and processing of dental x-ray images | Amber Dental sh.p.k | 27.04.2021 | Trident S.r.l. Via Artigiani 4, 25014, Castenedolo (BS), Italy | Dental Intraoral systems: RXAC70-060; RXAC70-080; RXAC70-000; Panoramic and cephalometric X-ray systems: X-VIEW 3D PAN -X3D-POY -X3D-SYD - X3D-CPH; X-VIEW 2D PAN -X2D-POY -X2D-SYD - X2D-CPH ; Digital system for acquisition and processing of dental x-ray images: I-View- I-View size 2; | IIb. IIa | Grafi panoramike dhe per dhembe tek. | Pajisje dentare
9285 | Matrix and Interdental Wedge | Dorina Mele Co | 27.04.2021 | KerrHawe SA Via Strecce 4, 6934 Bioggio Switzerland | Matrix and Interdental Wedge (sipas listes bashkalidhur) | l | Pajisje dentare per modelimin e mbushjes se dhembeve si matrica dhe stripsa te ndryshem | Pajisje dentare
9286 | Water Steam Autoclave: B6;N6;B18;S18;N18;B23;S23;N23;B60;B60 SI;EN6;ES18;EN18;ES23;EN23 | MSE | 27.04.2021 | Newmed S.r.l. Via Lenin, 79/A - 42020 Quattro Castella (RE), Italy | Water Steam Autoclave: B6;N6;B18;S18;N18;B23;S23;N23;B60;B60 SI;EN6;ES18;EN18;ES23;EN23 | llb | Sterilizues me avull per pajisjet mjekesore | Tjeter
9287 | Dental Saliva Ejector | Amber Dental shpk | 27.04.2021 | World Work srl ,Via Del Progresso, 47 - 36054 Montebello Vicentino (VI), Italy | Disposable Saliva Ejector - length 130-150mm, different colors | IIa | Tuba per thithjen e peshtymes | Pajisje dentare
9288 | Dental Alloy of Ag-Sn-Cu : 30g box; 250g box; Dental amalgam predosed capsules Non Gamma Alloy | Amber Dental sh.p.k | 27.04.2021 | World Work srl ,Via Del Progresso, 47 - 36054 Montebello Vicentino (VI) | Dental Alloy of Ag-Sn-Cu :(30g box; 250g box); Dental amalgam predosed capsules Non Gamma Alloy: (1dose=400mg; 2dose=600mg; 3dose=800mg; 5dose=1200mg) | lla | Amalgam kapsule dhee pluhur per mbushje dentare | Pajisje dentare
9289 | Monoart® Instant Ice | Albadent Group | 27.04.2021 | Euronda S.P.A. Via dell' Artigianato, 7 36030 Montecchio Precalcino (Vicenza) Italy | Monoart® Instant Ice | lla | Qese akulli per ftohje | Pajisje dentare
9290 | Kapsul Amalgamlar | Amber Dental sh.p.k | 27.04.2021 | Inci Dental Tibbi Malzeme San. ve Tic. Ltd. Sti. Millet Cd. Sair Mehmet Emin Sk. No:12/A Findikzade/ Istanbul/Turkey | Kapsul Amalgamlar; Toz Amalgamlar (sipas listës bashkëngjitur) | Iia | Material per mbushje difinitive te dhembeve. | Pajisje dentare
9291 | H560 INS00078; Erba H560 Dil HEM00030; Erba H560 Lyse 1 HEM00031; Erba H560 Lyse 2 HEM00032 | Labopharma | 27.04.2021 | Erba Lachema s.r.o., Brno, Karάsek 2219/1d, Czech Republic | H560 INS00078; Erba H560 Dil HEM00030; Erba H560 Lyse 1 HEM00031; Erba H560 Lyse 2 HEM00032 | In Vitro | Aparature per analiza gjaku, solucion per listimin hemoglobines, solucion per hollimin e gjakut, solucion per listimin e qelizave te bardha | Pajisje diagnosikimi in vitro
9292 | CIDEX Instrument Tray System 82076 (381 mm x 594 mm x 141mm) | Evita sh.p.k | 27.04.2021 | Advanced Sterilization Products, Inc. 33 Technology drive irvine, California 92618 USA | CIDEX Instrument Tray System 82076 (381 mm x 594 mm x 141mm) | I | Kuti per vendosjen e instrumentave kirurgjikal. | Tjeter
9293 | GEMINI Compact Microplate Processor: 10041566 | Labor Dr. Limbach Heidelberg Germany shpk | 27.04.2021 | STRATEC SE Gewerbestraße 37, 75217 Birkenfeld, Germany | GEMINI Compact Microplate Processor: 10041566 | In Vitro | Solucione kimike qe perdoren per realizimin e testeve analizatore. | Pajisje laboratori
9294 | Buste e rotoli per la sterilizzazione, carta e film medicali | Steralb shpk | 27.04.2021 | E.LINE S.r.l. Via Soncino S/N 24050 Torre Pallavicina (BG) - Italia | Buste e rotoli per la sterilizzazione, carta e film medicali | l | Qese dhe rrotulla per sterilizimin e autoklavave me indikatore te integruar. | Pajisje nje perdorimeshe
9295 | Silicone Tubes | Steralb shpk | 27.04.2021 | GIMA S.P.A., Via Macroni 1, 20060 Gessate (MI) - Italy | Silicone Tubes | l | Tuba silikoni per perdorim mjekesore me permasa te ndryshme. I pershtatshem per autoklave. | Pajisje nje perdorimeshe
9296 | Reagents for Haematology Analyzer - CBC-Reagents (sipas listes bashkengjitur) | Fedos - Uppsala shpk | 28.04.2021 | Nihon Kohden Firenze S.r.l. Via Torta 72/74, 50019 Sesto Fiorentino, Firenze, Italia | Reagents for Haematology Analyzer - CBC-Reagents (sipas listes bashkengjitur) | In Vitro | Reagente laboratorik. | Pajisje te diagnostikimit in vitro
9297 | Semi-auto Chemistry Analyzer, Automatic Chemistry Analyzer: NEO200 | Fedos - Uppsala shpk | 28.04.2021 | Taizhou Zecen Biotech Co., Ltd. 1st to 4th Floor, No.62, G59 Building, East Side of Lujia Road, West Side of Koutai \road, China Medical City, Taizhou City, Jiangsu Province, 225300, P.R.China | Semi-auto Chemistry Analyzer, Automatic Chemistry Analyzer: NEO200 | In Vitro | Analizator mjekesor laboratorik. | Pajisje laboratori
9298 | Magnetic Chemiluminescence Immunoassay System - ZECEN CLIA Kits (sipas listes bashkengjitur) | Fedos - Uppsala shpk | 28.04.2021 | Taizhou Zecen Biotech Co., Ltd. 1st to 4th Floor, No.62, G59 Building, East Side of Lujia Road, West Side of Koutai \road, China Medical City, Taizhou City, Jiangsu Province, 225300, P.R.China | Magnetic Chemiluminescence Immunoassay System - ZECEN CLIA Kits (sipas listes bashkengjitur) | In Vitro | Teste diagnostikuese laboratori. | Pajisje te diagnostikimit in vitro
9299 | APTIMAX Instrument Trays (sipas listes bashkalidhur) | Evita | 28.04.2021 | Advanced Sterilization Products, Inc. 33 Technology Drive Irvine, California 92618 USA | APTIMAX Instrument Trays (sipas listes bashkalidhur) | l | Kuti mbajtje instrumentash | Tjeter
9300 | Sterrad Chemical Indicator Strip - 14100 | Evita | 28.04.2021 | Advanced Sterilization Products, Inc. 33 Technology Drive Irvine, California 92618 USA | Sterrad™ Chemical Indicator Strip - 14100 | l | Shirit tregues kimik | Tjeter
9301 | Cidex™ OPA Solution Test Strips - 20392 (60 Strips/bottle); Cidex™ OPA Solution Test Strips - 20393 (15 Strips/bottle) | Evita | 28.04.2021 | Advanced Sterilization Products, Inc. 33 Technology Drive Irvine, California 92618 USA | Cidex™ OPA Solution Test Strips - 20392 (60 Strips/bottle); Cidex™ OPA Solution Test Strips - 20393 (15 Strips/bottle) | l | Indikator kimik | Tjeter
9302 | Cidezyme™ Enzymatic Detergent - 2258 (1Liter bottle); Cidezyme™ Enzymatic Detergent - 2260 (5 Liter bottle) | Evita | 28.04.2021 | Advanced Sterilization Products, Inc. 33 Technology Drive Irvine, California 92618 USA | Cidezyme™ Enzymatic Detergent - 2258 (1Liter bottle); Cidezyme™ Enzymatic Detergent - 2260 (5 Liter bottle) | l | Detergjent enzimatik per dezinfektimin e instrumentave mjekesore | Tjeter
9303 | Kit eskstraktimi | Krijon sh.p.k | 28.04.2021 | Sacace Biotechnologies Srl, via Scalabrini, 44 - 22100 - Como - Italy | SaMag 12 - SM12 | In Vitro | Kite esktraktimi te acideve nukleike virale SaMag
9304 | Medical Diagnostic devices | Fedos-Uppsala sh.p.k | 28.04.2021 | Giesse Diagnostics S.r.l. Via Enrico Fermi, 3, Z.I. Triburtina - 00012 Guidonia Montecelio (RM) - Italy | Medical Diagnostic Devices (sipas listës bashkëngjitur) | In Vitro | Teste diagnostike laboratori te klasifikimit in vitro, per analiza te ndryshme | Pajisje te diagnostikimit in vitro
9305 | Tyvek® Pouches and Rolls with Sterrad™ Chemical Indicator (sipas listes bashkalidhur) | Evita | 28.04.2021 | Advanced Sterilization Products, Inc. 33 Technology Drive Irvine, California 92618 USA | Tyvek® Pouches and Rolls with Sterrad™ Chemical Indicator (sipas listes bashkalidhur) | l | Qese dhe rroll tyvek me tregues Sterrad | Tjeter
9306 | Frigorifere laboratorike | Krijon sh.p.k | 28.04.2021 | Biobase Biodustry (Shandong) Co., Ltd. No. 51 South Gongye Road, Jinan, Shandong Province, China | Laboratory Refrigerator (sipas listës bashkëngjitur) | I | Frigorifere laboratorike qe perdoren per ruatjen e reagenteve dhe mostrave biologjike | Pajisje laboratori
9307 | Kit eskstraktimi | Krijon sh.p.k | 28.04.2021 | Sacace Biotechnologies Srl, via Scalabrini, 44 - 22100 - Como - Italy | SaMag Viral Nucleic Acid Extraction Kit - SM003 | In Vitro | Kite esktraktimi te acideve nukleike virale SaMag | Tjeter
9308 | STERRAD 100S Cassette 10113 | Evita sh.p.k | 29.04.2021 | Advanced Sterilization Products, Inc. 33 Technology drive irvine, California 92618 USA | STERRAD 100S Cassette 10113 | IIa | Disifektant per sterilizim | Tjeter
9309 | STERRAD 100NX Cassette 10144 | Evita sh.p.k | 29.04.2021 | Advanced Sterilization Products, Inc. 33 Technology drive irvine, California 92618 USA | STERRAD 100NX Cassette 10144 | IIa | Disifektant per sterilizim | Tjeter
9310 | STERRAD NX Cassette 10133 | Evita sh.p.k | 29.04.2021 | Advanced Sterilization Products, Inc. 33 Technology drive irvine, California 92618 USA | STERRAD NX Cassette 10133 | IIa | Disifektant per sterilizim | Tjeter
9311 | VACUETTE Multiple Use Drawing Needles | Swissmed sh.p.k | 29.04.2021 | Greiner Bio-One GmbH, Bad Haller Strabe 32, 4550 Kremsmunster, Austria | VACUETTE Multiple Use Drawing Needles (sipas listës bashkëngjitur) | IIa | Age per sistemin e mbledhjes se gjakut. Perdorim ne tubat me vakum ne fazen preanalitike. | Pajisje laboratori
9312 | Chroma Zone Color Stain | Albadent Group sh.p.k | 29.04.2021 | Kuraray Noritake Dental Inc. 1621 Sakazu, Kurasjiki, Okayama, 710-0801, Japan | Chroma Zone Color Stain (sipas listës bashkëngjitur) | IIa | Eshte nje kompozit fotopolimerizues me viskozitet te ulet per nfjyrosjen e vecante tekurorave dentare | Pajisje dentare
9313 | Teeth Desinsitizer | Albadent Group sh.p.k | 29.04.2021 | Kuraray Noritake Dental Inc. 1621 Sakazu, Kurasjiki, Okayama, 710-0801, Japan | Teeth Desinsitizer (sipas listës bashkëngjitur) | IIa | Eshte nje pajisje per uljen e sensitivitetit tek dhembet ne menyre efektive duke krijuar hidroksiapatit | Pajisje dentare
9314 | Cold Spray Classic | Albadent Group sh.p.k | 29.04.2021 | PRISMAN GmbH, Otto-Hahn-Ring 6-18, 64653 Lorsch | Cold Spray CLASSIC (including various types KS-x x=A-Z[]) - 350 | I | Perdoret gjate testimit te vitaliteti te pulpes dentare, spraj ftohes endodontik perdoren per te ftohur nje material qe mund te preket ne pulpen e dhembit | Pajisje dentare
9315 | Medical devices for operating theatre equipment : drapes, cuffs and sheets to cover equipment | Albadent Group sh.p.k | 29.04.2021 | Alle S.r.l. Via XX settembre, 74 - 460129 Viadana (MN) | Medical devices for operating theatre equipment : drapes, cuffs and sheets to cover equipment (sipas listës bashkëngjitur) | I | Perfshin veshje te domosdoshme per te filluar nje procedure dentare, veshje nje perdorimeshe | Pajisje dentare
9316 | Infusion sets for pump and accessories (connectors, extension lines) | Albadent Group sh.p.k | 29.04.2021 | Alle S.r.l. Via XX settembre, 74 - 460129 Viadana (MN) | Infusion sets for pump and accessories (connectors, extension lines) (sipas listës bashkëngjitur) | IIa | Jane tuba qe lejojne "ujitjen" e duhur gjate krijimit te hapesires per implant dentare te cilat ruajne nje rol te rendesishem ne integrimin e implantit | Pajisje dentare
9317 | Steam sterilizing units | Albadent Group sh.p.k | 29.04.2021 | EURONDA S.P.A, Via dell'Artigianato, 7 36030 Montecchio Precalcio (Vicenza) Italy | Steam sterilizing units E9 NEXT : E9 NEXT24L, E9 NEXT 18L | IIb | Autoklave e cila perdoret per sterilizimin e instrumentave dentare | Pajisje dentare
9318 | Fitostimoline® Gel vaginale | Farma World shpk | 29.04.2021 | Farmaceutici Damor S.p.A. Via Emilio Scaglione, 27 - 80145 Napoli (NA) Italia | Fitostimoline® Gel vaginale | lla | Xhel vaginal qe perdoret per rigjenerimin e flores vaginale. | Tjeter
9319 | Fitostimoline® Spray | Farma World shpk | 29.04.2021 | Farmaceutici Damor S.p.A. Via Emilio Scaglione, 27 - 80145 Napoli (NA) Italia | Fitostimoline® Spray | llb | Sprai dermatologjik me permbajtjen e ekstraktit te bimes se grurit qe perdoret per riepitelizimin e pjeseve te demtuara te lekures. | Tjeter
9320 | Acetabular, Greatbatch, MPROV, Fraisse Patella, Lemon Wedge Reamer (sipas listës bashkëngjitur) | Trimed sh.p.k | 30.04.2021 | VIANT MEDICAL, LLC 4545 Kroemer Road Fort Wayne, IN 46818 USA | Acetabular, Greatbatch, MPROV, Fraisse Patella, Lemon Wedge Reamer (sipas listës bashkëngjitur) | IIa | Pajisje te implantueshme jo aktive qe perdoren ne kirurgjine artroplastike te artikulacionit kokso-femoral, me zevendesimin te plote ose jo te artikulacionit. | Pajisje te implantueshme jo aktive
9321 | SONATA TI ¹ᴼᴼ COCHLEAR IMPLANT AUTIDORY BRAINSTEM IMPLANT AND THEIR ACCESSORIES (sipas listes bshkengjitur) | Evita shpk | 04.05.2021 | MED-EL lektromedizinische Geräte GmbH Fürstenweg 77A, 6020 Innsbruck, AUSTRIA | SONATA TI ¹ᴼᴼ COCHLEAR IMPLANT AUTIDORY BRAINSTEM IMPLANT AND THEIR ACCESSORIES (sipas listes bshkengjitur) | Te implantueshme aktive | Implant koklear. | Pajisje te implantushme aktive
9322 | Ceramic Ball head | Orthonet 360 sh.p.k | 04.05.2021 | Sanatmetal Orthopaedic and Traumatologic Equipment Manufacturer Ltd, 5 Faiskola str., Eger 3300, Hungary | Ceramic Ball head (sipas listes bashkalidhur) | lll | Koka qeramike ortopedike te imlpantueshme per protezat. | Pajisje të implantueshme jo aktive
9323 | Vortex Hand & Foot | Orthonet 360 sh.p.k | 04.05.2021 | Sanatmetal Orthopaedic and Traumatologic Equipment Manufacturer Ltd, 5 Faiskola str., Eger 3300, Hungary | Vortex Hand & Foot (sipas listes bashkalidhur) | lll | Pllaka ortopedike te implantueshme te cilat perdoren ne frakturat e dores dhe kembes . | Pajisje të implantueshme jo aktive
9324 | Sterile gauze dressings, 17thtreads/cm² 16 plies 10x20 pack.5 | Arli Pharma | 04.05.2021 | Albino Dias de Andrade, S.A. Rotunda do Complexo Desportivo, 15 4595-069 Seroa Paços de Ferreira, Portugal | Hydrophilic gauze dressings, sterile, brand ADA Swabs: Sterile gauze dressings, 17threads/cm² 16 plies 10x20 pack.5 - 77170510201600 | lla | Garza sterile per mjekim | Pajisje nje perdorimeshe
9325 | MYCO WELLD-ONE - 10 test panels 10x10mL Sterile Saline Solution, 10 x 2mL Myco D-One Transport Medium, 10 Sterile swabs, 1 x 25mL Liquid Sterile Paraffin: MS01321 | KRIJON shpk | 04.05.2021 | C.P.M. di CLAUDIO PIERMATTEI e C.S.A.S. Via Degli Olmetti 5 - 00060 Formello - Roma - Italia | MYCO WELLD-ONE - 10 test panels 10x10mL Sterile Saline Solution, 10 x 2mL Myco D-One Transport Medium, 10 Sterile swabs, 1 x 25mL Liquid Sterile Paraffin: MS01321 | In Vitro | Sistem per identifikimin e supozuar dhe testin e ndjeshmerise antimikrobiale te mykoplazmave arogjenitale. | Pajisje te diagnostikimit in vitro
9326 | STAPH WELL D-ONE® - 10 Test panels 10 x 10mL Sterile Saline Solution: MS01287 | KRIJON shpk | 04.05.2021 | C.P.M. di CLAUDIO PIERMATTEI e C.S.A.S. Via Degli Olmetti 5 - 00060 Formello - Roma - Italia | STAPH WELL D-ONE® - 10 Test panels 10 x 10mL Sterile Saline Solution: MS01287 | In Vitro | Ssitem per identifikimin dhe testimin e ndjeshmerise antimikrobiale te Staphylococcus spp. | Pajisje te diagnostikimit in vitro
9327 | Hydrophilic gauze dressings, sterile, with X-ray contrast thread (sipas listes bashkengjitur) | ARLI PHARMA shpk | 04.05.2021 | Albino Dias de Andreade, S.A. Complexo Industrial Monte das Devesas, Lote 1 D4, Seroa-4595-450 Paços de Ferreira, Portugal | Hydrophilic gauze dressings, sterile, with X-ray contrast thread (sipas listes bashkengjitur) | lla | Garza sterile qe perdoren per mjkeim me fije contrasti te dallueshme nga rrezet X. | Pajisje nje perdorimeshe
9328 | Hydrophilic gauze dressings, non-sterile, brand ADA Swabs: Non-sterile gauze dressings, 17threads/cm² 8 plies 5x5 bulk - 00170005050823; Non-sterile gauze dressings, 17threads/cm² 8 plies 10x10 bulk - 00170010100823; Non-sterile gauze dressings, 17threads/cm² 12 plies 10x10 bulk - 00170010101223;Non-sterile gauze dressings, 17threads/cm² 12 plies 10x20 bulk - 00170010201223; Non-sterile gauze dressings, 17threads/cm² 8 plies 7.5x7.5 bulk - 00170075750823; | Arli Pharma | 05.05.2021 | Albino Dias de Andrade, S.A. Rotunda do Complexo Desportivo, 15 4595-069 Seroa Paços de Ferreira, Portugal | Hydrophilic gauze dressings, non-sterile, brand ADA Swabs: Non-sterile gauze dressings, 17threads/cm² 8 plies 5x5 bulk - 00170005050823; Non-sterile gauze dressings, 17threads/cm² 8 plies 10x10 bulk - 00170010100823; Non-sterile gauze dressings, 17threads/cm² 12 plies 10x10 bulk - 00170010101223;Non-sterile gauze dressings, 17threads/cm² 12 plies 10x20 bulk - 00170010201223; Non-sterile gauze dressings, 17threads/cm² 8 plies 7.5x7.5 bulk - 00170075750823; | lla | Garza jo sterile per mjekim | Pajisje nje perdorimeshe
9329 | Talent Endoluminal Occluder System | O.E.S Distrimed | 05.05.2021 | Medtronic Inc. 710 Medtronic Parkway Minneapolis, MN 55432 USA | Talent Endoluminal Occluder System: OCL08;OCL10;OCL12;OCL14;OCL16;OCL18;OCL20;OCL22;OCL24 | llb | Sistem endoluminal okluder qe perdoren ne kardiologji | Pajisje nje perdorimeshe
9330 | Medtronic CareLink™ Personal Therapy Management Software for Diabetes - MMT-7333 | O.E.S Distrimed | 05.05.2021 | Medtronic MiniMed 18000 Devonshire Street Northridge,CA 91325 USA | Medtronic CareLink™ Personal Therapy Management Software for Diabetes ( MMT-7333 ) | l | Software per instalimin dhe perdorimin e pajisjeve dhe aplikacioneve ne funksion te kontrollit te diabetit | Tjeter
9331 | CareLink™ Software (MMT-7350) | O.E.S Distrimed | 05.05.2021 | Medtronic MiniMed 18000 Devonshire Street Northridge,CA 91325 USA | CareLink™ Software (MMT-7350) | l | Software per instalimin dhe perdorimin e pajisjeve dhe aplikacioneve ne funksion te kontrollit te diabetit | Tjeter
9332 | Auridol | CFO PHARMA shpk | 05.05.2021 | EmergoPharm Sp. z o. o. Sp.K. Ul. Józefa Piłsudskiego 11, 05-510 Konstancin-Jeziorna, Poland | Auridol | lll | Pajisje mjekesore jo sterile per perdorim ne pjeset e hapura natyrale te trupit. | Pajisje terapie komplementare
9333 | Chemiluminescence Immunoassay Analyzer CIA600 | Feddos Uppsala sh.p.k | 05.05.2021 | Taizhou Zecen Biotech Co., Ltd. Fl. 1-4, No.62, Building G59, China Medical City, Taizhou City, Jiangsu province, 225300, P.R. China | Chemiluminescence Immunoassay Analyzer CIA600 | In Vitro | Analizator mjekesor laboratorik. | Pajisje të diagnostikimit in vitro
9334 | Vortex distal radius plate (sipas listes bashkengjitur) | OrthoNet 360 shpk | 05.05.2021 | Sanatmetal Orthopaedic & Traumatologic Equipment Manufacturer Ltd Eger Faiskola u.5 H-3300 Hungary | Vortex distal radius plate (sipas listes bashkengjitur) | llb | Pllaka ortopedike te implantueshme te cilat perdoren ne frakturat e radiusit. | Pajisje te implantueshme jo aktive
9335 | Vortex pelvic plate (sipas listes bashkengjitur) | OrthoNet 360 shpk | 05.05.2021 | Sanatmetal Orthopaedic & Traumatologic Equipment Manufacturer Ltd Eger Faiskola u.5 H-3300 Hungary | Vortex pelvic plate (sipas listes bashkengjitur) | llb | Pllaka ortopedike te implantueshme te cilat perdoren ne frakturat e kockave pelvike. | Pajisje te implantueshme jo aktive
9336 | Scissors; Forceps; | Montal sh.p.k | 07.05.2021 | Dimeda Instrumente GmbH, Gansacker 54+58 D-78532, Tuttlingen, GERMANY | Scissors; Forceps; (sipas listës bashkëngjitur) | I | Instrumenta mjekesor kirurgjikal si gershere, pinceta, mbajtese agesg etj. | Instrumenta shumeperdorimesh
9337 | Hydrophilic gauze dressings, non-sterile, with X-ray contrest thread, brand ADA Swabs | ArliPharma sh.p.k | 06.05.2021 | Albino Dias de Andeade, S.A. Rotunda do Complexo Desportivo, 15 4595-069 Seroa Pacos de Ferreira, Portugal | Hydrophilic gauze dressings, non-sterile, with X-ray contrest thread, brand ADA Swabs (sipas listës bashkëngjitur) | Iia | Garza jo sterile qe perdoren per mjekim me fije te dallueshme nga rrezet x. | Pajisje një përdorimëshe
9338 | Vortex Diaphysis plates | OrthoNet 360 sh.p.k | 06.05.2021 | Sanatmetal Orthopaedics & traumatologic Equipment Manufacturer Ltd. Eger, Faiskola út 5., H-3300, Hungary | Vortex Diaphysis plates (sipas listës bashkëngjitur) | IIb | Pllaka ortopedike te implantueshme te cilat perdoren ne frakturat e kackave diafizare | Pajisje te implantueshme jo aktive
9339 | Easylax enteroclisma 120ml | Ilma sh.p.k | 06.05.2021 | New.Fa.Dem, S.r.l. Viale Ferrovie dello Stato 1- Zona ASI, 80014 Giugliano in Campania (NA) Italy | Easylax enteroclisma 120ml | I | Sherben per lehtesimin e konstipacionit, pastrimin e kolonit etj. | Tjeter
9340 | Vortex distal femur plate | Orthonet 360 sh.p.k | 06.05.2021 | Sanatmetal Orthopaedic and Traumatologic Equipment Manufacturer Ltd 5 Faiskola str., Eger 3300, Hungary | Vortex distal femur plate (sipas listës bashkëngjitur) | Iib | Pllaka ortopedike te implantueshme te cilat perdoren ne frakturat e kockave femorale . | Pajisje të implantueshme jo aktive
9341 | Locking bone screw - SRF | Orthonet 360 sh.p.k | 06.05.2021 | Sanatmetal Orthopaedic and Traumatologic Equipment Manufacturer Ltd 5 Faiskola str., Eger 3300, Hungary | Locking bone screw - SRF (sipas listës bashkëngjitur) | Iib | Shtifte ortopedike te implantueshme te cilat perdoren ne frakturat e kockave femorale . | Pajisje të implantueshme jo aktive
9342 | MAGIC Humerus nail | Orthonet 360 sh.p.k | 06.05.2021 | Sanatmetal Orthopaedic and Traumatologic Equipment Manufacturer Ltd 5 Faiskola str., Eger 3300, Hungary | MAGIC Humerus nail (sipas listës bashkëngjitur) | Iib | Shtifte ortopedike te implantueshme te cilat perdoren ne frakturat e humerusit . | Pajisje të implantueshme jo aktive
9343 | MAGIC Trochanter nail | Orthonet 360 sh.p.k | 07.05.2021 | Sanatmetal Orthopaedic and Traumatologic Equipment Manufacturer Ltd 5 Faiskola str., Eger 3300, Hungary | MAGIC Trochanter nail (sipas listës bashkëngjitur) | Iib | Shtifte ortopedike te implantueshme te cilat perdoren ne frakturat e kockave trokanterike. | Pajisje të implantueshme jo aktive
9344 | Vortex proximal tibia plate | Orthonet 360 sh.p.k | 07.05.2021 | Sanatmetal Orthopaedic and Traumatologic Equipment Manufacturer Ltd 5 Faiskola str., Eger 3300, Hungary | Vortex proximal tibia plate (sipas listës bashkëngjitur) | Iib | Pllaka ortopedike te implantueshme te cilat perdoren ne frakturat tibiale . | Pajisje të implantueshme jo aktive
9345 | Vortex distal humerale plate (sipas listes bashkengjitur) | OrthoNet 360 shpk | 07.05.2021 | Sanatmetal Orthopaedic & Traumatologic Equipment Manufacturer Ltd Eger Faiskola u.5 H-3300 Hungary | Vortex distal humerale plate (sipas listes bashkengjitur) | llb | Pllaka ortopedike te implantueshme te cilat perdoren ne frakturat e humerusit. | Pajisje te implantueshme jo aktive
9346 | Vortex olecranon plate (sipas listes bashkengjitur) | OrthoNet 360 shpk | 07.05.2021 | Sanatmetal Orthopaedic & Traumatologic Equipment Manufacturer Ltd Eger Faiskola u.5 H-3300 Hungary | Vortex olecranon plate (sipas listes bashkengjitur) | llb | Pllaka ortopedike te implantueshme te cilat perdoren ne frakturat e olekranit. | Pajisje te implantueshme jo aktive
9347 | Vortex clavicle plate (sipas listes bashkengjitur) | OrthoNet 360 shpk | 07.05.2021 | Sanatmetal Orthopaedic & Traumatologic Equipment Manufacturer Ltd Eger Faiskola u.5 H-3300 Hungary | Vortex clavicle plate (sipas listes bashkengjitur) | llb | Pllaka ortopedike te implantueshme te cilat perdoren ne frakturat e klavikules. | Pajisje te implantueshme jo aktive
9348 | Clavicle plate (sipas listes bashkengjitur) | OrthoNet 360 shpk | 07.05.2021 | Sanatmetal Orthopaedic & Traumatologic Equipment Manufacturer Ltd Eger Faiskola u.5 H-3300 Hungary | Clavicle plate (sipas listes bashkengjitur) | llb | Pllaka ortopedike te implantueshme te cilat perdoren ne frakturat e klavikules. | Pajisje te implantueshme jo aktive
9349 | Vortex calcaneal plate (sipas listes bashkengjitur) | OrthoNet 360 shpk | 07.05.2021 | Sanatmetal Orthopaedic & Traumatologic Equipment Manufacturer Ltd Eger Faiskola u.5 H-3300 Hungary | Vortex calcaneal plate (sipas listes bashkengjitur) | llb | Pllaka ortopedike te implantueshme te cilat perdoren ne frakturat e kockave kalkaneare. | Pajisje te implantueshme jo aktive
9350 | Vortex distal humeral plate | Orthonet 360 sh.p.k | 07.05.2021 | Sanatmetal Orthopaedic and Traumatologic Equipment Manufacturer Ltd 5 Faiskola str., Eger 3300, Hungary | Vortex distal humeral plate (sipas listës bashkëngjitur) | Iib | Pllaka ortopedike te implantueshme te cilat perdoren ne frakturat e humerusit. | Pajisje të implantueshme jo aktive
9351 | Cement restrictor | Orthonet 360 sh.p.k | 07.05.2021 | Sanatmetal Orthopaedic and Traumatologic Equipment Manufacturer Ltd 5 Faiskola str., Eger 3300, Hungary | Cement restrictor (sipas listës bashkëngjitur) | Iib | Proteza ortopedike kokso femorale te implantueshme te cilat perdoren per zevendesimin e artikulacionit te kokso femoral. | Pajisje të implantueshme jo aktive
9352 | LED Light Curing Device: V200,V300,VAFU,V-Light | Albadent Group | 07.05.2021 | URIT Medical Electronics Co., Ltd. No. D-07 Information Industry District,High-Tech Zone 541004， Guilin,Guangxi ,PEOPLE’S REPUBLIC OF CHINA | LED Light Curing Device: V200,V300,VAFU,V-Light | l | Dental Curing Light është pjesë e pajisjeve dentare që përdoret për polimerizimin e kompoziteve me baze rrëshire | Pajisje dentare
9353 | ULTRASONIC SCALERS: K08A, K08B, K08D, K08DL,VRN-A6, VRN-A6L, VRN- A8, VRN-Q6 | Albadent Group | 07.05.2021 | URIT Medical Electronics Co., Ltd. No. D-07 Information Industry District,High-Tech Zone 541004， Guilin,Guangxi ,PEOPLE’S REPUBLIC OF CHINA | ULTRASONIC SCALERS: K08A, K08B, K08D, K08DL,VRN-A6, VRN-A6L, VRN- A8, VRN-Q6 | lla | ULTRASONIC SCALERS përdoren për të hequr gurezat me shpejtësi nga sipërfaqja e dhëmbit | Pajisje dentare
9354 | Noritake Super Porcelain EX-3 | Albadent Group | 07.05.2021 | Kuraray Noritake Dental Inc. 300 Higashiyama, Miyoshi-cho, Miyoshi, Aichi 470-0293, Japan | Noritake Super Porcelain EX-3 (sipas listes bashkalidhur) | lla | Porcelan dentar | Pajisje dentare
9355 | Surgical Instruments | Montal sh.p.k | 10.05.2021 | Dimeda Instrumente GmbH, Gansacker 54+58 D-78532, Tuttlingen, GERMANY | Surgical Instruments (sipas listës bashkëngjitur) | I | Pinceta, spekula, dilatator, ene sterilizimi rrethore dhe kosha te rrjetezuar. | Instrumenta shumeperdorimesh
9356 | Express ™ Vascular SD MONORAIL ™ Premounted Stent System | Montal sh.p.k | 10.05.2021 | Boston Scientific Corporation 300 Boston Scientific Way Marlborough, MA 01752 USA | Express ™ Vascular SD MONORAIL ™ Premounted Stent System (sipas listës bashkëngjitur) | Iib | Pajisje mjeksore e paramontuar e destinuar te perdoret si ndIhmese e angioplastikes renale transluminale perkutane. | Pajisje të implantueshme jo aktive
9357 | Dental Polisher | Albadent Group sh.p.k | 10.05.2021 | EVE Ernst vetter GmbH, Neureutstr.6 752 Keltern, Germany | Dental Polisher (sipas listës bashkëngjitur) | IIa | Clearfill eshte nje agjent lidhes i indikuar per resteurime ne kombinim me teknika te gdhendjes | Pajisje dentare
9358 | Steam Sterilizing Unit | Albadent Group sh.p.k | 10.05.2021 | EURONDA S.P.A Via dell'Artigianato, 7. 36030 Montecchio Precalcino (Vicenza) Italy | Steam Sterilizing Unit : EXL | IIb | Eshte autklave me kapacitet me te madh te ngarkeses e krijuar per praktika mjekesore qe duan te optimizojne kohen dhe konsumin | Pajisje dentare
9359 | Steam Sterilizing Unit | Albadent Group sh.p.k | 10.05.2021 | EURONDA S.P.A Via dell'Artigianato, 7. 36030 Montecchio Precalcino (Vicenza) Italy | Steam Sterilizing Unit : E9 INSPECTION MED S1 18L; E9 INSPECTION MED S1 24L; E9 INSPECTION MED S2 18L; E9 INSPECTION MED S2 24L; E9 INSPECTION MED S3 24L; | IIb | Eshte nje autoklave qe bens terilizimin e Klases B, ben pjese ne pajisjet e klasit te pare duke perfshire nje pompe vakumi me dy koka dhe nje mikroprocesor te sofistikuar qe monitorin parametrat | Pajisje dentare
9360 | Dental Porcelain | Albadent Group sh.p.k | 10.05.2021 | Kuraray Noritake Dental Inc. 300 Higashiyama, Miyoshi-cho, Miyoshi, Aichi 470-0293 Japan | Dental Porcelain : CZR PRESS LF (sipas listës bashkëngjitur) | IIa | Eshte nje porcelan me shkrirje te ulet per te ndertuar nmje shtrese smalti pasi shtypet me CZR press duke perdorur kete porcelan me qeramike | Pajisje dentare
9361 | Dental Porcelain | Albadent Group sh.p.k | 10.05.2021 | Kuraray Noritake Dental Inc. 300 Higashiyama, Miyoshi-cho, Miyoshi, Aichi 470-0293 Japan | Dental Porcelain : CERABIEN ZR (sipas listës bashkëngjitur) | IIa | Eshte nje porcelan me shkrirje te ulet per te ndertuar nmje shtrese smalti pasi shtypet me CZR press duke perdorur kete porcelan me qeramike | Pajisje dentare
9362 | Sterile medical devices for operating theatre equipment: drapes, non woven custon kits, cuffs and sheets to cover equipment | Albadent Group sh.p.k | 10.05.2021 | Alle S.r.l. Via XX settembre, 74 - 460129 Viadana (MN) | Sterile medical devices for operating theatre equipment: drapes, non woven custon kits, cuffs and sheets to cover equipment - Non invasive, Inactive, Dsiposable, Sterile (sipas listës bashkëngjitur) | Is | Perfshin veshje te domosdoshme qe nevojiten per te filluar nje procedura dentare, veshje nje perdorimeshe | Pajisje dentare
9363 | DiaShine Polish | Di.Con | 10.05.2021 | VH Technologies LTD. 2100 196th St SW STE 116, Lynnwood WA 98036, USA | Dental Polishing Compound: DiaShine Polish | l | Paste luciduese per punimet restorative dentare | Pajisje dentare
9364 | Clinical screws, Interfaces and abutments | Di.Con | 10.05.2021 | Terrats Medical, S.L. 08210 Barbera Del Valles (Barcelona) - C/Mogoda 75-99 Pol. IND. Can Salvatella, Spain | Clinical screws, Interfaces and abutments (sipas listes bashkalidhur) | l;llb | Strukture supraimplantare per ura dhe kurora dentare | Pajisje dentare
9365 | Dental Implants & Abutments; Dental Hand Instruments | Di.Con | 10.05.2021 | Adin Dental Implant Systems LTD., Industrial Zone, Alon Tavor, Afula POB 1128, Afula 1811101, Israel | Dental Implants & Abutments; Dental Hand Instruments (sipas listes se bashkengjitur) | l;llb | Implante dentare, suprastruktura implantare, instrumenta dentar | Pajisje dentare; Pajisje te implantueshme jo aktive
9366 | Dental Units | Albadent Plus sh.p.k | 10.05.2021 | CEFLA s.c Via Selice Provinciale, 23/A 40026 Imola (BO) Italy | Dental Units: SKEMA 5; SKEMA 5 CP; SKEMA 6; SKEMA 6 CP; SKEMA 6 CART; PUMA ELI R; PUMA ELI R CP; PUMA ELI R CART; PUMA ELI CART ISO; PUMA ELI R ORTHO | Iia | Unite dentare castellini. | Pajisje dentare
9367 | Reverse Osmosis System | Fedos sh.p.k | 10.05.2021 | DWA GmbH & Co. KG Grosser Sand 8, 76698 Ubstadt-Weiher, Deutschland | Reverse Osmosis System : HämoRO 3000/HemoRO 3000; HemoRO 4 ONE; modula; modula TP; modula S; nephRO TP | IIb | Sistem elektromekanik i cili filtron ujin nepermjet osmoses per tu pershtatur per trajtim dialize tek pacientet me probleme me veshkat | Pajisje elektromekanike
9368 | Reverse Osmosis Water Treatment Systems for Haemodialysis | MEDFAU sh.p.k | 10.05.2021 | Riva Mühendislik SU Aritma Sstemleri Sanayi ve Ticaret Ltd. Şti. Macun Mhallesi 198. Cadde No:8/1 Yenimahallae ANKARA, Turkey | Reverse Osmosis Water Treatment Systems for Haemodialysis : RİVAMED RM 100; RM250; RM500; RM 750; RM1000; RM1500; RM2000; RM2500; RM3000. RİVAMED HD-RO 100; HD-RO 250; HD-RO500; HD-RO 750; HD-RO 1000; HD-RO 1500; HD-RO 2000; HD-RO 2500; HD-RO 3000 | IIb | Sistem per trajtimin e ujit per osmosis per hemodializa | Tjeter
9369 | Implante dentare | Albadent Plus sh.p.k | 11.05.2021 | Geass S.r.l. via Madonna della salute 23-33050 Pozzuolo derl Friuli (UD) Italia | Dental Implants and accessories (sipas listës bashkëngjitur) | I; Iia; Iib | Impiante te cilat perdoren per zevendesimin e dhembeve qe mungojne ne arkaden dentare. | Pajisje dentare
9370 | Microneedling | Express Pharma shpk | 12.05.2021 | MT.DERM GmbH, Gustav-Krone-Str. 3, 14167 Berlin, Germany | Microneedling device : Exceed AD61MP | IIa | Pajisje mjekesore e cila perdoret ne proceduren e microneedling per trajtimin e fytyres | Tjeter
9371 | Knife Handle/Scalpel handle | MSE sh.p.k | 12.05.2021 | evonos GmbH & Co.KG Stockacher Str. 134 78532 Tuttlingen Germany | Knife Handle/Scalpel handle (sipas listës bashkëngjitur) | I | Doreza per thike dhe doreze per bisturi per perdorim kirurgjikal | Tjeter
9372 | Bone Forceps | MSE sh.p.k | 12.05.2021 | evonos GmbH & Co.KG Stockacher Str. 134 78532 Tuttlingen Germany | Bone Forceps (sipas listës bashkëngjitur) | I | Pince per kockat dhe aksesore kirurgjikale ENT | Tjeter
9373 | Dental intraoral systems | Albadent Group sh.p.k | 12.05.2021 | CEFLA s.c. Via Selice Provinciale, 23/A, 40026 Imola (BO), Italy | Dental Intraoral Systems : Anthos RX DC | Iib | Jane sisteme imazherike te cilat pertojne imazhe radiografike qe jane nje pjese thelbesore e diagnozes dhe planifikimit te trajtimit ne procedurat dentare | Pajisje dentare
9374 | H1 Camera Head: TH130 | MONTAL shpk | 12.05.2021 | Karl Storz SE & Co.KG Dr.-Karl-Storz-strasse 34, 78532 Tuttlingen, Germany | H1 Camera Head: TH130 | l | Pajisje mjekesore qe sheben per integrimin ne te te teleskopeve te ngurte ose fibroskopeve ne procesin e endoskopise ose laparoskopise. | Instrumenta shumeperdorimesh
9375 | Tele Pack +: TP101 | MONTAL shpk | 12.05.2021 | Karl Storz SE & Co.KG Dr.-Karl-Storz-strasse 34, 78532 Tuttlingen, Germany | Tele Pack +: TP101 | l | Sistem gjithperfshires qe kombinon nje monitor, burim drite LED, njesi kontrolli te kameres Full HD dhe dokumentin e te dhenave me ane te funksionit e integruar te rrjetit, ne nje njesi portative kompakte. | Pajisje elektromekanike
9376 | Tubing Set, Suction, DS: UP009 | MONTAL shpk | 12.05.2021 | Karl Storz SE & Co.KG Dr.-Karl-Storz-strasse 34, 78532 Tuttlingen, Germany | Tubing Set, Suction, DS: UP009 | l | Paajisje qe sherben per thithjen e lengjeve trupore gjate nderhyrjeve kirurgjikale. | Instrumenta shumeperdorimesh
9377 | Breathing System & Anaesthetic Masks | Montal | 12.05.2021 | Intersurgical Ltd. Crane House, Molly Millars Lane, Wokingham, Berkshire, RG41 2RZ, UK | Breathing System & Anaesthetic Masks (sipas listes se bashkengjitur) | lla | Maska anestezie dhe Qark respirator | Pajisje anestezie dhe respiratore
9378 | Fingertip pulse oximeter: LOX100A, LOX100B, LOx100C, LOX100D | Gen-Alb Farma shpk | 12.05.2021 | Shenzhen LEPU Intelligent Medical Equipment Co., Ltd. North side of floor 3, BLD 9, BaiWangxin High-Tech Industrial Park, Songbai Road, Xili Street, Nanshan District 518055 Shenzhen, Guangdong Province, P.R.Ch. | Fingertip pulse oximeter: LOX100A, LOX100B, LOx100C, LOX100D | lla | Oksimeter per matjen e sasise se oksigjenit ne gjak, vendoset ne gisht. | Pajisje elektromekanike.
9379 | Tubing Set, Irrigation, PC: UP008 | MONTAL shpk | 17.05.2021 | Karl Storz SE & Co.KG Dr.-Karl-Storz-strasse 34, 78532 Tuttlingen, Germany | Tubing Set, Irrigation, PC: UP008 | lla | Pajisje mjekesore qe sheben per dergimin e lengjeve irrigues me presion te kontrolluar ne nje pjese te caktuar te trupit te njeriut. | Instrumenta shumeperdorimesh
9380 | Philips Hemodynamic Application R1.2/ 002010 | Health&Light sh.p.k | 14.05.2021 | Philips Medical Systems Nederland B.V. Veenpluis 6, 5684 PC Best, The Netherlands | Philips Hemodynamic Application R1.2/ 002010 | Iib | Software per monitorimin, procesimin dhe analizimin e te dhenave te pacienteve qe kryejne procedura hemodinamike. | Tjeter
9381 | Prestige Putty: 055001; Prestige Putty Soft: 055002; Prestige Regular: 055105 - 055205 - 055405; Prestige Regular Fast: 055505 - 055605 - 055420; Prestige Light: 055106 - 055206 - 055425; Prestige Hydrolight: 055107 - 055207 - 055407; Prestige Monophase: 055010 - 055210 - 055410; Prestige Bite Cad Cam: 055015 - 055215 - 055415; Prestige VDX 5:1 Implant: 055112 - 055113; Protesil Chromatic: 005011; Protesil Normal Rigid: 005006; Protesil Elastic Rapid: 005002 | MOTO-MANIA shpk | 14.05.2021 | Vannini Dental Industry S.r.l via di Campigliano 55/A 50012 Grassina (FI) Italy | Prestige Putty: 055001; Prestige Putty Soft: 055002; Prestige Regular: 055105 - 055205 - 055405; Prestige Regular Fast: 055505 - 055605 - 055420; Prestige Light: 055106 - 055206 - 055425; Prestige Hydrolight: 055107 - 055207 - 055407; Prestige Monophase: 055010 - 055210 - 055410; Prestige Bite Cad Cam: 055015 - 055215 - 055415; Prestige VDX 5:1 Implant: 055112 - 055113; Protesil Chromatic: 005011; Protesil Normal Rigid: 005006; Protesil Elastic Rapid: 005002 | l | Matriale per ,arrjen e masave te cdo lloj menyre te dhembeve ne goje. | Pajisje dentare
9382 | Heat curing acrylic resin for denture bases: i-PLAST HC; Self curing acrylic resin for orthodontic appliances: i-PLAST OR | MOTO-MANIA shpk | 14.05.2021 | UAB Medicinos linja Karaliauciaus str. 29, LT-78348 Siauliai, Lithuania | Heat curing acrylic resin for denture bases: i-PLAST HC; Self curing acrylic resin for orthodontic appliances: i-PLAST OR | lla | Rezine e ngrohte per krijimin e protezave te levisshme . Rezine e ftohte transparente per aparatet e levisshme ortodontike. | Pajisje dentare
9383 | Silicon and diamond polishers (material for polishing and finishings) | MOTO-MANIA shpk | 14.05.2021 | Nais 2002 Ltd. 1309, Sofia, Ilinden Bl. 134, vhod B, app.24, BULGARIA | Silicon and diamond polishers (material for polishing and finishings) | l | Material per pastrimin dhe llustrimi e te gjitha llojeve te materialeve restauruese te dhembeve, protezave. | Pajisje dentare
9384 | Impianti Distribuzione Gas Medicinali, Vuoto ed Evacuazione Gas Anestetici (sipas listes bashkengjitur) | COMFORT shpk | 14.05.2021 | STM Sistemi Tecnologie Medicali Srl 20083 Gaggiano (MI) - Via Dell'informatica 7 (ITA) - Italy | Impianti Distribuzione Gas Medicinali, Vuoto ed Evacuazione Gas Anestetici: QR1, PEM, SFAP, RBHQ, 26217, WRG, WRGV, QAG, QAGV, UTU, UTN, 2370, UTBS, UTD, UTEA, SDYA, SFYU, FLUX, UMID, 25000, 25100, 24100, 24200, VBI, 2610 | lla, llb | Pajisje qe instalohen ose vendosen ne terminalet e rrjetit te gazrave mjekesore, per te mundesuar lidhjen e mevonshme me pajisje respiratore, per te vaakumuar, oksigjenuar apo anestezuar pacientin. Pajisje qe gjithashtu perfshihen ne centralin e gazrave mjkesore, per prodhim, reduktim apo shperndarje te tyre ne spital aop objekt spitalor. | Pajisje per mobilim spitalor
9385 | Suprasorb® CNP P3: 34780, 31780 | Gen-Alb Farma shpk | 17.05.2021 | Lohmann & Rauscher Inernational GmbH & Co. KG Westerwaldstraße 4, 56579 Rengsdorf, GERMANY | Suprasorb® CNP P3: 34780, 31780 | lla | Pajisje qe ndihmon ne mbylljen e shpejte te plageve me ane te pompes se vakumit. | Pajisje elektromekanike
9386 | Oxygen sensor | MSE | 17.05.2021 | Maxtec 2305 South 1070 West Salt Lake City, Utah 84119, USA | Oxygen Sensor: MAX-10 Sensor (R112P10); MAX-13 O2 Sensor (R115P10); MAX-16 Sensor (R114P70); MAX-23 Sensor (R116P06) | lla | Sensor oksigjeni | Tjeter
9387 | Oxygen sensor | MSE | 17.05.2021 | Maxtec 2305 South 1070 West Salt Lake City, Utah 84119, USA | Oxygen Sensor: MAX-250K Sensor (R125P11-001); MAX-250K Viasys (R125P02-009) | lla | Sensor oksigjeni | Tjeter
9388 | Oxygen Concentrator Mobiakcare-Force | Farmanet | 17.05.2021 | Mobiak S.A. M. Mpotsari 96-98, Chania-Crete/ Greece | Oxygen Concentrator Mobiakcare-Force | lla | Pajisje qe koncentron oksigjenin | Pajisje anestezie dhe respiratore; Instrumenta shumeperdorimesh; Produkte per institucione te kujdesit shendetesor
9389 | Devices for drawing samples of biological fluids from the human body (sipas listes bashkengjitur) | KRIJON shpk | 17.05.2021 | LP Italiana SPA Via C. Reale 15/4, 20157 Milano, Italy | Devices for drawing samples of biological fluids from the human body (sipas listes bashkengjitur) | l | Tampona jo steril, pajisje qe perdoren per marrjen e mostres se lendeve biologjike nga trupi i njeriut. | Pajisje nje perdorimeshe
9390 | Laboratory diagnostics for the detection, isolation, identification and susceptibility testing of micro-organisms (sipas listes bashkengjitur) | KRIJON shpk | 17.05.2021 | Oxoid Limited Wade Road, Basingstoke, Hampshire, RG24 8Pw, United Kingdom | Laboratory diagnostics for the detection, isolation, identification and susceptibility testing of micro-organisms (sipas listes bashkengjitur) | In Vitro | Materiale per mikrobiologji, Teste per identifikimin e baktereve Gram negative, per identifikimin e baktereve Gram negative aerobikedhe fakultativ anaerobike, per identifikimin e staphylococcut dhe disqe antibiotikesh. | Pajisje te diagnostikimit in vitro
9391 | NycoCard™ CRP: 1116807 – 48 tests, Standard, 48 tests 1116808 (IN) | Fedos - Uppsala shpk | 17.05.2021 | Abbott Diagnostics Technologies AS Kjelsåsveien 161, P.O. Box 6863 Rodeløkka, NO-0504 Oslo, Norway | NycoCard™ CRP: 1116807 – 48 tests, Standard, 48 tests 1116808 (IN) | In Vitro | Teste imuno-diagnostifikuese laboratori. | Pajisje te diagnostikimit in vitro
9392 | Non-sterile medical devices for in vitro diagnosis (sipas listes bashkengjitur) | Fedos - Uppsala shpk | 17.05.2021 | F.L. Medical s.r.l. Unipersonale Via Enrico Mattei, 20 - 35038 Torreglia (PD) - Italy | Non-sterile medical devices for in vitro diagnosis (sipas listes bashkengjitur) | In Vitro | Test Tube, Maja, pipeta dhe gota laboratori in-vitro. | Pajisje te diagnostikimit in vitro
9393 | On Call® Plus II Blood Glucose Monitoring System (G113-10C, G113-11C, G113-12C); On Call® Plus II Glucose Test Strips (G133-10C, G133-11C); On Call® Plus II Glucose Control Solution (G123-12C) | Farmaci Temali shpk | 17.05.2021 | ACON Laboratories, Incorporated 10125 Mesa Rim Road, San Diego, CA 92121, USA | On Call® Plus II Blood Glucose Monitoring System (G113-10C, G113-11C, G113-12C); On Call® Plus II Glucose Test Strips (G133-10C, G133-11C); On Call® Plus II Glucose Control Solution (G123-12C) | In Vitro | Aparat dhe teste(shirita) per matjen e glukozes ne gjak. | Pajisje te diagnostikimit in vitro
9394 | Enclavation Needle; ARTIFLEX Insertion Spatula | Gen-Alb Farma shpk | 19.05.2021 | Ophtec B.V. Schweitzerlaan 15, 9728 NR Groningen, The Netherlands | Disposable instruments and accessories dor ophtalmic use : Enclavation Needle OD125, OD125A; ARTIFLEX Insertion Spatula OD110 | IIa | Pajisje mjekesore te cilat perdoren ne kirurgjine e syrit per te fiksuar nje palosje te indit te irisit dhe per te futur lenten Artiflex permes prerjes ne dhomen e perparme | Pajisje nje perdorimeshe
9395 | VioSeal, Root canal sealing & filling material | Marlen/E sh.p.k | 19.05.2021 | Spident CO., LTD. 203&312, Korea Industrial Complex, 722, Gojan-Dong, Namdong-Gu, Incheon, Korea 405-821 | VioSeal, Root canal sealing & filling material | lla | Material per mbushjen e dhembit | Pajisje dentare
9396 | EsBond, Dental light-cured bonding agent | Marlen/E sh.p.k | 19.05.2021 | Spident CO., LTD. 203&312, Korea Industrial Complex, 722, Gojan-Dong, Namdong-Gu, Incheon, Korea 405-822 | EsBond, Dental light-cured bonding agent | lla | Material per mbushjen e dhembit | Pajisje dentare
9397 | Polident set 40g/40//30g; Polident N4 pink 3g + pink 3g; Color-Test N4 5ml | ProDental sh.p.k | 19.05.2021 | JSC «EP «VladMiVa» Studencheskaya Str.19 308023, Russia, Belgorod, Russia | Polident set 40g/40//30g; Polident N4 pink 3g + pink 3g; Color-Test N4 5ml | l | Set pastas per pastrimin e dhembit dhe lustrimin e tij; Likid qe perdoret per detektimin e kariesit | Pajisje dentare
9398 | Dental Materials | ProDental sh.p.k | 19.05.2021 | JSC «EP «VladMiVa» Studencheskaya Str.19 308023, Russia, Belgorod, Russia | Dental Materials (sipas listes bashkalidhur) | lla | Pajisje dentare si devitalizues, fill retraktar', solucion pastrimi kanalesh, homeostatik likid dhe ubik | Pajisje dentare
9399 | Test-Tubes and Stoppers (sipas listes bashkengjitur) | PEGASUS shpk | 19.05.2021 | BIOSIGMA SpA Via Valletta, 6 - Zona Ind. Cantarana, 30010 - Cona (VE) - Italy | Test-Tubes and Stoppers (sipas listes bashkengjitur) | In Vitro | Epruveta te llojeve dhe dimensioneve te ndryshme dhe tapa te cilat sherbejne per marrjen e kampioneve te gjakut. | Pajisje te diagnostikimit in vitro
9400 | BD BBL Sensi-Disc Ampicilin - 10 µg (sipas listes bashkengjitur) | PEGASUS shpk | 19.05.2021 | Becton, Dickinson and Company 7 Loveton Circle, Sparks, MD 21152 USA | BD BBL Sensi-Disc Ampicilin - 10 µg (sipas listes bashkengjitur) | In Vitro | Pajiseje qe permbajne perqendrime te ndryshme antimikrobiale dhe sherbejne per testimin in vitro te ndjeshmerise s e baktereve patogjene. | Pajisje te diagnostikimit in vitro
9401 | BD BBL™ CultureSwab™ Liquid Stuart Single Swab: 220099; BD BBL™ CultureSwab™ Plus Amies Charcoal Single: 220121; BD BBL™ CultureSwab™ Stuart Soft Wire: 220133 | PEGASUS shpk | 19.05.2021 | Copan Italia S.p.A. Via F. Perotti, 10 25125 Brescia, Italia | BD BBL™ CultureSwab™ Liquid Stuart Single Swab: 220099; BD BBL™ CultureSwab™ Plus Amies Charcoal Single: 220121; BD BBL™ CultureSwab™ Stuart Soft Wire: 220133 | lla | Tampone qe perdoren per marrjen e kampioneve mga goja, vagina dhe uretra mashkullore ose plage te ndryshme. | Pajisje laboratori
9402 | Cryogenic Products (sipas listes bashkengjitur) | PEGASUS shpk | 19.05.2021 | BIOSIGMA SpA Via Valletta, 6 - Zona Ind. Cantarana, 30010 - Cona (VE) - Italy | Cryogenic Products (sipas listes bashkengjitur) | In Vitro | Produkte qe sherbejne per ruajtjen e kampioneve me natyre humane ne nje game te gjere temperatureash. | Pajisje te diagnostikimit in vitro
9403 | Plurazyme Extra; Spezial Ölspray | MOTO-MANIA shpk | 20.05.2021 | Dr. Schumacher GmbH Am Roggenfeld 3, D-34323 Malsfeld, Germany | Plurazyme Extra; Spezial Ölspray | l | Disinfektant per pastrimin dhe disinfektimin e instrumentave kirurgjikale. | Pajisje dentare
9404 | Perfektan TB | MOTO-MANIA shpk | 20.05.2021 | Dr. Schumacher GmbH Am Roggenfeld 3, D-34323 Malsfeld, Germany | Perfektan TB | llb | Disinfektant per pastrimin dhe disinfektimin e te gjitha llojeve te instrumentave dentare. | Pajisje dentare
9405 | Cap with elastic back non woven; CPE shoe cover; Gauze Sponge | MOTO-MANIA shpk | 20.05.2021 | G. Bournas & S. Bourna Co. Seneka 18 Str, Kifisia GR-14564, Athens, Greece | Cap with elastic back non woven; CPE shoe cover; Gauze Sponge | l | Kapuc koke njeperdorimesh, veshje (qese) per kembet, garza per perdorim ne kirurgji orale. | Pajisje dentare
9406 | Descosept AF Wipes | MOTO-MANIA shpk | 20.05.2021 | Dr. Schumacher GmbH Am Roggenfeld 3, D-34323 Malsfeld, Germany | Descosept AF Wipes | lla | Peceta me baze alkooli per disinfektimin siperfaqesor te pajisjeve dentare e mjekesore. | Pajisje dentare
9407 | Eppendorf Research plus 3120, 3121, 3122 | Pegasus sh.p.k | 20.05.2021 | Eppendorf AG Barkhausenweg 1 22339 Hamburg Germany | Eppendorf Research plus 3120, 3121, 3122 | In Vitro | Komplet I 3 mikropipeta te rregullueshme me nje kanal me nje kontroll manual te vellimit dhe nje mundesi kalibrimi dytesor per transportimin e nje vellimi te matur te lengut ujor ose viskoz. | Pajisje të diagnostikimit in vitro
9408 | Detergent B: 2J94-21; 2J94-22 | Pegasus sh.p.k | 20.05.2021 | Abbott Laboratories Diagnostics Division, 100 Abbott Park Road Abbott Park, Illinois 60064 USA | Detergent B: 2J94-21; 2J94-22 | In Vitro | Solucion pastrimi qe perdoret ne aparaturat Architect. | Pajisje të diagnostikimit in vitro
9409 | SPECIMEN CONTAINERS | Pegasus sh.p.k | 20.05.2021 | APTACA S.p.A. Regione Monforte, 30 -14053 Canelli (Asti) ITALY | SPECIMEN CONTAINERS (sipas listës bashkëngjitur) | In Vitro | Kontenitore te llojeve te ndryshme per mbajtjen e kampioneve biologjike humane. | Pajisje të diagnostikimit in vitro
9410 | Nagflor forte vaginal suppositories 2000 mg | Ilma sh.p.k | 20.05.2021 | New.Fa.Dem. S.r.l. Viale Ferrovia dello Stato, 1-Zona ASI, 80014 Giugliano in Campania (NA) Italy | Nagflor forte vaginal suppositories 2000 mg | I | Mekanizmi i veprimit te pajisjes mjekesore eshte eleminimi i agjenteve patogjene | Tjeter
9411 | Blood Pressure Monitor: Oscar 2-250 | Konex sh.p.k | 21.05.2021 | SunTech Medical, Inc. 507 Airport Boulevard, Suite 117 Morrisville, NC 27650-8200 USA | Blood Pressure Monitor: Oscar 2-250 | Iia | Aparat jo invaziv per matje dhe monitorim te tensionit arterial tek individi. | tjeter
9412 | Hansaplast: 48641-00000-40 HP STR_WRS JU STR 20 INT | Rejsi Farma sh.p.k | 21.05.2021 | Beiersdorf SG Unnastr. 48 20253 Hamburg Germany | Hansaplast: 48641-00000-40 HP STR_WRS JU STR 20 INT | I | Per mbulimin dhe mbrojtjen e plageve te vogla te perditshme. | tjeter
9413 | Dental burs; Endodontic Files | Prodental | 21.05.2021 | Henan Lusterdent Medical Instrument Co., Ltd. 20th Floor of No. 28 building, Jinghua Community, Rantun Road, Zhongyuan District, Zhengzhou, 450000 Henan, P.R of China | Dental Root Canal Instruments (sipas listes bashkengjitur) | IIa | Freza diamant, vida qelqi, furca dhe tasa si dhe instrumenta endodontike | Pajisje dentare
9414 | Pajisje mjekesore IVD | Swissmed sh.p.k | 21.05.2021 | CTK Biotech, Inc 13855 Stowe Dr. Poway, CA 92064, USA | Pajisje mjekesore IVD (sipas listës bashkëngjitur) | In Vitro | Pajisje IVD per diagnostikime te ndryshme. | Pajisje të diagnostikimit in vitro
9415 | Pajisje mjekesore IVD | Swissmed sh.p.k | 21.05.2021 | CTK Biotech, Inc 13855 Stowe Dr. Poway, CA 92064, USA | Pajisje mjekesore IVD (sipas listës bashkëngjitur) | In Vitro | Pajisje IVD per diagnostikime te ndryshme. | Pajisje të diagnostikimit in vitro
9416 | Oxygen Mask: Adult standard; Pediatric standard; Adult elongated; Pediatric elongated; | Montal sh.p.k | 21.05.2021 | Well Lead Medical Co., Ltd. C-4 Jinhu Industrial Estate, Hualong 511434 Panyu, Guangzhou, People Republic of China | Oxygen Mask: Adult standard; Pediatric standard; Adult elongated; Pediatric elongated; | Iia | Maska fytyre qe perdoren per te dhene oksigjen tek njerezit qe jane te paafte ta marrin mjaftueshem ate. | Pajisje anestezie dhe respiratore
9417 | PMMA Intraocular Lens; Hydrophilic Acrylic Foldable Intraocular Lens; Hydrophobic Acrylic Foldable Intraocular Lens; PMMA Capsular Tension Ring; Disposable Injector and cartidge; Microsurgical Blade; | Omega Optikal sh.p.k | 21.05.2021 | Excellent Hi-Care Private Limited 25/2, Anna Street, Venkatakrishna Nagar, Arumbakkam, Chennai-600106, Tamil Nadu, India | PMMA Intraocular Lens; Hydrophilic Acrylic Foldable Intraocular Lens; Hydrophobic Acrylic Foldable Intraocular Lens; PMMA Capsular Tension Ring; Disposable Injector and cartidge; Microsurgical Blade; (sipas listës bashkëngjitur) | Iia; Iib | Produkte per kirurgjine e syrit. | Pajisje te implantueshme jo aktive; Pajisje oftalmike dhe optike;
9418 | Ophthalmic Devices | Omega Optikal sh.p.k | 21.05.2021 | Ophtechnics Unlimited 2209, Phase IV, DLF City, Gurgaon-122 002, Haryana, India | Ophthalmic Devices (sipas listës bashkëngjitur) | Is; Im; Iib | Produkte per kirurgjine e syrit. | Pajisje te implantueshme jo aktive; Pajisje oftalmike dhe optike;
9419 | Material per mbushjen e dhembit | Marlen/E sh.p.k | 24.05.2021 | Spident Co., Ltd. 203 & 312, Korea Industrial Complex, 722, Gojan-Dong, Namdong-Gu incheon, 405-821, Korea | Core build up resine, Core it dual | IIa | Material per mbushjen e dhembit | Pajisje dentare
9420 | Material per mbushjen e dhembit | Marlen/E sh.p.k | 24.05.2021 | Spident Co., Ltd. 203 & 312, Korea Industrial Complex, 722, Gojan-Dong, Namdong-Gu incheon, 405-821, Korea | Dental light-cured composite resin, EsCom100 | IIa | Material per mbushjen e dhembit | Pajisje dentare
9421 | Material per mbushjen e dhembit | Marlen/E sh.p.k | 24.05.2021 | Spident Co., Ltd. 203 & 312, Korea Industrial Complex, 722, Gojan-Dong, Namdong-Gu incheon, 405-821, Korea | Dental light-cured base and liner, Base it | IIa | Material per mbushjen e dhembit | Pajisje dentare
9422 | Material per mbushjen e dhembit | Marlen/E sh.p.k | 24.05.2021 | Spident Co., Ltd. 203 & 312, Korea Industrial Complex, 722, Gojan-Dong, Namdong-Gu incheon, 405-821, Korea | Dental light-cured flowable resin, EsFlow | IIa | Material per mbushjen e dhembit | Pajisje dentare
9423 | Rectal cannula | CFO Pharma sh.p.k | 24.05.2021 | INGE S.p.A., Garbagnate Milanese (MI), Via Garibaldi 190, Italy | Rectal cannula: CO2165; CO2196; CO2212; CO2217; CO2218; CO2227; CO2228; CO2229; CO7009; CO7009A; CO7010; CO7011; CO7012; CO7143; CO7144; CO7146; CO7148; CO7150; CO7151; CO7156; CO7162; CO7185; TP1281; | I | Tuba rektale perdoren per administrimin e klizmave ne zorre ose per eleminimin e gazrave ne zorre. | Pajisje një përdorimëshe
9424 | LuxSmart Toric; LuxGood Toric | Gen-Albfarma | 24.05.2021 | Cutting Edge S.A.S., Immeuble Le Nobel, 770 rue Alfred Nobel 34000 Montpellier, France | LuxSmart Toric: “SMARTT”; “YSMARTT” ;LuxGood Toric: “GOODT”;“YGOODT”; (sipas listes bashkalidhur) | llb | Lente intraokulare posteriore pseudofakite | Pajisje oftamike dhe optike; Pajisje nje perdorimeshe
9425 | ALB2 Albumin Gen.2 - 08056692190 | Evita sh.p.k | 24.05.2021 | Roche Diagnostics GmbH, Sandhofer Strasse 116,D- 68305 Mannheim, Germany | ALB2 Albumin Gen.2 - 08056692190 | In Vitro | Reagent per matjen e ALB ne serumin dhe plazmen humane . | tjeter
9426 | Elecsys HBeAg - 07027427190 | Evita sh.p.k | 24.05.2021 | Roche Diagnostics GmbH, Sandhofer Strasse 116,D- 68305 Mannheim, Germany | Elecsys HBeAg - 07027427190 | In Vitro | Reagent per matjen e HBeAg ne serumin dhe plazmen humane . | tjeter
9427 | Elecsys DHEA-S - 07027192190 | Evita sh.p.k | 24.05.2021 | Roche Diagnostics GmbH, Sandhofer Strasse 116,D- 68305 Mannheim, Germany | Elecsys DHEA-S - 07027192190 | In Vitro | Reagent per matjen e DHEA-S ne serumin dhe plazmen humane . | tjeter
9428 | Elecsys Insulin - 07027559190 | Evita sh.p.k | 24.05.2021 | Roche Diagnostics GmbH, Sandhofer Strasse 116,D- 68305 Mannheim, Germany | Elecsys Insulin - 07027559190 | In Vitro | Reagent per matjen e insulines ne serumin dhe plazmen humane . | tjeter
9429 | Akreos Posterior Chamer Intraocular Lens | Gen-Albfarma | 24.05.2021 | Bausch & Lomb Incorporated, 1400 North Goodman Street Rochester, NY 14609 USA | Akreos™ Posterior Chamer Intraocular Lens (sipas listes bashkalidhur) | llb | Lente intraokulare | Pajisje oftamike dhe optike
9430 | Novak aspirating curette 23cm/9'', 4mm cutting edge with cleaning stylet: 70.592.04; Curette aspirating 12.0mm: 70.810.12; Curette aspirating 14.0mm: 70.810.14; | Montal | 24.05.2021 | Dimeda Instrumente GmbH, Gansacker 54+58 D-78532, Tuttlingen, GERMANY | Novak aspirating curette 23cm/9'', 4mm cutting edge with cleaning stylet: 70.592.04; Curette aspirating 12.0mm: 70.810.12; Curette aspirating 14.0mm: 70.810.14; | lla | Instrumenta qe sherbejne per kyretazh dhe thithjen e lengjeve trupore | Instrumenta shumëpërdorimëshe
9431 | CO2 Incubators: ICO50med; ICO105med; ICO150med; ICO240med | Krijon sh.p.k | 24.05.2021 | Memmert GmbH + Co. KG Äussere Rittersbacherstrasse 38 D-91126 Schwabach, Deutschland | CO2 Incubators: ICO50med; ICO105med; ICO150med; ICO240med | lla | Inkubator me CO2 | Tjeter
9432 | Elecsys Testosterone ll | Evita | 25.05.2021 | Roche Diagnostics GmbH Sandhofer Strasse 116 D-68305 Mannheim, Germany | Elecsys Testosterone ll - 07027915190 | In Vitro | Reagent per matjen e testosteronit | Tjeter
9433 | Elecsys Tacrolimus | Evita | 25.05.2021 | Roche Diagnostics GmbH Sandhofer Strasse 116 D-68305 Mannheim, Germany | Elecsys Tacrolimus - 07251254190 | In Vitro | Reagent per matjen e tacrolimus | Tjeter
9434 | Elecsys Rubella IgG | Evita | 25.05.2021 | Roche Diagnostics GmbH Sandhofer Strasse 116 D-68305 Mannheim, Germany | Elecsys Rubella IgG - 07027770190 | In Vitro | Reagent per matjen e Rubella IgG | Tjeter
9435 | Elecsys CA 125 ll | Evita | 25.05.2021 | Roche Diagnostics GmbH Sandhofer Strasse 116 D-68305 Mannheim, Germany | Elecsys CA 125 ll - 07026986190 | In Vitro | Reagent per matjen e CA 125 ll | Tjeter
9436 | Elecsys AMH Plus | Evita | 25.05.2021 | Roche Diagnostics GmbH Sandhofer Strasse 116 D-68305 Mannheim, Germany | Elecsys AMH Plus - 07957246190 | In Vitro | Reagent per matjen e AMH Plus | Tjeter
9437 | Elecsys Ferritin | Evita | 25.05.2021 | Roche Diagnostics GmbH Sandhofer Strasse 116 D-68305 Mannheim, Germany | Elecsys Ferritin - 07027273190 | In Vitro | Reagent per matjen e ferritines ne serum | Tjeter
9438 | Elecsys Anti-Hbe | Evita | 25.05.2021 | Roche Diagnostics GmbH Sandhofer Strasse 116 D-68305 Mannheim, Germany | Elecsys Anti-HBe - 07026838190 | In Vitro | Reagent per matjen a Anti-Hbe | Tjeter
9439 | Elecsys Anti-HAV IgM | Evita | 25.05.2021 | Roche Diagnostics GmbH Sandhofer Strasse 116 D-68305 Mannheim, Germany | Elecsys Anti-HAV IgM- 07026773190 | In Vitro | Reagent per matjen Anti-HAV IgM | Tjeter
9440 | Elecsys Anti-TPO | Evita | 25.05.2021 | Roche Diagnostics GmbH Sandhofer Strasse 116 D-68305 Mannheim, Germany | Elecsys Anti-TPO - 07026935190 | In Vitro | Reagent per matjen Anti-TPO | Tjeter
9441 | Elecsys T-Uptake | Evita | 25.05.2021 | Roche Diagnostics GmbH Sandhofer Strasse 116 D-68305 Mannheim, Germany | Elecsys T-Uptake - 07028105190 | In Vitro | Reagent per matjen T-Uptake | Tjeter
9442 | Elecsys Vitamin B12 ll | Evita | 25.05.2021 | Roche Diagnostics GmbH Sandhofer Strasse 116 D-68305 Mannheim, Germany | Elecsys Vitamin B12 ll - 07028121190 | In Vitro | Reagent per matjen Vitamin B12 ll | Tjeter
9443 | Elecsys HCG+β - 07251025190 | Evita sh.p.k | 25.05.2021 | Roche Diagnostics GmbH, Sandhofer Strasse 116,D- 68305 Mannheim, Germany | Elecsys HCG+β - 07251025190 | In Vitro | Reagent per matjen e Beta HCG ne serumin dhe plazmen humane . | tjeter
9444 | Elecsys β- CrossLaps/serum - 07026960190 | Evita sh.p.k | 25.05.2021 | Roche Diagnostics GmbH, Sandhofer Strasse 116,D- 68305 Mannheim, Germany | Elecsys β- CrossLaps/serum - 07026960190 | In Vitro | Reagent per matjen e β- CrossLaps ne serumin dhe plazmen humane . | tjeter
9445 | Elecsys FSH - 07027346190 | Evita sh.p.k | 25.05.2021 | Roche Diagnostics GmbH, Sandhofer Strasse 116,D- 68305 Mannheim, Germany | Elecsys FSH - 07027346190 | In Vitro | Reagent per matjen e FSH ne serumin dhe plazmen humane . | tjeter
9446 | Elecsys Folate III - 07027290190 | Evita sh.p.k | 25.05.2021 | Roche Diagnostics GmbH, Sandhofer Strasse 116,D- 68305 Mannheim, Germany | Elecsys Folate III - 07027290190 | In Vitro | Reagent per matjen e folate ne serumin dhe plazmen humane . | tjeter
9447 | Elecsys Vitamin D total II - 07028148190 | Evita sh.p.k | 25.05.2021 | Roche Diagnostics GmbH, Sandhofer Strasse 116,D- 68305 Mannheim, Germany | Elecsys Vitamin D total II - 07028148190 | In Vitro | Reagent per matjen e Vitamin D ne serumin dhe plazmen humane . | tjeter
9448 | Elecsys Estradiol III - 07027249190 | Evita sh.p.k | 25.05.2021 | Roche Diagnostics GmbH, Sandhofer Strasse 116,D- 68305 Mannheim, Germany | Elecsys Estradiol III - 07027249190 | In Vitro | Reagent per matjen e Estradiol ne serumin dhe plazmen humane . | tjeter
9449 | Elecsys ACTH - 07026684190 | Evita sh.p.k | 25.05.2021 | Roche Diagnostics GmbH, Sandhofer Strasse 116,D- 68305 Mannheim, Germany | Elecsys ACTH - 07026684190 | In Vitro | Reagent per matjen e ACTH ne serumin dhe plazmen humane . | tjeter
9450 | Elecsys PIGF - 07027648190 | Evita sh.p.k | 25.05.2021 | Roche Diagnostics GmbH, Sandhofer Strasse 116,D- 68305 Mannheim, Germany | Elecsys PIGF - 07027648190 | In Vitro | Reagent per matjen e PIGF ne serumin dhe plazmen humane . | tjeter
9451 | Elecsys NSE - 07299982190 | Evita sh.p.k | 25.05.2021 | Roche Diagnostics GmbH, Sandhofer Strasse 116,D- 68305 Mannheim, Germany | Elecsys NSE - 07299982190 | In Vitro | Reagent per matjen e NSE ne serumin dhe plazmen humane . | tjeter
9452 | Elecsys Progesterone III - 07027699190 | Evita sh.p.k | 25.05.2021 | Roche Diagnostics GmbH, Sandhofer Strasse 116,D- 68305 Mannheim, Germany | Elecsys Progesterone III - 07027699190 | In Vitro | Reagent per matjen e Progesteronit ne serumin dhe plazmen humane . | tjeter
9453 | Elecsys Prolactin II - 07027737190 | Evita sh.p.k | 25.05.2021 | Roche Diagnostics GmbH, Sandhofer Strasse 116,D- 68305 Mannheim, Germany | Elecsys Prolactin II - 07027737190 | In Vitro | Reagent per matjen e Prolactines ne serumin dhe plazmen humane . | tjeter
9454 | Elecsys PTH - 07251068190 | Evita sh.p.k | 25.05.2021 | Roche Diagnostics GmbH, Sandhofer Strasse 116,D- 68305 Mannheim, Germany | Elecsys PTH - 07251068190 | In Vitro | Reagent per matjen e PTH ne serumin dhe plazmen humane . | tjeter
9455 | Elecsys Anti-HBc II - 07026790190 | Evita sh.p.k | 25.05.2021 | Roche Diagnostics GmbH, Sandhofer Strasse 116,D- 68305 Mannheim, Germany | Elecsys Anti-HBc II - 07026790190 | In Vitro | Reagent per matjen e Anti-HBc ne serumin dhe plazmen humane . | tjeter
9456 | Elecsys AFP - 07026706190 | Evita sh.p.k | 25.05.2021 | Roche Diagnostics GmbH, Sandhofer Strasse 116,D- 68305 Mannheim, Germany | Elecsys AFP - 07026706190 | In Vitro | Reagent per matjen e AFP ne serumin dhe plazmen humane . | tjeter
9457 | Mikroskop optika | Krijon sh.p.k | 25.05.2021 | OPTIKA SRL, Via Rigla, 30, 24010 Ponteranica, BG, Italy | Microscopes (sipas listës bashkëngjitur) | In Vitro | Mikroskop optik per te vezhguar objekte shume te vogla | Pajisje te diagnostikimit in vitro
9458 | Maja dhe pipeta | Krijon sh.p.k | 25.05.2021 | LP Italiana SPA Via C. Reale 15/4, 20157 Milano, Italy | Reusable plastic products for analysis laboratories (sipas listës bashkëngjitur) | In Vitro | Mikroskop optik per te vezhguar objekte shume te vogla | Pajisje te diagnostikimit in vitro
9459 | Teste te shpejta identifikuese | Krijon sh.p.k | 25.05.2021 | Mascia Brunelli S.p.a. Viale Monza, 272 20128 Milano - Italy | Rapid diagnostics test (sipas listës bashkëngjitur) | In Vitro | Mikroskop optik per te vezhguar objekte shume te vogla | Pajisje te diagnostikimit in vitro
9460 | Elecsys Calcitonin: 07027044190 | Evita shpk | 25.05.2021 | Roche Diagnostics GmbH Sandhofer Strasse 116 D-68305 Mannheim GERMANY | Elecsys Calcitonin: 07027044190 | In Vitro | Reagent per matjen e Calcitonines ne serumin dhe plazmen humane. | Pajisje te diagnostikimit in vitro
9461 | Elecsys CK-MB: 07027087190 | Evita shpk | 25.05.2021 | Roche Diagnostics GmbH Sandhofer Strasse 116 D-68305 Mannheim GERMANY | Elecsys CK-MB: 07027087190 | In Vitro | Reagent per matjen e CK-MB ne serumin dhe plazmen humane. | Pajisje te diagnostikimit in vitro
9462 | Elecsys CMV IgG: 07027117190 | Evita shpk | 25.05.2021 | Roche Diagnostics GmbH Sandhofer Strasse 116 D-68305 Mannheim GERMANY | Elecsys CMV IgG: 07027117190 | In Vitro | Reagent per matjen e CMV IgG ne serumin dhe plazmen humane. | Pajisje te diagnostikimit in vitro
9463 | Elecsys Anti-TG: 07026919190 | Evita shpk | 25.05.2021 | Roche Diagnostics GmbH Sandhofer Strasse 116 D-68305 Mannheim GERMANY | Elecsys Anti-TG: 07026919190 | In Vitro | Reagent per matjen e Anti-Tg ne serumin dhe plazmen humane. | Pajisje te diagnostikimit in vitro
9464 | Elecsys Anti-HCV II: 07026889190 | Evita shpk | 25.05.2021 | Roche Diagnostics GmbH Sandhofer Strasse 116 D-68305 Mannheim GERMANY | Elecsys Anti-HCV II: 07026889190 | In Vitro | Reagent per matjen e Anti-HCV ne serumin dhe plazmen humane. | Pajisje te diagnostikimit in vitro
9465 | Elecsys CA 15-3 II: 07027001190 | Evita shpk | 25.05.2021 | Roche Diagnostics GmbH Sandhofer Strasse 116 D-68305 Mannheim GERMANY | Elecsys CA 15-3 II: 07027001190 | In Vitro | Reagent per matjen e CA 15-3 ne serumin dhe plazmen humane. | Pajisje te diagnostikimit in vitro
9466 | GLUC3 Glucose HK: 08057800190 | Evita shpk | 25.05.2021 | Roche Diagnostics GmbH Sandhofer Strasse 116 D-68305 Mannheim GERMANY | GLUC3 Glucose HK: 08057800190 | In Vitro | Reagent per matjen e Glukozes ne serumin dhe plazmen humane. | Pajisje te diagnostikimit in vitro
9467 | Elecsys Syphilis: 07251378190 | Evita shpk | 25.05.2021 | Roche Diagnostics GmbH Sandhofer Strasse 116 D-68305 Mannheim GERMANY | Elecsys Syphilis: 07251378190 | In Vitro | Reagent per matjen e Syphilis ne serumin dhe plazmen humane. | Pajisje te diagnostikimit in vitro
9468 | Elecsys SHBG: 07258496190 | Evita shpk | 25.05.2021 | Roche Diagnostics GmbH Sandhofer Strasse 116 D-68305 Mannheim GERMANY | Elecsys SHBG: 07258496190 | In Vitro | Reagent per matjen e SHBG ne serumin dhe plazmen humane. | Pajisje te diagnostikimit in vitro
9469 | Elecsys Toxo IgG: 07028008190 | Evita shpk | 25.05.2021 | Roche Diagnostics GmbH Sandhofer Strasse 116 D-68305 Mannheim GERMANY | Elecsys Toxo IgG: 07028008190 | In Vitro | Reagent per matjen e Toxo IgG ne serumin dhe plazmen humane. | Pajisje te diagnostikimit in vitro
9470 | Elecsys total P1NP: 07027940190 | Evita shpk | 25.05.2021 | Roche Diagnostics GmbH Sandhofer Strasse 116 D-68305 Mannheim GERMANY | Elecsys total P1NP: 07027940190 | In Vitro | Reagent per matjen e Total P1NP ne serumin dhe plazmen humane. | Pajisje te diagnostikimit in vitro
9471 | Chromogenic Candida LAB AGAR™: BT 7001; Bacteriological LAB AGAR™: AB 03; ENDO LAB AGAR™: PS 717E; Fosfomycin 50: E115183; Urine test E: E22102 | KRIJON shpk | 25.05.2021 | BioMaxima S.A. Vetterow 5, 20-277 Lublin, Poland | Chromogenic Candida LAB AGAR™: BT 7001; Bacteriological LAB AGAR™: AB 03; ENDO LAB AGAR™: PS 717E; Fosfomycin 50: E115183; Urine test E: E22102 | In Vitro | Terrene mikrobilogjike esenciale per studimin e mikroorganizmave dhe perdoren gjeresisht ne kultura dhe per detektimin e patogjeneve. Teste urine dhe disqe antibiotikesh | Pajisje laboratori
9472 | Knee prostheses | Orthonet 360 sh.p.k | 26.05.2021 | Sanatmetal Orthopaedic and Traumatologic Equipment Manufacturer Ltd 5 Faiskola str., Eger 3300, Hungary | Knee prostheses (sipas listës bashkëngjitur) | III | Proteza ortopedike gjuri te implantueshme te cilat perdoren per zevendesimin e artikulacionit te gjurit. | Pajisje te implantueshme jo aktive
9473 | Twister® Plus Rotatable Retrieval, Baskets and Graspers Device | O.E.S Distrimed | 26.05.2021 | Horizons International Corporation PO Box 213-3006 Zona Franca Metro Free Zone Park Barriel de Heredia, Costa Rica | Twister® Plus Rotatable Retrieval, Baskets and Graspers Device (sipas listes se bashkengjitur) | l | Pajisje, shporta dhe kapese per kirurgji | Pajisje nje perdorimeshe
9474 | Visi-Pro™ Balloon-expandable Peripheral Stent System | O.E.S Distrimed | 26.05.2021 | ev3, Inc. 4600 Nathan Lane North Plymouth, MN 55442 USA | Visi-Pro™ Balloon-expandable Peripheral Stent System (sipas listes se bashkengjitur) | llb | Sistem stentash periferiale te zgjerueshme me balon | Pajisje nje perdorimeshe
9475 | Humasis COVID-19 Ag Test | Genius sh.p.k | 26.05.2021 | Humasis Co., Ltd. Rm. 114, 502, 504, 604, 604-1, B03-1, B03-2, 88, Jeonpa-ro, Dongan-gu, Anyang-si,Gyeonggi-do, 14042, Republic of Korea | Humasis COVID-19 Ag Test | In Vitro | Teste te shpejta per detektimin e Covid 19. | Tjeter
9476 | Electrolyte Analyzer - with standard accessories (sipas listes bashkengjitur) | Vactro Scientific shpk | 26.05.2021 | JOKOH Co., Ltd. 731-1 Unane, Takatsu-ku, Kawasaki-shi, Kanagawa 213-8588, JAPAN | Electrolyte Analyzer - with standard accessories (sipas listes bashkengjitur) | In Vitro | Reagente, analizatore, elektroda, solucione shplares, tuba. | Pajisje te diagnostikimit in vitro
9477 | Automated Erythrocyte Sedimantation Rate Analyzer (ESR Analyzer): ESR-30; ESR rack | Vactro Scientific shpk | 26.05.2021 | Guangzhou Improve Medical Instruments Co., Ltd. No. 102, Kaiyuan Avenue, Science City, Guangzhou Economik & Technological Development Disterict, Guangzhou, China. | Automated Erythrocyte Sedimantation Rate Analyzer (ESR Analyzer): ESR-30; ESR rack | In Vitro | Analizator sedimenti automatik. | Pajisje te diagnostikimit in vitro
9478 | Tourniquet - Adult's, Child's, Magic Paster | Vactro Scientific shpk | 26.05.2021 | Guangzhou Improve Medical Instruments Co., Ltd. No. 102, Kaiyuan Avenue, Science City, Guangzhou Economik & Technological Development Disterict, Guangzhou, China. | Tourniquet - Adult's, Child's, Magic Paster | l | Llastike te marrjes se gjakut. | Tjeter
9479 | Viral Preservative Medium (VPM); NAT Medium (NAT): 0.5ml, 0.8ml, 1ml, 1.5ml, 2ml, 2.5ml, 3ml, 3.5ml, 4ml, 4.5ml, 5ml, 5.5ml, 6ml, 6.5ml, 7ml, 7.5ml, 8ml, 8.5ml, 9ml, 9.5ml, 10ml / bottle | Vactro Scientific shpk | 26.05.2021 | Guangzhou Improve Medical Instruments Co., Ltd. No. 102, Kaiyuan Avenue, Science City, Guangzhou Economik & Technological Development Disterict, Guangzhou, China. | Viral Preservative Medium (VPM); NAT Medium (NAT): 0.5ml, 0.8ml, 1ml, 1.5ml, 2ml, 2.5ml, 3ml, 3.5ml, 4ml, 4.5ml, 5ml, 5.5ml, 6ml, 6.5ml, 7ml, 7.5ml, 8ml, 8.5ml, 9ml, 9.5ml, 10ml / bottle | In Vitro | Tuba transporti me konserbant. Ruan mostren qe futet brenda. | Pajisje te diagnostikimit in vitro
9480 | IMPROMINI® capillary Blood Collection Tube: (Blood Colt Activator), (Gel & clot Activator), (K2EDTA), (K3EDTA), (Sodium Heparin), (Lithium Heparin), (EDTA.K2/NaF), (Gel & Lithium Heparin), (Gel & Sodium Heparin) | Vactro Scientific shpk | 26.05.2021 | Guangzhou Improve Medical Instruments Co., Ltd. No. 102, Kaiyuan Avenue, Science City, Guangzhou Economik & Technological Development Disterict, Guangzhou, China. | IMPROMINI® capillary Blood Collection Tube: (Blood Colt Activator), (Gel & clot Activator), (K2EDTA), (K3EDTA), (Sodium Heparin), (Lithium Heparin), (EDTA.K2/NaF), (Gel & Lithium Heparin), (Gel & Sodium Heparin) | In Vitro | Tuba marrje gjaku kapilare | Pajisje te diagnostikimit in vitro
9481 | Evacuated Blood Collection Tube: Non-anticoagulation, Pro-coagulation, Gel & clot Activator, K₂EDTA, K₃EDTA, PT Tube, ESR Tube, Sodium Heparin, Lithium Heparin, Glucose Tube, Gel & K₂EDTA, Gel & LH, Gel & NH | Vactro Scientific shpk | 26.05.2021 | Guangzhou Improve Medical Instruments Co., Ltd. No. 102, Kaiyuan Avenue, Science City, Guangzhou Economik & Technological Development Disterict, Guangzhou, China. | Evacuated Blood Collection Tube: Non-anticoagulation, Pro-coagulation, Gel & clot Activator, K₂EDTA, K₃EDTA, PT Tube, ESR Tube, Sodium Heparin, Lithium Heparin, Glucose Tube, Gel & K₂EDTA, Gel & LH, Gel & NH | In Vitro | Tuba marrje gjaku me vakum | Pajisje te diagnostikimit in vitro
9482 | Scalp Vein Set: 26G, 25G, 24G, 23G, 22G, 21G, 20G, 19G, 18G | Vactro Scientific shpk | 26.05.2021 | Guangzhou Improve Medical Instruments Co., Ltd. No. 102, Kaiyuan Avenue, Science City, Guangzhou Economik & Technological Development Disterict, Guangzhou, China. | Scalp Vein Set: 26G, 25G, 24G, 23G, 22G, 21G, 20G, 19G, 18G | lla | Age flutur per marrjen e mostrave te gjakut. | Pajisje nje perdorimeshe
9483 | Diazyme EZ Vitamin D Assay: DZ888A; Diazyme EZ Vitamin D Calibrator Set: DZ888A-CAL; Diazyme EZ Vitamin D Calibrator Set: DZ888A-CON | Vactro Scientific shpk | 26.05.2021 | Diazyme Laboratories, Inc. 12889 Gregg Ct. Poway, CA 92064, USA | Diazyme EZ Vitamin D Assay: DZ888A; Diazyme EZ Vitamin D Calibrator Set: DZ888A-CAL; Diazyme EZ Vitamin D Calibrator Set: DZ888A-CON | In Vitro | Reagente, kalibratore dhe kontrolle per identifikimin e vitamines D. | Pajisje te diagnostikimit in vitro
9484 | C-Reactive Protein Kit (Immunonephelometric Method) - R(13ml, 25ml, 45ml,75ml,90ml,26ml,50ml, 2x45ml,150ml; Calibrator: CRP Calibrator1, CRP Calibrator2, CRP Calibrator3, CRP Calibrator4, CRP Calibrator5, CRP Calibrator6; Control: CRP Control 1, CRP Control 2, CRP Control 3 | O.E.S Distrimed | 26.05.2021 | Shenzhen Dymind Biotechnology Co., Ltd. 10th Floor, Building B, High-tech Park, Guangqiao Road, Tianliao Community, Yutang Street, Guangming District, Shenzhen 518107, R.P. China | C-Reactive Protein Kit (Immunonephelometric Method) - R(13ml, 25ml, 45ml,75ml,90ml,26ml,50ml, 2x45ml,150ml; Calibrator: CRP Calibrator1, CRP Calibrator2, CRP Calibrator3, CRP Calibrator4, CRP Calibrator5, CRP Calibrator6; Control: CRP Control 1, CRP Control 2, CRP Control 3 | In Vitro | Kit laboratorik per diagnostikimin e CRP | Pajisje te diagnostikimin in vitro
9485 | Hematology calibrator - DM-CAL-PLUS; Hematology Control - DM-5D | O.E.S Distrimed | 26.05.2021 | Shenzhen Dymind Biotechnology Co., Ltd. 10th Floor, Building B, High-tech Park, Guangqiao Road, Tianliao Community, Yutang Street, Guangming District, Shenzhen 518107, R.P. China | Hematology calibrator - DM-CAL-PLUS; Hematology Control - DM-5D | In Vitro | Reagent per pajisje laboratorike diagnostikuese kalibrator dhe kontroll | Pajisje te diagnostikimin in vitro
9486 | Auto Hematology Analyzer - DH36X | O.E.S Distrimed | 26.05.2021 | Shenzhen Dymind Biotechnology Co., Ltd. 10th Floor, Building B, High-tech Park, Guangqiao Road, Tianliao Community, Yutang Street, Guangming District, Shenzhen 518107, R.P. China | Auto Hematology Analyzer - DH36X | In Vitro | Autoanalizator hematologjik | Pajisje laboratori
9487 | McGrath™ MAC 1 Disposable Laryngoscope Blades | O.E.S Distrimed | 26.05.2021 | Aircraft Medical Limited 9 - 10 Saint Andrew Square Edinburgh, Scotland, EH2 2AF United Kingdom | McGrath™ MAC 1 Disposable Laryngoscope Blades (sipas listes se bashkengjitur) | l | Lama video-laringoskopi per intubim respirator | Pajisje nje perdorimeshe
9488 | McGrath™ MAC Laryngoscope – 301-000-000 | O.E.S Distrimed | 26.05.2021 | Aircraft Medical Limited 9 - 10 Saint Andrew Square Edinburgh, Scotland, EH2 2AF United Kingdom | McGrath™ MAC Laryngoscope – 301-000-000 | l | Pajisje video-laringoskopi per intubim respirator | Instrumenta shumëpërdorimëshe
9489 | Pulse Oximeter - CMS50D2 | Health Solutions | 27.05.2021 | CONTEC MEDICAL SYSTEMS CO., LTD No.112 Qinhuang West Street, Economic & Technical Development Zone, Qinhuangdao, Hebei Province, PEOPLES REPUBLIC OF CHINA | Pulse Oximeter - CMS50D2 | llb | Oksimeter per matjen e saturimit ne gjak | Pajisje elektromekanike; Pajisje shumeperdorimeshe
9490 | Infrared Forehead Thermometers : PT3; PT2L | Health Solutions | 27.05.2021 | Andon Health CO., Ltd. No. 3Jinping Street, YaAn Road, Nankai District Tiannjin, 300190 China | Infrared Forehead Thermometers : PT3; PT2L | lla | Termometer infrared | Instrumenta shumëpërdorimëshe
9491 | Nebulizer - NB 218C | Health Solutions | 27.05.2021 | HONSUN (NANTONG) Co .,Ltd No.8 Tongxing Road Nantong Economic & Technological Development area, 226009, Jiangsu Province, P. R. China | Nebulizer - NB 218C | lla | Nebulizator per te ndihmuar ne hapjen e rrugeve te frymemarrjes | Pajisje anestezie dhe respiratore
9492 | Blood Glucose Monitor: BG1; BG5; BG5S | Health Solutions | 27.05.2021 | Andon Health CO., Ltd. No. 3Jinping Street, YaAn Road, Nankai District Tiannjin, 300190 China | Blood Glucose Monitor: BG1; BG5; BG5S | In Vitro | Pajisje per matjen e nivelit te glukozes | Pajisje te diagnostikimin in vitro
9493 | Digital Thermometer: MT-4333 | Health Solutions | 27.05.2021 | Hangzhou Sejoy Electronics & Instruments Co., Ltd. Building 2, No. 202, Zhenzhong Road West Lake Economy & Technology Zone 310030 Hangzhou China | Digital Thermometer: MT-4333 (lot:19071285/19071778) | lla | Termometer dixhital per matjen e temperatures. | Instrumenta shumëpërdorimëshe
9494 | Pulse Oximeter - PO3M | Health Solutions | 27.05.2021 | Andon Health CO., Ltd. No. 3Jinping Street, YaAn Road, Nankai District Tiannjin, 300190 China | Pulse Oximeter - PO3M | lla | Oksimeter per matjen e saturimit ne gjak | Instrumenta shumëpërdorimëshe;Pajisje elektromekanike
9495 | LED devices for analgesic, anti-inmlammatory, scarring use: ATP 38 | MSE | 27.05.2021 | Swiss Bio Inov S.A. Z.I. Pré-Bryand 14, Box 12, 1510 Moudon, Switzerland | LED devices for analgesic, anti-inflammatory, scarring use: ATP 38 | lla | Pajisje LED dentare | Tjeter
9496 | ID NOW™Instrument (NAT-000); ID NOW™Instrument (NAT-000S); | Pegasus sh.p.k | 27.05.2021 | Abbott Diagnostics Scarborough, Inc. 10 Southgate Road Scarborough, Maine 04074 U.S.A | ID NOW™Instrument (NAT-000); ID NOW™Instrument (NAT-000S); | In Vitro | Instrument qe perdor nje sistem izotermal I shpejte per zbulimin cilesor te semundjeve infektive. | Pajisje të diagnostikimit in vitro
9497 | ID NOW™COVID-19 (191-000); ID NOW™COVID-19 Control Swab Kit (190-080); COVID-19 Swab Transport Tube Accessory Oack (190-010) | Pegasus sh.p.k | 27.05.2021 | Abbott Diagnostics Scarborough, Inc. 10 Southgate Road Scarborough, Maine 04074 U.S.A | ID NOW™COVID-19 (191-000); ID NOW™COVID-19 Control Swab Kit (190-080); COVID-19 Swab Transport Tube Accessory Oack (190-010) | In Vitro | Eshte test I cili perdoret per zbulimin dhe diagnostifikimin cilesor te SARS-CoV-2 nga tamponet e hundes, nazofaringealit dhe fytit. | Pajisje të diagnostikimit in vitro
9498 | Injection Needles | Biometric Albania sh.p.k | 27.05.2021 | Jiangsu Vedkang Medical Medical Science & Technology Co., Ltd No.52, Guoxiang Road, Wujin Economic Development Zone, Changzhou, Jiangsu, China | Injection Needles | IIa | Age per injeksion. | Pajisje një përdorimëshe
9499 | Elecsys digoxin | Evita sh.p.k | 28.05.2021 | Roche Diagnostics GmbH, Sandhofer Strasse 116, D-68305 Mannheim | Elecsys Digoxin 07027214190 | In Vitro | Reagent per matjen e digoksines ne serum dhe plazem humane. | Tjeter
9500 | Elecsys c-peptide | Evita sh.p.k | 28.05.2021 | Roche Diagnostics GmbH, Sandhofer Strasse 116, D-68305 Mannheim | Elecsys C-Peptide 07027168190 | In Vitro | Reagent per matjen e c peptide ne serum dhe plazem humane. | Tjeter
9501 | Elecsys cortisol | Evita sh.p.k | 28.05.2021 | Roche Diagnostics GmbH, Sandhofer Strasse 116, D-68305 Mannheim | Elecsys Cortisol II 07027150190 | In Vitro | Reagent per matjen e kortizolit ne serum dhe plazem humane. | Tjeter
9502 | Elecsys N-mid Osteocalcin | Evita sh.p.k | 28.05.2021 | Roche Diagnostics GmbH, Sandhofer Strasse 116, D-68305 Mannheim | Elecsys N-MID Osteocalcin 07027591190 | In Vitro | Reagent per matjen e N-MID osteokalcines ne serum dhe plazem humane. | Tjeter
9503 | Elecsys CMV IgM | Evita sh.p.k | 28.05.2021 | Roche Diagnostics GmbH, Sandhofer Strasse 116, D-68305 Mannheim | Elecsys CMV IgM 07027133190 | In Vitro | Reagent per matjen e CMV IgM osteokalcines ne serum dhe plazem humane. | Tjeter
9504 | Elecsys sFlt-1 | Evita sh.p.k | 28.05.2021 | Roche Diagnostics GmbH, Sandhofer Strasse 116, D-68305 Mannheim | Elecsys sFlt-1 07027818190 | In Vitro | Reagent per matjen e sFlt-1 ne serum dhe plazem humane. | Tjeter
9505 | Elecsys Cyclosporine | Evita sh.p.k | 28.05.2021 | Roche Diagnostics GmbH, Sandhofer Strasse 116, D-68305 Mannheim | Elecsys Cyclosporine 07251246190 | In Vitro | Reagent per matjen e ciklosporines ne serum dhe plazem humane. | Tjeter
9506 | Elecsys Myoglobine | Evita sh.p.k | 28.05.2021 | Roche Diagnostics GmbH, Sandhofer Strasse 116, D-68305 Mannheim | Elecsys Myoglobine 07027583190 | In Vitro | Reagent per matjen e mioglobines ne serum dhe plazem humane. | Tjeter
9507 | Elecsys LH | Evita sh.p.k | 28.05.2021 | Roche Diagnostics GmbH, Sandhofer Strasse 116, D-68305 Mannheim | Elecsys LH 07027575190 | In Vitro | Reagent per matjen e LH ne serum dhe plazem humane. | Tjeter
9508 | Elecsys FT4 III | Evita sh.p.k | 28.05.2021 | Roche Diagnostics GmbH, Sandhofer Strasse 116, D-68305 Mannheim | Elecsys FT4 III 07976887190 | In Vitro | Reagent per matjen e FT4 ne serum dhe plazem humane. | Tjeter
9509 | Elecsys FT3 III | Evita sh.p.k | 28.05.2021 | Roche Diagnostics GmbH, Sandhofer Strasse 116, D-68305 Mannheim | Elecsys FT3 III 07027362190 | In Vitro | Reagent per matjen e FT3 ne serum dhe plazem humane. | Tjeter
9510 | Elecsys CYFRA 21-1 | Evita sh.p.k | 28.05.2021 | Roche Diagnostics GmbH, Sandhofer Strasse 116, D-68305 Mannheim | Elecsys CYFRA 21-1 07299966190 | In Vitro | Reagent per matjen e Cyfra 21-1 ne serum dhe plazem humane. | Tjeter
9511 | Elecsys HE4 | Evita sh.p.k | 28.05.2021 | Roche Diagnostics GmbH, Sandhofer Strasse 116, D-68305 Mannheim | Elecsys HE4 407027478190 | In Vitro | Reagent per matjen e HE ne serum dhe plazem humane. | Tjeter
9512 | Elecsys HIV Duo | Evita sh.p.k | 28.05.2021 | Roche Diagnostics GmbH, Sandhofer Strasse 116, D-68305 Mannheim | Elecsys HIV Duo 07229542190 | In Vitro | Reagent per matjen e Hiv Duone serum dhe plazem humane. | Tjeter
9513 | Elecsys IL-6 | Evita sh.p.k | 28.05.2021 | Roche Diagnostics GmbH, Sandhofer Strasse 116, D-68305 Mannheim | Elecsys IL-6 07027532190 | In Vitro | Reagent per matjen e IL 6 ne serum dhe plazem humane. | Tjeter
9514 | Radiofocus Glidecath | Biometric Albania sh.p.k | 28.05.2021 | Terumo Corporation, 44-1, 2-chome, Hatagata, Shibuya-ku, Tokyo 151-0072, Japan | Radiofocus Glidecath-Angiographic Catheter (sipas listës bashkëngjitur) | III | Kateter per angiografi | Pajisje një përdorimëshe
9515 | Stellaris/Stellaris PC Microsurgical Vision Enhancement System including accessories | Gen-Alb Farma shpk | 28.05.2021 | Bauch & Lomb, Incorporated 1400 N, Goodman St. Rochester, NY 14609 USA | Stellaris/Stellaris PC Microsurgical Vision Enhancement System including accessories (sipas listës bashkëngjitur) | IIb | Sistem i rritjes se vizionit stelaris per teknika kirurgjikale per operacionin e lenteve | Pajisje oftalmike dhe optike
9516 | Stellaris Elite Vision Enhancement system including Vitesse handpiece and accessories | Gen-Alb Farma shpk | 28.05.2021 | Bauch & Lomb, Incorporated 1400 N, Goodman St. Rochester, NY 14609 USA | Stellaris/Elite Vision Enhancement system including Vitesse handpiece and accessories (sipas listës bashkëngjitur) | IIb | Sistem i zgjerimit te shikimit ka per qellim emulifikimin dhe heqjen e katarakteve, vitrektomise se segmentit anteriro dhe posterior | Pajisje nje perdorimeshe
9517 | Patient Monitor - M10; M12 | Biometric Albania sh.p.k | 28.05.2021 | Guangdong Biolight Meditech Co., Ltd. No. 2 Innovation First Road, Technical Innovation Coast, Hi-tech Zone, Zhuhai, P.R.China | Patient Monitor: M10; M12; | IIb | Pajisje per monitorimin e parametrave jetik te pacientit. | Instrumenta shumëpërdorimësh
9518 | Vortex proximal femoral plate (sipas listes bashkengjitur) | OrthoNet 360 shpk | 28.05.2021 | Sanatmetal Orthopaedic & Traumatologic Equipment Manufacturer Ltd Eger Faiskola u.5 H-3300 Hungary | Vortex proximal femoral plate (sipas listes bashkengjitur) | llb | Pllaka ortopedike te implantueshme te cilat perdoren ne frakturat e kockave femorale. | Pajisje te implantueshme jo aktive
9519 | Nebulizator; Termometer | Farma Net Albania sh.p.k | 28.05.2021 | LAICA S.p.A Viale del Lavoro, 10 - Frazione Ponte - 36048 Barbarano Mossano (VI), Italia | Ultrasonic Nebuliser NE1005; Forehead and ear thermometer TH1004 | IIa | Nebulizator me ultratinguj dhe termometer balli dhe koke me distance | Pajisje per institucione te kujdesit shendetesor
9520 | Accessoriess fpr aerosoltherapy equipment | Farma Net Albania sh.p.k | 28.05.2021 | 3A Health Care S.r.l. Via Marziale Cerutti, 90F/G 25017 Lonato del Garda (BS) Italy | Accessoriess for aerosoltherapy equipment : NASAL JET NEB5000 | IIa | Pajisje per lavazh nazal | Instrumenta shumeperdorimesh
9521 | Phenobarbital R1 (3x23ml); R2 (3x8ml) 5P07-21 | Pegasus sh.p.k | 31.05.2021 | Microgenics Corporation - Thermo Fisher Scientific 46500 Kato Road, Fremont, CA 94538, USA | Phenobarbital : R1 (3x23ml); R2 (3x8ml) 5P07-21; | In Vitro | Imunoanalize mikrogrimcash kemilumineshente qe permban reagente qe sherbejne per percaktimin sasior te fenobarbitalit ne serumin njerzore dhe ne plaazem. | Pajisje të diagnostikimit in vitro
9522 | Patient-Monitors: PROVIEW 10; PROVIEW 12; | MEDFAU sh.p.k | 31.05.2021 | Medical ECONET GmbH Im Erlengrund 20 46149 Oberhausen Germany | Patient-Monitors: PROVIEW 10; PROVIEW 12; | Iib | Monitor pacienti per matjen e parametrave jetesore. | Tjeter
9523 | Dental Composite - Harmonize (sipas listes bashkengjitur) | Advantage Dental shpk | 01.06.2021 | Kerr Corporation 1717 W. Collins Ave., Orange, CA 92867, USA | Dental Composite - Harmonize (sipas listes bashkengjitur) | lla | Kompozite per mbushjen e dhembit. | Pajisje dentare
9524 | Dental Adhesives: -OptiBond Solo Plus / OptiBond S, - OptiBond FL (sipas listes bashkengjitur) | Advantage Dental shpk | 01.06.2021 | Kerr Corporation 1717 W. Collins Ave., Orange, CA 92867, USA | Dental Adhesives: -OptiBond Solo Plus / OptiBond S, - OptiBond FL (sipas listes bashkengjitur) | lla | Bond per lidhjen e mbushjes me dhembin. | Pajisje dentare
9525 | Gel Echant: - Gel Etchant syringer kit, 3 pack; - Gel Etchant Economy Pack, 30ml | Advantage Dental shpk | 01.06.2021 | Kerr Corporation 1717 W. Collins Ave., Orange, CA 92867, USA | Gel Echant: - Gel Etchant syringer kit, 3 pack; - Gel Etchant Economy Pack, 30ml | lla | Acid per pastrimin e kavitetit para mbushjes. | Pajisje dentare
9526 | Herculite XRV Ultra Flow (sipas listes bashkengjitur) | Advantage Dental shpk | 01.06.2021 | Kerr Corporation 1717 W. Collins Ave., Orange, CA 92867, USA | Herculite XRV Ultra Flow (sipas listes bashkengjitur) | lla | Kompozite per mbushjen e dhembit. | Pajisje dentare
9527 | Permlastic Heavy Body Standard Pack: 60099; Permlastic Regular Body Standard Pack: 60101; Permlastic Light Body Standard Pack: 60102; Permlastic Regular Body Export Package: 34443; Permlastic Adhesive Package: 60098 | Advantage Dental shpk | 01.06.2021 | Kerr Corporation 1717 W. Collins Ave., Orange, CA 92867, USA | Permlastic Heavy Body Standard Pack: 60099; Permlastic Regular Body Standard Pack: 60101; Permlastic Light Body Standard Pack: 60102; Permlastic Regular Body Export Package: 34443; Permlastic Adhesive Package: 60098 | l | Material per marrje mase. | Pajisje dentare
9528 | Dental Adhesives: Maxcem Elite Chroma Standard Kit: 36371; Maxcem Elite Chroma Refill, Clear: 36372; Maxcem Elite Chroma Refill, White: 36373; Maxcem Elite Chroma Refill, Yellow: 36374; Maxcem Elite Chroma Sample: 36378 | Advantage Dental shpk | 01.06.2021 | Kerr Corporation 1717 W. Collins Ave., Orange, CA 92867, USA | Dental Adhesives: Maxcem Elite Chroma Standard Kit: 36371; Maxcem Elite Chroma Refill, Clear: 36372; Maxcem Elite Chroma Refill, White: 36373; Maxcem Elite Chroma Refill, Yellow: 36374; Maxcem Elite Chroma Sample: 36378 | lla | Ngjites perfundimtar per urat e dhembeve. | Pajisje dentare
9529 | RotaLink Advancer Catheter Advancing Device; RotaLink Burr Exchangeable Burr Catheter Device; RotaLink Plus Pre-Connected Exchangeable Burr Catheter and Burr Advancing Device; ROTAPRO Advancer Burr Advancing Device; ROTAPRO Pre-Connected Exchangeable Burr Catheter and Burr Advancing Device | Montal sh.p.k | 01.06.2021 | Boston Scientific Corporation 300 Boston Scientific Way Marlborough, MA 01752 USA | RotaLink Advancer Catheter Advancing Device; RotaLink Burr Exchangeable Burr Catheter Device; RotaLink Plus Pre-Connected Exchangeable Burr Catheter and Burr Advancing Device; ROTAPRO Advancer Burr Advancing Device; ROTAPRO Pre-Connected Exchangeable Burr Catheter and Burr Advancing Device; (sipas listës bashkëngjitur) | III | Jane katetere speciale ta pajisura ne maje me freze diamanti qe drejtohet deri ne piken e ngushtimit te arteries koronare. Maja rrotullohet me shpejtesi te larte duke bluajtur pllakat ne muret e arteries koronare. | Pajisje një përdorimëshe
9530 | Operating table / Surgery 8500 | ALBAPHOTO shpk | 01.06.2021 | Dixion Vertrieb medizinischer Geräte GmbH Couvenstraße 6, 40211 Düsseldorf, Germany | Operating table / Surgery 8500 | l | Tavoline operacioni. | Produkte per institucione te kujdesit shendetesor
9531 | Blood Pressure Monitor: DBP-2220 (BM1006); Infrared Forehead Thermometer: DET-306 (TH1000) | Farma Net Albania shpk | 01.06.2021 | JOYTECH Healthare Co., Ltd. No. 365, Wuzhou Road, Yuhang Economic Development Zone, Hangzhou City, 311100 Zhejiang, P.R.China | Blood Pressure Monitor: DBP-2220 (BM1006); Infrared Forehead Thermometer: DET-306 (TH1000) | lla | Aparat tensioni, Termometer me rreze infra te kuqe. | Pajisje elektromekanike
9532 | Pancreatic Amylase | Pegasus | 01.06.2021 | Sentinel CH. SpA Via Robert Koch 2, Milano, Italy | Pancreatic Amylase - 6K22-30 (296 teste) | In Vitro | Reagent per percaktimin e amilazes pankreatike | Pajisje te diagnostikimit in vitro
9533 | Rota Wire™ and wireClip™ Torquer Guidewire and Guidewire Manipulation Device | Montal sh.p.k | 01.06.2021 | Boston Scientific Corporation 300 Boston Scientific Way Marlborough, MA 01752 USA | Rota Wire™ and wireClip™ Torquer Guidewire and Guidewire Manipulation Device: H802228240022 - 08714729195566 - 0.009in - 330cm; H802232390012 - 08714729195573 - 0.009in - 330cm | III | Instrumenta mjekesore te udhezuara qe futen ne arterie per ti pastruar ato nga kalcifikimet e krijuara. | Pajisje një përdorimëshe
9534 | Remel™ BactiDrop™ Oxidase: R21540 | KRIJON shpk | 01.06.2021 | Oxoid Limited Wade Road, Basingstoke, Hampshire, RG24 8Pw, United Kingdom | Remel™ BactiDrop™ Oxidase: R21540 | In Vitro | Perdoret per detektimin e prezences se enzimes oxidase. | Pajisje laboratori
9535 | IVD Products (sipas listes bashkengjitur) | KRIJON shpk | 01.06.2021 | HUMAN Gesellschaft für Biochemica und Diagnostica mbH Max-Planck-Ring 21 62 205 Wiesbaden Germany | IVD Products (sipas listes bashkengjitur) | lla, llb, In Vitro | Pajisje, reagente, kontrolle, kalibratore dhe teste te ndryshem per perdorim ne laborator klinik, biokimik, hematologjik, imunologjik etj. | Pajisje te diagnostikimit in vitro
9536 | Carotid WALLSTENT™ MONORAIL™ Closed Cell Self-Expanding Stent | Montal sh.p.k | 01.06.2021 | Boston Scientific Corporation 300 Boston Scientific Way Marlborough, MA 01752 USA | Carotid WALLSTENT™ MONORAIL™ Closed Cell Self-Expanding Stent (sipas listës bashkëngjitur) | III | Stenta vet-zgjerues te destinuara per kurimin e pacienteve me semundje te arterieve karotide. | Pajisjte te implantueshme jo aktive
9537 | Puritan bennett 980 Ventilator System, RoHS; Accessories | O.E.S Distrimed sh.p.k | 02.06.2021 | Covidien IIc 15 Hampshire Street Mansfield, Massachusetts 02048 USA | Puritan bennett 980 Ventilator System, RoHS; Accessories (sipas listës bashkëngjitur) | Iia; IIb | Pajisje ventilator mjekesore dhe aksesoret e tyre per perdorim spitalor. | Instrumenta shumëpërdorimësh
9538 | Oxiband Sensors; SoftCare Sensors; Adhesive Forehead Reflectance Sensor | O.E.S Distrimed sh.p.k | 02.06.2021 | Covidien IIc 15 Hampshire Street Mansfield, Massachusetts 02048 USA | Oxiband Sensors; SoftCare Sensors; Adhesive Forehead Reflectance Sensor (sipas listës bashkëngjitur) | Iib | Sensore per matjen e oksigjenit dhe aksesore. | Instrumenta shumëpërdorimësh
9539 | Cryo.s™: 12x2xx, 12x2xx-xx, 12x2xx-xxx, 12x2xx-2Dx | KRIJON shpk | 02.06.2021 | Greiner Bio-One GmbH Maybachstr. 2, D-72636 Frickenhausen, Germany | Cryo.s™: 12x2xx, 12x2xx-xx, 12x2xx-xxx, 12x2xx-2Dx | In Vitro | Kriotuba te sterilizuara . Vialet dhe kapaket jan me material polipropileni. Perdoren ne procedura laboratorike. | Pajisje laboratori
9540 | Polishing strips | MOTO-MANIA shpk | 02.06.2021 | TOR VM Novatorov str., 7A bld. 2, Moscow 119421, Russia | Polishing Strips (sipas listes se bashkengjitur) | l | Stripsa per lemimin e faqeve te mbushjeve midis dhembeve | Pajisje dentare
9541 | Matrix Bands | MOTO-MANIA shpk | 02.06.2021 | TOR VM Novatorov str., 7A bld. 2, Moscow 119421, Russia | Matrix Bands (sipas listes se bashkengjitur) | l | Matrica per izolimin e dhembit gjate mbushjes | Pajisje dentare
9542 | Charisma Flow (sipas listes bashkengjitur) | MEDFAU shpk | 02.06.2021 | Kulzer GmbH Leipziger Straße 2, 63450 Hanau, Deutschland / Germany | Charisma Flow (sipas listes bashkengjitur) | lla | Kompozit per mbushjen e dhembit. | Pajisje dentare
9543 | Dental alloys for the production of inlays, onlays, crowns, bridges and cast dentures (sipas listes bashkengjitur) | Bora Dental Albania shpk | 02.06.2021 | DeguDent GmbH Rodenbacher Chaussee 4, 63457 Hanau-Wolfgang, Germany | Dental alloys for the production of inlays, onlays, crowns, bridges and cast dentures (sipas listes bashkengjitur) | lla | Pllaka zirkoni. | Pajisje dentare
9544 | Steam sterilizer: Vacuklav® 23 B+ | Bora Dental Albania shpk | 02.06.2021 | MELAG Medizintechnik GmbH & Co. KG Geneststraße 6-10, 10829 Berlin, Deutschland / Germany | Steam sterilizer: Vacuklav® 23 B+ | llb | Autoklave per sterilizimin e instrumentave dentare. | Pajisje dentare
9545 | Denture base resin heat-cured: Pink CAD/CAM disc | Dyrrah Dental Distributor sh.p.k | 02.06.2021 | POLIDENT D.O.O. Volcja Draga 42, 5293 Volcja Draga, Slovenia | Denture base resin heat-cured: Pink CAD/CAM disc | lla | Disk qe perdoret per prodhimin e protezave estetike te dizenjuara ne paisje digjitale, proteza te plota, te pjesshme ose dhe te perkohshme | Pajisje dentare
9546 | Polymer discs for fabrication of temporary crowns/bridges/test framework: PMMA CAD/CAM disc | Dyrrah Dental Distributor sh.p.k | 02.06.2021 | POLIDENT D.O.O. Volcja Draga 42, 5293 Volcja Draga, Slovenia | Polymer discs for fabrication of temporary crowns/bridges/test framework: PMMA CAD/CAM disc | lla | Disk per prodhimin e kurorave dhe urave te perkoheshme | Pajisje dentare
9547 | Digital Color Doppler Ultrasound System: Qbit 7 | Sollaku Group shpk | 03.06.2021 | CHISON Medical Technologies Co., Ltd No.228, Changjiang East Road, Block 51 and 53, Phase 5, Shuofang Industrial Park, Xinwu District, Wuxi, 214142 Jiangsu, P.R. China | Digital Color Doppler Ultrasound System: Qbit 7 | lla | Pajisje diagnostikimi me ultratinguj. | Pajisje diagnostikuese dhe terapeutike me rrezatim
9548 | Reverse Peel: WM03; PRX-T Lady WiQomed: WM02; PRX-T33: WM01 | Sollaku Group shpk | 03.06.2021 | GPQ S.r.l. Via Fra' Cristoforo 14D, 20142 Milano, Italy | Reverse Peel: WM03; PRX-T Lady WiQomed: WM02; PRX-T33: WM01 | l | Eksfolim kimik per trajtimin e melasma dhe hiperpigmenteve, eksfolim kimik per rigjenerimin e lekures dhe hiperpigmentimin e zonave intime, eksfolim kimik per rigjenerimin e lekures. | Tjeter
9549 | Test HBsAg | Krijon sh.p.k | 03.06.2021 | ACRO BIOTECH LLS, 9500 7th Street Unit M Rancho Cucamonga, CA 91730 | HBsAg - IHBsg-402 | In Vitro | Eshte test gjaku qe percakton nese nje person eshte i infektuar me virusin e hepatitit B | Tjeter
9550 | Dental polishing disc | MOTO-MANIA shpk | 03.06.2021 | TOR VM Ltd. Novatorov, 7a, bld.2, Moscow, 119421, Russia | Dental Polishing Disc and Mandrels (sipas listës bashkëngjitur) | Iia | Disqe per llustrimin e te gjithave llojeve te restaurimeve dhe mbajtese per disqet e lustrimit | Pajisje dentare
9551 | Matrix Wedges | MOTO-MANIA shpk | 03.06.2021 | TOR VM Ltd. Novatorov, 7a, bld.2, Moscow, 119421, Russia | Matrix Wedges (sipas listës bashkëngjitur) | I | Kunja per fiksimin e matricave gjate aplikimit | Pajisje dentare
9552 | Hearing instruments (sipas listes bashkengjitur) | Otofon shpk | 03.06.2021 | Beltone A/S Lautrupbjerg 7, 2750 Ballerup, Denmark | Hearing instruments (sipas listes bashkengjitur) | lla | Aparate degjimi dhe aksesore per aparate degjimi. | Tjeter
9553 | Laparoscope | O.E.S Distrimed | 03.06.2021 | Hanke-Sass, Wolf GmbH Keltenstraße 1 78532 Tuttlingen, Germany | Laparoscope | lla | Laparoskop perdorim ne kirurgjine abdominale | Instrumente shumeperdorimesh
9554 | Tripvision Reprocessing Tray - OM-1001-SY (ELEVTVTRAY) | O.E.S Distrimed | 03.06.2021 | Summit Medical, LLC 815 Vikings Parkway, Suite 100 St. Paul, MN 55121 USA | Tripvision Reprocessing Tray - OM-1001-SY (ELEVTVTRAY) | l | Karroce mbajtese per sistemin laparoskopik | Instrumente shumeperdorimesh
9555 | Class l 980 Accessories | O.E.S Distrimed | 03.06.2021 | Covidien IIc, 15 Hampshire Street, Mansfield MA 02048, USA | Class l 980 Accessories: Exhalation Valve Flow Sensor Reprocessing Kit - 10086048;Condensate Vial-10063031;Wall Air Water Trap-10086051;Exhalation Valve Flow Sensor Reprocessing Kit-10063064;Expiratory Filter Seal Replacement Kit-10141914;Rechargeable Lithium Ion Battery-10086042 | l | Aksesore per ventilator mjekesor perdorim spitalor | Instrumente shumeperdorimesh
9556 | Ultra low temperature freezer | Montal sh.p.k | 07.06.2021 | PHC Corporation, 1-1-4 Sakada Oizumi-machi, Ora-gun, Gunma, 370-0596, Japan | Ultra-Low Temperature Freezer MDF-DU702VH: PHCbi MDF-DU702VH PE | IIa | Jane pajisje mjekesore qe realizojne temperatura te per te ulta dhe perdoren per ruajtjen e barnave, enzimave, kimikateve, bakterieve etj | Pajisje laboratori
9557 | Kateter mjekesore | Montal sh.p.k | 07.06.2021 | Boston Scientific Corporation 300 Boston Scientific Way Marlborough, MA 01752 USA | Ratoblator™ Rotational Atherectomy Systems; ROTAPRO™ Rotational Atherectomy System; Coyote™ MONORAIL™ PTA Balloon Dilatation Catheter; Coyote™OVER-THE-WIRE PTA Balloon Dilatation Catheter; Sterling™ OVER-THE-WIRE PTA Balloon Dilatation Catheter; Sterling™ SL MONORAIL™ PTA Balloon Dilatation Catheter; Sterling™ SL OVER-THE-WIRE PTA Balloon Dilatation Catheter; Mustang™ OVER-THE-WIRE PTA Balloon Dilatation Catheter; Coyote™ ES MONORAIL™ PTA Balloon Dilatation Catheter; Coyote™ ES OVER-THE-WIRE PTA Balloon Dilatation Catheter (sipas listës bashkëngjitur) | IIa | Jane pajisje mjekesore te destinuara per perdorim perkutan ne enet periferike ne paciente me semundje te arteriosklerozes dhe kateter zgjerimi me balon te destinuar per angioplastiken transkuluminale perkutane ne sistemin vaskular periferik | Pajisje njeperdorimeshe
9558 | AlleisaScreen Test | Fedos-Uppsala sh.p.k | 07.06.2021 | MEDIWISS Analytic GmbH, Uerdinger Strasse 3, 47441 Moersa, Germany | AlleisaScreen® Testkit; AlleisaScreen® Test kit | In Vitro | Test strip imunodiagnostikuese laboratori te klasifikimit in vitro | Pajisje te diagnostikimit in vitro
9559 | Sterile single use surgical devices: Microsurgical bladesand Microsurgical Knives (sipas listes bashkengjitur) | Gen-Alb Farma shpk | 07.06.2021 | Surgistar Inc. 2310 La Miranda Drive, Vista California, 92081 USA | Sterile single use surgical devices: Microsurgical bladesand Microsurgical Knives (sipas listes bashkengjitur) | lla | Instrumenta sterile kirurgjikale oftalmike qe perdoren ne kirurgjine e syrit (thika). | Pajisje nje perdorimeshe
9560 | Self-curing luting material for attachments and secondary denture parts; Light-curing bracket bonding system (sipas listes bashkengjitur) | EURODENTA shpk | 07.06.2021 | VOCO GmbH Anton-Flettner-Str. 1-3, 27472 Cuxhaven, Germany | Self-curing luting material for attachments and secondary denture parts; Light-curing bracket bonding system (sipas listes bashkengjitur) | lla | Material per ngjitjen e pjeseve dytesore te protezave, cement per ngjitjen e braketave. | Pajisje dentare
9561 | Pajisje dentare | Dyrrah Dental Distributor sh.p.k | 07.05.2021 | POLIDENT D.O.O. Volcja Draga 42, 5293 Volcja Draga, Slovenia | Synthetic polymer teeth : Primodent; REF-LINE | Iia | Dhembe artificiale te prodhuar per te zevendesuar dhembet natrale tek pacienti | Pajisje dentare
9562 | Selfi-expanding Stents | Greemed sh.p.k | 07.05.2021 | ENDO-FLEX GmbH, Alte Hünxer Strasse 115, 46562 Voerde, Germany | Self-expanding Stents SU : Esophageal Stents Colon Rektal Stents; Duodenal Stents (sipas listës bashkëngjitur) | Iib | Stente vete zgjeruese qe perdoren ne menyre rutine ne semundje arteriale periferike si nderhyrjet e jashtme iliake dhe femoropopliteale | Tjeter
9563 | Drainage Systemes: Billiary Stents | Greemed sh.p.k | 07.05.2021 | ENDO-FLEX GmbH, Alte Hünxer Strasse 115, 46562 Voerde, Germany | Drainage Systems: Billiary Stents (sipas listës bashkëngjitur) | Iib | Stenta biliare te cilat vendosen per menaxhimin e rrjedhjeve te temthit, jane prej plastike ose metali dhe vendosen per te sigurar drenimin e brendshem duke eleminuar nevojen per kater te jashtem | Tjeter
9564 | Endoscopic Instruments | Greemed sh.p.k | 07.05.2021 | ENDO-FLEX GmbH, Alte Hünxer Strasse 115, 46562 Voerde, Germany | Endoscopic Instruments : Stone Extraction Balloons SU (sipas listës bashkëngjitur) | Iia | Pajisje mjekesore qe mundeson nxjerrjen e gureve biliare duke zmadhuar hapjen papilare | Tjeter
9565 | Bipolar Watchmaker foreceps; Bipolar bayonet foreceps; | Montal | 09.06.2021 | Dimeda Instrumente GmbH, Gansacker 54+58 D-78532, Tuttlingen, GERMANY | Bipolar Watchmaker foreceps 11,0cm/4¼'', Non-stick,width of tips 0.6mm, angled, with flag plug - 90.109.46; Bipolar bayonet foreceps 20.0cm/8'', non-stick, width of tips 1.0mm downwards angled, with flag plug - 90.167.41;Bipolar bayonet foreceps 20.0cm/8'', non-stick, width of tips 1.0mm upwards angled, with flag plug - 90.169.41; | llb | Pinca bipolare per kapjen, manimpulimin dhe koagulimin e indeve te perzgjedhura | Instrumente shumeperdorimesh
9566 | Sinaqua, Sinaqua Unscented, Sinaqua Dermal Glove | Salvia Produkte Natyrore | 09.06.2021 | Welcare Industries S.p.A. Via San Giovanni sul Muro n. 18 -20121 Milano, Italy | Sinaqua® - 95500; Sinaqua Unscented® - 95570; Sinaqua Dermal Glove® - 95580 | lla | Pelhura dhe doreza te njomura per pastimin e lekures se paprekur dhe t demtuar | Tjeter
9567 | -86 ⁰C Freezer - BDF-86V338 | Krijon sh.p.k | 09.06.2021 | BIOBASE Biodustry (Shandong) Co.,Ltd Mingshui Economic Dvelopment Zone, Zhangqiu, Jinan City, Shangdong, China (Biobase Industry Park, Crossing of Jingshi East Road and Mingbu Road) | -86 ⁰C Freezer - BDF-86V338 | l | Ngrires ne temperatura ta thella per rruajtje afatgjate | Tjeter
9568 | Tissue Embedding Center & Cooling Plate; BK-TEI; BK CPI; KD-808 | Krijon sh.p.k | 09.06.2021 | BIOBASE Biodustry (Shandong) Co.,Ltd Mingshui Economic Dvelopment Zone, Zhangqiu, Jinan City, Shangdong, China (Biobase Industry Park, Crossing of Jingshi East Road and Mingbu Road) | Tissue Embedding Center & Cooling Plate; BK-TEI; BK CPI; KD-808 | l | Pajisje qe perdoren ne laboratore mjekesore | Pajisje laboratori
9569 | Automated external defibrillator: samaritan® PAD 360P - SAM 360P | Farma Net Albania | 09.06.2021 | HeartSine Technologies, Ltd. Canberra House 203 Airport Road West Belfast, BT3 9ED United Kingdom | Automated external defibrillator: samaritan® PAD 360P - SAM 360P | llb | Defibrilator I jashtem plotesisht automatik | Produkte per institucione te kujdesit shendetesor
9570 | Titanium Screws | Layo shpk | 10.06.2021 | Smith & Nephew Inc. Endoscopy Division 150 Minuteman Road Andover, Massachusetts 01810-1031 USA | Titanium Screws (sipas listës bashkëngjitur) | IIb | Vida metalike, endoskopie, te cilat perdoren ne kirurgji ortopedike | Tjeter
9571 | Sterile Single Use Polydioxanone Suture with Needle | Express Pharma shpk | 11.06.2021 | MAS Co., Ltd, 2F, Na-dong, 531-8, gajang-ro, Osani-si, Gyeonggi-do, Republic of Korea | Sterile Single Use Polydioxanone Suture with Needle (sipas listës bashkëngjitur) | III | Sutura nje perdorimeshe, sterile prej polidiaksinoni e cila fu tet ne indin e brendshem dhe shperbehet plotesisht nga procesi i hidrolozes ngadale per 4-6 muaj | Pajisje te implantueshme jo aktive; Pajisje nje perdorimeshe
9572 | AdviseDx SARS-CoV-2 IgG II Quant Reagent Kit 6S60-22; AdviseDx SARS-CoV-2 IgG II Quant Reagent Kit 6S60-32; AdviseDx SARS-CoV-2 IgG II Quant Calibrator Kit 6S60-02; AdviseDx SARS-CoV-2 IgG II Quant Control Kit 6S60-12; | Pegasus sh.p.k | 11.06.2021 | Abbott Ireland Diagnostics Division Finisklin Business Park, Sligo, Ireland | AdviseDx SARS-CoV-2 IgG II Quant Reagent Kit 6S60-22; AdviseDx SARS-CoV-2 IgG II Quant Reagent Kit 6S60-32; AdviseDx SARS-CoV-2 IgG II Quant Calibrator Kit 6S60-02; AdviseDx SARS-CoV-2 IgG II Quant Control Kit 6S60-12; | In Vitro | Test serologjik qe sherben per te verifikuar prezencen e antitrupave SARS-CoV-2 IgG per te kuptuar nese nje person ka qene I infektuar me pare me COVID-2 . | Pajisje të diagnostikimit in vitro
9573 | Dental Endodontic Instruments; Dental Rotary Instruments (sipas listes bashkengjitur) | Dana Dental P. Harsisis & CO shpk | 11.06.2021 | MANI, INC. 8-3 Kiyohara Industrial Park, Utsunomiya, Tochigi, 321-3231, Japan | Dental Endodontic Instruments; Dental Rotary Instruments (sipas listes bashkengjitur) | l, lla | Brozhdiker per pastrimin e kan alit te dhembit, shpues dhe zgjerues kanali, lentylo, tiernerva, freza diamanti dhe carbire, goma dhe abraziv lustrimi, sonda myler, sutura per qepje kirurgjikale. | Pajisje dentare
9574 | ViruProtect 20 ml: 101028; ViruProtect 7 ml: 101125 | Trimed shpk | 14.06.2021 | Enzymatica AB Ideon Science Park - Scheelevagen 19 - 223 70 Lund - Sweden | ViruProtect 20 ml: 101028; ViruProtect 7 ml: 101125 | lll | Sprai oral qe vepron duke mbuluar ,ukozen oro-faringeale duke krijuar nje barriere mbrojtese kunder ftohjes. | Pajisje terapie komplementare
9575 | BFR™ : 95350 | SALVIA Produkte Natyrore shpk | 14.06.2021 | WELCARE INDUSTRIES S.p.A. Via S. Giovanni sul Muri, 18 - 20121 Milani, Italia | BFR™ : 95350 | lla | Antibakterial | Tjeter
9576 | Algidress® Emergency : 95450 | SALVIA Produkte Natyrore shpk | 14.06.2021 | WELCARE INDUSTRIES S.p.A. Via S. Giovanni sul Muri, 18 - 20121 Milani, Italia | Algidress® Emergency : 95450 | lla | Garze e njomur per plaget e traumes. | Tjeter
9577 | EYEGIENE® : 95255s | SALVIA Produkte Natyrore shpk | 14.06.2021 | WELCARE INDUSTRIES S.p.A. Via S. Giovanni sul Muri, 18 - 20121 Milani, Italia | EYEGIENE® : 95255s | lla | Peceta okulare. | Tjeter
9578 | Easyderm® : 95604; Easyderm® Glove : 95949 | SALVIA Produkte Natyrore shpk | 14.06.2021 | WELCARE INDUSTRIES S.p.A. Via S. Giovanni sul Muri, 18 - 20121 Milani, Italia | Easyderm® : 95604; Easyderm® Glove : 95949 | lla | Peceta dhe doreza sterile te lagura paraprakisht per parandalimin efektiv te infeksionit tek pacientet kronike dhe te semuret kritike. | Tjeter
9579 | JALOSOME® : 95810; 95810F | SALVIA Produkte Natyrore shpk | 14.06.2021 | WELCARE INDUSTRIES S.p.A. Via S. Giovanni sul Muri, 18 - 20121 Milani, Italia | JALOSOME® : 95810; 95810F | lla | Pajisje per djegie te vogle dhe acarime te lekures. | Tjeter
9580 | SINAQUA SHAMPOO CAP Cod. 95200 | SALVIA Produkte Natyrore sh.p.k | 14.06.2021 | Welcare Industries Spa, Via San Giovanni sul Muro, 18, Milan, Italy | SINAQUA SHAMPOO CAP Cod. 95200 | I | Lares floku per paciente ne shtrat. | Tjeter
9581 | LCD Monitor- LMD-X310MD | O.E.S Distrimed sh.p.k | 14.06.2021 | Sony Belgium, bijkantoor van Sony Europe B.V., da Vincilaan 7-D1, 1930 Zaventem, Belgium | LCD Monitor- LMD-X310MD | I | Monitor mjeksor LCD per perdorim spitalor. | Produkte për institucione të kujdesit shëndetësor
9582 | Operating Lights: EMALED 300 F | Euromed shpk | 14.06.2021 | EMA-LED GmbH Ottostraße 3, 63785 Obernburg am Main, Deutschand | Operating Lights: EMALED 300 F | l | Ndricues kirurgjikal i levisshem per salla operacioni. | Pajisje per mobilim spitalor
9583 | Atellica IM SARS-CoV-2 IgG (sCOVG); Atellica IM SARS-CoV-2 IgG Quality Control (sCOVG QC) | Labor Dr. Limbach Heidelberg Germany shpk | 15.06.2021 | Siemens Healthcare Diagnostics Inc. 511 Benedict Avenue Tarrytown, NY, 10591, USA | Atellica IM SARS-CoV-2 IgG (sCOVG); Atellica IM SARS-CoV-2 IgG Quality Control (sCOVG QC) | In Vitro | Reagente the kontroll per detektimin e SARS-CoV-2. | Pajisje te diagnostikimit in vitro
9584 | proBNP II CalSet: 08884234190 | SWISSMED shpk | 15.06.2021 | Roche Diagnostics GmbH Sandhofer Strasse 116 D-68305 Mannheim GERMANY | proBNP II CalSet: 08884234190 | In Vitro | Reagent qe perdoret per kalibrimin e analizes sasiore te elecsys proBPN ne analizuesit e imunovleresimit. | Pajisje te diagnostikimit in vitro
9585 | Elecsys BRAHMS PCT: 08828644190 | SWISSMED shpk | 15.06.2021 | Roche Diagnostics GmbH Sandhofer Strasse 116 D-68305 Mannheim GERMANY | Elecsys BRAHMS PCT: 08828644190 | In Vitro | Reagent qe perdoret per percaktimin e testit sasior procalcitonin dhe perdoret per detektimin e hershem te infeksionit bakterial. | Pajisje te diagnostikimit in vitro
9586 | CRP4 (Tina-quant C-Reactive Protein IV): 07876033190 | SWISSMED shpk | 15.06.2021 | Roche Diagnostics GmbH Sandhofer Strasse 116 D-68305 Mannheim GERMANY | CRP4 (Tina-quant C-Reactive Protein IV): 07876033190 | In Vitro | Reagent qe perdoret ne analiza imunoturbidimetrike per percaktimin sasior te CRP ne serumin dhe plazmen njerezore. | Pajisje te diagnostikimit in vitro
9587 | CalSet Anti-TSHR: 08496641190 | SWISSMED shpk | 15.06.2021 | Roche Diagnostics GmbH Sandhofer Strasse 116 D-68305 Mannheim GERMANY | CalSet Anti-TSHR: 08496641190 | In Vitro | Kalibrator ne trajte solucioni. | Pajisje te diagnostikimit in vitro
9588 | Therapeutic laser device - Studio | VaanMed shpk | 16.06.2021 | Quanta System S.P.A. Via Acquedotto, 109 - 21017 Samarate (VA), Italy | Therapeutic laser device - Studio | llb | Lazer per heqjen e tatuazheve. | Pajisje diagnostikuese dhe terapeutike me rrezatim
9589 | Elevator (sipas listes bashkengjitur) | MSE shpk | 16.06.2021 | evonos GmbH & Co. KG Stockacher Str. 134, 78532 Tuttlingen, Germany | Elevator (sipas listes bashkengjitur) | l | Instrumenta per kirurgji. | Tjeter
9590 | Knife handle / scalpel handle (sipas listes bashkengjitur) | MSE shpk | 16.06.2021 | evonos GmbH & Co. KG Stockacher Str. 134, 78532 Tuttlingen, Germany | Knife handle / scalpel handle (sipas listes bashkengjitur) | l | Doreze per thike dhe bisturi per perdorim kirurgjikal. | Tjeter
9591 | Pro-cart 35U, dual monitor: KU.5167.902; Pro-cart 35U, single monitor: KU.5576.902 | O.E.S DISTRIMED shpk | 16.06.2021 | ITD GmbH Sportplatzstraße 3, 84381 Johanniskirchen, Deutschland/Germany | Pro-cart 35U, dual monitor: KU.5167.902; Pro-cart 35U, single monitor: KU.5576.902 | l | Monitor mjekesor, pjese e sistemit kirurgjikal Elevision 4K, perdorim spitalor. | Produkte per institucione te kujdesit shendetesor
9592 | Versana Essential | Montal sh.p.k | 16.06.2021 | GE Medical Systems (China) Co., Ltd. No. 19, Changjiang Road WuXi National Hi-Tech Dev.Zone 214028 Jiangsu China | Versana Essential (sipas listës bashkëngjitur) | Iia | Sistem imazherie ultasaund I destinacionit te pergjithshem. | Pajisje diagnostikuese dhe terapeutike me rrezatim
9593 | Accessories for medical devices | O.E.S Distrimed | 16.06.2021 | Medtronic, Inc. 710 Medtronic Parkway Minneapolis, MN 55432,USA | Accessories for medical devices (sipas listës bashkëngjitur) | I | Aksesore te pajisjeve mjekesore si furca pastrimi, ene mbajtese, per perdorim spitalorq= | Instrumenta shumeperdorimesh
9594 | Surgical laser device | O.E.S Distrimed | 16.06.2021 | Quanta System S.P.A Via Acquedotto, 109 21017 Samarate (VA), Italy | Surgical laser device : Litho DK 30 PVMS00025 | IIb | Pajisje kirurgjikale me lazer per litoripsi, thyerje guresh, per perdorim ne kirurgji | Pajisje diagnostikuese dhe terapeutike me rrezatim
9595 | Digital neurophysiological systems, digital systems for monitoring of physiological parameters, Transcranial electrical stimulator, magnetic stimulators with accessories and active rehabilitation device | O.E.S Distrimed | 16.06.2021 | Neurosoft LLC, 5, Voronin str., Ivonovo, 153032, Russia | Digital neurophysiological systems, Digital systems for monitoring of physiological parameters, Transcranial electrical stimulator, Magnetic stimulators with accessories and Active rehabilitation device sipas listës bashkëngjitur) | IIb | Sisteme dixhitale neurofiziologjike per monitorimin e parametrave fiziologjike, stimulatore elektrike transkraniale, stimulator magnetk perfshire aksesoret, pajisje aktive rehabilitimi per perdorim spitalor | Produkte per institucione te kujdesit shendetesor
9596 | Sensors for continuius and spot check measurement of SPO2 and pulse rate | O.E.S Distrimed | 16.06.2021 | bluepoint medical GmbH & Co. KG An Der Trave 15, 23923 Selmsdorf, Germany | Sensors for continuous and spot check measurement of functional arterial oxygen saturation (SPO2) and pulse rate : FLAXMAX (for Professional Use); FLAXMAX-P (for Professional Use); FLAXMAX-HC (for Home Use); FLAXMAX-P-HC (for Home Use); | IIb | Sensor per matje rastesore dhe te vazhdueshme te oksigjenit arterial te saturuar dhe pulsit, per perdorim spitalor | Instrumenta shumeperdorimesh
9597 | Self-expanding peripheral and carotid stent systems | O.E.S Distrimed | 16.06.2021 | ev3, Inc. 4600 Nathan Lane North Plymouth, MN 55442 USA | Self-expanding peripheral and carotid stent systems(sipas listës bashkëngjitur) | III | Stenta vaskulare te implantueshme, perdorim ne kirurgjine vaskulare periferike | Pajisje te implantueshme jo aktive
9598 | Helmets for N.I.V., CPAP and Accessories | Montal | 16.06.2021 | Intersurgical S.p.A Via Morandi, 12 41037 Mirandola, MO- Italia | Helmets for N.I.V., CPAP and Accessories (sipas listes se bashkengjitur) | lla | Pajisje per ventilim jo invaziv dhe me terapine presion I vazhdueshem pozitiv I rrugeve te frymemarrjes | Pajisje anestezie dhe respiratore
9599 | Red Touch Laser | VaanMed | 16.06.2021 | Deka M.E.L.A. Srl Via Baldanzese 17 50041 Calenzano (FI), Italy | Medical laser and medical light source with therapeutic uses: Red Touch - M121A1 | llb | Lazer per rigjenerimin e lekures | Pajisje diagnostikuese dhe terapeutike me rrezatim
9600 | Again Laser | VaanMed | 16.06.2021 | Deka M.E.L.A. Srl Via Baldanzese 17 50041 Calenzano (FI), Italy | Medical laser and medical light source with therapeutic uses: Again - M126x1 | llb | Lazer per depilim dhe trajtime estetike | Pajisje diagnostikuese dhe terapeutike me rrezatim
9601 | Schwarzy - M124B1 | VaanMed | 16.06.2021 | Deka M.E.L.A. Srl Via Baldanzese 17 50041 Calenzano (FI), Italy | Muscle stimulators: Schwarzy - M124B1 | lla | Lazer per humbje te mases dhjamore | Pajisje elektromekanike
9602 | Tissue Forceps | Mse | 16.06.2021 | evonos GmbH & Co. KG Stockacher Strasse 134 D-78532 Tuttlingen, Germany | Tissue Forceps (sipas listes se bashkengjitur) | l | Pince dhe aksesore kirurgjikal per indet
9603 | Probes | Mse | 16.06.2021 | evonos GmbH & Co. KG Stockacher Strasse 134 D-78532 Tuttlingen, Germany | Probes (sipas listes se bashkengjitur) | l | Sonde kirurgjikale per ENT | Tjeter
9604 | JW Power Bleaching NEXT | Primary Dental sh.p.k | 16.06.2021 | GDF Gesellschaft für dental Forschung und Innovationen GmbH, Dieselstr. 5-6, 61191 Rosbach, Germany | JW Power Bleaching NEXT | IIa | Xhel zbardhimi per dhembet | Pajisje dentare
9605 | Finger Switch Pencil sterile singel use - 150-100 (Gima code: 30553) | SterAlb | 16.06.2021 | Tecno Instruments PVT.Ltd.316-C Small Industrial Estate Sialkot-51340-Pakistan | Finger Switch Pencil sterile singel use - 150-100 (Gima code: 30553) | llb | Doreza elektrobisturie sterile | Pajisje nje perdorimeshe
9606 | Versana Balance | Montal sh.p.k | 16.06.2021 | GE Medical Systems (China) Co., Ltd. No. 19, Changjiang Road WuXi National Hi-Tech Dev.Zone 214028 Jiangsu China | Versana Balance (sipas listës bashkëngjitur) | Iia | Sistem imazherie ultasaund I destinacionit te pergjithshem. | Pajisje diagnostikuese dhe terapeutike me rrezatim
9607 | Baby 02 (WU 150) | Montal | 16.06.2021 | Wunder Sa. Bi. S.r.l. Via Vecchia per Monza, 20 20056 Trezzo sull'Adda (MI), Italy | Non-automatic weighing instrument: Baby 02 (WU 150) | l | Peshore per matjen e femijeve | Pajisje elektomekanike
9608 | VACUMED ® 13x75 mm WITH SODIUM CITRATE 3,2 % x 1,6 ml OF BLOOD FOR ESR, BLACK CAP, STERILE | Krijon sh.p.k | 17.06.2021 | FL MEDICAL s.r.l. Unipersonale Via Enrico Mattei, 20 35038 Torreglia (PD) - Italy | VACUMED ® 13x75 mm WITH SODIUM CITRATE 3,2 % x 1,6 ml OF BLOOD FOR ESR, BLACK CAP, STERILE | In Vitro | Vakueta qe perdoren ne laboratoret mjekesor | tjeter
9609 | Sterile Absorbable Surgical Sutures | MOTO-MANIA shpk | 17.06.2021 | Lux - Sutures S.A. 22, Gruuss - Strooss 9991 Weiswampach, Luxembourg | Sterile Absorbable Surgical Sutures: Luxcryl PGA; Luxcryl PDO; Luxcryl Monofast; Luxcryl PGA Rapid | lll | Sutura per indet e buta ne kirurgjine maksilofaciale | Pajisje dentare
9610 | Dental/Surgical polymerizatin lamp: Beyond® Polus® Advanced Accelerator PLS-868; Beyond® Polus® Advanced Ultra Accelerator PLS-868UL; Retractor Dental: Beyond® ll Check Rectracto; Beyond® FlexiBlue® Comfort Cheek Rectractors | MOTO-MANIA shpk | 17.06.2021 | Taizhou Polus Technology Co. Ltd. No. 58 Yongda Road Jiangkou Street, Huangyan District 318020 Taizhou, Zhejiang, China | Dental/Surgical polymerization lamp: Beyond® Polus® Advanced Accelerator PLS-868; Beyond® Polus® Advanced Ultra Accelerator PLS-868UL; Retractor Dental: Beyond® ll Check Rectractor; Beyond® FlexiBlue® Comfort Cheek Rectractors | l | Llambe per aplikim per zbardhjen e dhembeve; Hapese goje ne detistri | Pajisje dentare
9611 | Atellica IM Thyroglobulin | Labor Dr.Limbach Heidelberg Germany shpk | 17.06.2021 | Siemens Healthcare Diagnostics Products Ltd. Glyn Rhonwy, Llanberis, Gwynedd, LL55 4EL, UK | Atellica IM Thyroglobulin (Tg): 11200450 (100 tests); 11200534 (500 tests) | In Vitro | Reagent in vitro per percaktimin e tiroglobuline IM ne gjak | Tjeter
9612 | ID NOW™ Influenza A & B | Pegasus | 17.06.2021 | Abbott Diagnostics Scarborough, Inc. 10 Southgate Road Scarborough, Maine 04074 U.S.A | ID NOW™ Influenza A & B2 427-000; ID NOW™ Influenza A & B2 428-000; ID NOW™ Influenza A & B2 Control Swab Kit 425-080 | In Vitro | Test i vili perdoret per zbulimin dhe diagnostikimin cilesor te shtameve te influences A dhe B | Pajisje te diagnostikimit in vitro
9613 | JW Liquid Dam | Primary Dental sh.p.k | 17.06.2021 | GDF Gesellschaft für dental Forschung und Innovationen GmbH, Dieselstr. 5-6, 61191 Rosbach, Germany | JW Liquid Dam | I | Dige ne trajte likidi e polimerizuar per mbrojtjen e gingivave | Pajisje dentare
9614 | Dental Implants | Marlen/E sh.p.k | 17.06.2021 | JDental Care s.r.l. via delvTirassegno 41/N-41122 Modena (MO)- Italy | Dental Implants (sipas listes se bashkengjitur) | l; lla; llb | Implante, suprstrukture mbi implant, komponent per implantologji dh komponent laboratorike | Pajisje dentare
9615 | Vacumed® 13x75mm with gel separator + clot activator x 3,5ml of blood, Golden-Yellow cap, sterile: 42721 | KRIJON shpk | 17.06.2021 | F.L. Medical s.r.l. Unipersonale Torreglia (PD) Via Enrico Mattei, 20 | Vacumed® 13x75mm with gel separator + clot activator x 3,5ml of blood, Golden-Yellow cap, sterile: 42721 | In Vitro | Vaketa me xhel ndares dhe aktivizues. Jane sterile dhe me kapak ngjyre te verdhe gold. | Pajisje laboratori
9616 | Vacumed® 13x75mm with K3 EDTA x 3ml of blood, Violet cap, sterile: 42111 | KRIJON shpk | 17.06.2021 | F.L. Medical s.r.l. Unipersonale Torreglia (PD) Via Enrico Mattei, 21 | Vacumed® 13x75mm with K3 EDTA x 3ml of blood, Violet cap, sterile: 42111 | In Vitro | Vaketa me K3 EDTA, sterile dhe me kapak lejla. | Pajisje laboratori
9617 | ID Now™ Strep A 2; ID Now™ Strep A 2 Control Swab Kit | Pegasus | 17.06.2021 | Abbott Diagnostics Scarborough, Inc. 10 Southgate Road Scarborough, ME 04074 USA | ID Now™ Strep A 2 (734-000); ID Now™ Strep A 2 Control Swab Kit (734-080) | In Vitro | Test per zbulimin cilesor te streptokokut dhe tampone kontrolli | Pajisje te dignostikimit in vitro
9618 | ID Now™ RSV; ID Now™ RSV Control Swab Kit | Pegasus | 17.06.2021 | Abbott Diagnostics Scarborough, Inc. 10 Southgate Road Scarborough, ME 04074 USA | ID Now™ RSV (435-000); ID Now™ RSV Control Swab Kit (435-080) | In Vitro | Test per zbulimin cilesor te virusit syncial te frymemarrjes nga tamponet e hundes, fytit dhe nazofaringeal dhe tampone kontrolli per testin | Pajisje te dignostikimit in vitro
9619 | Rinse solution | Swissmed sh.p.k | 18.06.2021 | TECO Medical Instruments Production and Trading GmbH Dieselstrasse 1, 84088 Neufahrn, Germany | Rinse solution : 21 500 01; 21 500 00; 21 500 09 | In Vitro | Reagente ne trajte solucioni | Pajisje te diagnostikimit in vitro; Pajisje laboratori
9620 | Clean solution | Swissmed sh.p.k | 18.06.2021 | TECO Medical Instruments Production and Trading GmbH Dieselstrasse 1, 84088 Neufahrn, Germany | Clean solution : 21 510 00 | In Vitro | Reagente ne trajte solucioni | Pajisje te diagnostikimit in vitro; Pajisje laboratori
9621 | Coprotainer | Pegasus sh.p.k | 18.06.2021 | F.L Medical s.r.l. Unipersonale, Torreglia (PD), Via Enrico Mattei, 20 | COPROTAINER ® FAECES CONTAINER 30 ml IN POLYPROPYLENE WITH RED SCREW CAP, WITH FROSTED LABEL : 25134 | In Vitro | Kontenitor fecesh | Pajisje te diagnostikimit in vitro
9622 | Ceradix-C | Moto-Mania sh.p.k | 18.06.2021 | IMICRYL DIŞ MALZEMELERI SANAYI ve TICARET ANONIM ŞIRKETI FETIH MAHALLESI MAHIR SOKAK NO: 5/201, 42030 KARATAY/KONYA | Dental Material : Ceradix-C | I | Material dentar per perdorim ne dentistri gjate trajtimit endodontik si nje per shpelarjen dhe pastrimin e kanaleve te rrenjes se dhembit | Pajisje dentare
9623 | Dental Prosthesis Material | Moto-Mania sh.p.k | 18.06.2021 | IMICRYL DIŞ MALZEMELERI SANAYI ve TICARET ANONIM ŞIRKETI FETIH MAHALLESI MAHIR SOKAK NO: 5/201, 42030 KARATAY/KONYA | Dental Prosthesis Materials : Acrylic Teeth - Imident Lux; Primadent. Dental Acrylic Powders - Imident. Dental Acrylic Liquids - Imident, SC. Porcelain Powders and Liquids - Ceramica | Iia | Pajisje dentare si dhembe akriliku per krijimin e protezave te levizsshme, pluhur dhe likid per kurorat dhe urat provizore, material porcelanipluhur dhe likid per shtreshezimin e protezave fikse dentare | Pajisje dentare
9624 | Dental Surgical Instrument | Delta Dent | 18.06.2021 | Dental Studio Co., Ltd. C102 Indeokwon IT Vally, 40, Imi-ro, Uiwang-si, Gyeonggi-do, Korea | Dental Surgical Instrument (sipas listes se bashkengjitur) | l | Instrumenta kirurgjikal dntare | Pajisje dentare
9625 | Dental Surgical Instrument | Delta Dent | 18.06.2021 | Dental Studio Co., Ltd. C102 Indeokwon IT Vally, 40, Imi-ro, Uiwang-si, Gyeonggi-do, Korea | Dental Surgical Instrument (sipas listes se bashkengjitur) | l | Instrumenta kirurgjikal dntare | Pajisje dentare
9626 | Dental Protective Materials Polimo Varnish | MOTO-MANIA shpk | 18.06.2021 | Imicryl Diş Malzemeleri Sanayi ve Ticaret Anonim Şirketi Fetih Mahallesi Mahir Sokak No: 5/201 42030 Karatay/Konya, Turkey | Dental Protective Materials: Polimo Varnish | lla | Material flour per trajtimin e ndjeshmerise se ekspozuar te dentines dhe siperfaqeve te rrenjeve dhembore | Pajisje dentare
9627 | SYNERGY™ MONORAIL™/ SYNERGY MEGATRON™/ SYNERGY™ XD, Everolimus-Eluting Platinum Chromium Coronary stent system | Montal sh.p.k | 18.06.2021 | Boston Scientific Corporation 300 Boston Scientific Way Marlborough, MA 01752 USA | SYNERGY™ MONORAIL™/ SYNERGY MEGATRON™/ SYNERGY™ XD, Everolimus-Eluting Platinum Chromium Coronary stent system (sipas listës bashkëngjitur) | III | Pajisje mjekesore qe sherbejne per te trajtuar paciente qe kane semundje te arterieve koronare. | Pajisje te impalntueshme jo aktive
9628 | Electroencephalograph and Evoked Potential System | Biometric Albania | 21.06.2021 | EB Neuro S.p.A Via P. Fanfani, 97/A 50127-Firenze- Italia | Electroencephalograph and Evoked Potential System:BE Plus Pro - B9800078000;Bioelectrical signals amplification base unit: BE Plus Pro Light - B9800078001; BE Plus Pro Standard - B9800078002;BE Plus Pro Full - B9800078003;BE Plus Pro Advanced - B9800078004 | llb | Sistem Ezhe EEG | Pajisje elektromekanike; Produkte per institucione te kujdesit shendetesor
9629 | Laparoscopic instruments | O.E.S Distrimed | 21.06.2021 | RZ Medizintechnik GmbH Unter Hasslen 20 78532 Tuttlingen, Germany | Laparoscopic instruments (sipas listes se bashkengjitur) | llb | Instrumente laparoskopike perdorim ne kirurgji | Instrumenta shumeperdorimeshe
9630 | Infusion Pumps; syringe Pumps; Infusion Work Station | O.E.S Distrimed | 21.06.2021 | Shenzhen Enmind Technology Co, Ltd Room 201, Block A, No.1, Qianhai Road 1, Qianhaishen Port Cooperative District, Shenzhen, 518000, Guangdong, China | Infusion Pumps - EN-V7; EN-V7 Smart; Syringe Pumps - EN-S7; EN-S7 Smart; Infusion Work Station - EN-D7; EN-D7 Smart | llb | Pompa dhe shiringa infuzioni dhe stacione pune per infuzion, perdorim spitalor | Pajisje elektromekanike
9631 | Sure Status® COVID-19 Antigen Card Test: SS03P25CE, SS03P30CE, SS03P50CE, SS03P100CE | PEGASUS shpk | 21.06.2021 | Premier Medical Corporation Private Limited A1-302, GIDC, Sarigam - 396155. Dist. Valsad, Gujarat, India | Sure Status® COVID-19 Antigen Card Test: SS03P25CE, SS03P30CE, SS03P50CE, SS03P100CE | In Vitro | Test qe perdoret per zbulimin cilesor te antigjenit te SARS-CoV-2 ne mostrat e tamponit nazofaringeal te mbledhura drejtperdrejt nga individet e dyshuar. | Pajisje te diagnostikimit in vitro
9632 | Coatron A6 plus | SWISSMED shpk | 21.06.2021 | TECO Medical Instruments Production and Trading GmbH Dieselstrasse 1, 84088 Neufahrn, Germany | Coatron A6 plus | In Vitro | Analizues plotesisht i automatizuar i koagulimit. | Pajisje te diagnostikimit in vitro
9633 | Endoguide T PVC | Arli Pharma sh.p.k | 22.06.2021 | Willy Rüsch GmbH, Willy-Rüsch-Strasse 4 - 10, 71394 Kernnen i. R. Germany | Endoguide T PVC + 15mm & LL conectors Intubation aid / Tube exchanger: 503100, 503110 | IIa | Pajisje qe sherben ne anestezi per kryerjen e shkembimit te frymemarrjes | Pajisje nje perdorimeshe
9634 | Sterile holder for treatment/maintenance of biological samples | Express Pharma shpk | 22.06.2021 | HUMAN BRAIN WAVE S.R.L. Corso Galileo Ferraris, 63 - 10128, Torino, (TO) Italia | Sterile holder for treatment/maintenance of biological samples (sipas listës bashkëngjitur) | IIa | Mbajtese sterile per ruajtjen/ trajtimin e mostrave biologjike | Tjeter
9635 | Portable DC electrocautery : JETT PLASMA For Her II | Express Pharma shpk | 22.06.2021 | COMPEX, spol, s.r.o. Palackeho trida 924/105, 612 00 Brno, Czezh Republic | Portable DC electrocautery : JETT PLASMA For Her II | IIb | Pajisje mjekesore e cila perdoret ne kirugji me tekniken e elektrokauterizimit per te marr pjese te demtuara, te panevojshme te indeve
9636 | Portable DC electrocautery : JETT PLASMA LIFT MEDICAL | Express Pharma shpk | 22.06.2021 | COMPEX, spol, s.r.o. Palackeho trida 924/105, 612 00 Brno, Czezh Republic | Portable DC electrocautery : JETT PLASMA LIFT MEDICAL (sipas listës bashkëngjitur) | IIb | Pajisje mjekesore e cila perdoret ne kirugji me tekniken e elektrokauterizimit per te marr pjese te demtuara, te panevojshme te indeve | Tjeter
9637 | Patient Monitoring System | Euromed sh.p.k | 22.06.2021 | aXcent medical GmbH, Josef-Görres-Platz 2, 56068 Koblenz / Germany | Patient Monitoring System: CETUS x12 200-200 | IIb | Pajisje per monitorimin e parametrave jetik te pacientit. | Tjeter
9638 | Rusch Flexislip Endotracheal Tube Stylet with Soft Distal Tip | Arli Pharma | 23.06.2021 | Teleflex Medical Sdn, Bhd. Lot PT 2577, Jalan Perusahaan 4, 34600 Kamunting, Perak, Malaysia | Rusch Flexislip Endotracheal Tube Stylet with Soft Distal Tip Size 06-14 (503700) | l | Tub qe perdoret ne anestezi | Pajisje nje pedorimeshe
9639 | Breathing System;Filter; Ventilator Accessories | O.E.S Distrimed | 23.06.2021 | Covidien IIc, 15 Hampshire Street, Mansfield MA 02048, USA | Breathing System;Filter; Ventilator Accessories (sipas listes se bashkengjitur) | lla | Sisteme respiratore, Filtra dhe aksesore per ventilator mjekesor | Produkte per institucione te kujdesit shendetesor
9640 | ABTest Card 79070 | 2A Pharma | 23.06.2021 | Diagast 251 avenue Eugène Avinée, Eurasanté Parc 59120 Loos France | ABTest Card - 79070 | In Vitro | Kit per kofirmimin e grupit te gjakut | Tjeter
9641 | Gutta Percha Obturation Device: Fi-P; Fi-G; | Moto-Mania sh.p.k | 24.06.2021 | Guilin Woodpecker Medical Instrument Co., Ltd. Information Industrial Park, Guilin National High-Tech Zone, Guilin Guangxi, 541004, P.R.China | Gutta Percha Obturation Device: Fi-P; Fi-G; | Iia | Pajisje per zbutjen e materialit mbushes gutaperke gjate trajtimit rrenjor, shperndan materialin mbushes ne te gjithe gjatesine e kanalit. | Pajisje dentare
9642 | Dental Diode Laser device: LX16; LX16 PLUS; | Moto-Mania sh.p.k | 24.06.2021 | Guilin Woodpecker Medical Instrument Co., Ltd. Information Industrial Park, Guilin National High-Tech Zone, Guilin Guangxi, 541004, P.R.China | Dental Diode Laser device: LX16; LX16 PLUS; | Iib | Pajisje e laserit I cili perdoret ne kirurgjine e indeve te buta, sterilizimin endodontik, sterilizimin periodontal, periimplantimin, ulceren orale dhe zbardhjen e dhembeve. | Pajisje dentare
9643 | Snake Retractor | Arli Pharma sh.p.k | 24.06.2021 | Ackermann Instrumente GmbH, Eisenbahnstrasse 65-67, 78604, Rietheim-Willheim, Germany | Device for endoscopy, Reprocessing and Equipment : Snake Retractor, angled in sheath, 80mm triangular, 340mm, 5.05 mm: 13-1665. Snake retractor, straight, 80mm triangular, 340mm, 5.05 mm: 13-1666 | I | Instrumenta qe perdoren ne endoskopine urologjike per te nxjerre materialet gjate operacionit | Pajsje nje perdorimeshe
9644 | Nasopharyngeal airways | Arli Pharma sh.p.k | 24.06.2021 | Teleflex Medical Sdn. Bhd. Lot PT 2577, Jalan perusahaan 4, 34600 Kamunting, perak, Malaysia | Robertazzi Nasopharyngeal Airway; PVC Nasopharyngeal Airway; Nasopharyngeal Airway; RUSCH Gold® Nasopharyngeal Airway with Adjustable Flange; Robertazzi Nasopharyngeal Airway, yellow; Wirupren ® Nasopharyngeal Airway Robertazzi pattern; Wirupren ® Nasopharyngeal Airway with Adjustable Flange; Nasopharyngeal Airway with Adjustable Flange (sipas listës bashkëngjitur) | Is | Tuba qe perdoren ne anestezo | Pajsje nje perdorimeshe
9645 | Soft Tissue Biopsy | Arli Pharma sh.p.k | 24.06.2021 | STERYLAB S.r.l. Via Magenta, 77/6 - IT 20017 RHO (MI) | Disposable Biopsy Device : Multicore, Multicore +; Multicore ++; Multicore DC; Multicore DC+; Multicore DC ++; Multicore TC; Multicore TC+ (Soft Tissue Biopsy) | IIa | Age biopsie per prostaten | Pajsje nje perdorimeshe
9646 | Total PSA ELISA - EIA-3719 | Swissmed sh.p.k | 24.06.2021 | DRG Instruments GmbH, Frauenbergstr. 18, 35039 Marburg Germany | Total PSA ELISA - EIA-3719 | In Vitro | Reagent ne trajte solucioni | Pajisje të diagnostikimit in vitro
9647 | Fluoridation Products | Moto-Mania sh.p.k | 24.06.2021 | Tehnodent GmbH, Neue Str.67, 99846 Seebach, Germany | Fluoridation Products : Ftor-Lux Kit for deep penetration fluoridation | IIa | Material per trajtimin e indeve te forta te dhembeve gjate trajtimit te paradontiti, parandalimin e kariesit primar dhe sekondar | Pajisje dentare
9648 | Dia-Duo | Moto-Mania sh.p.k | 24.06.2021 | DiaDent Group International 16, Osongsaengmyeong 4-ro Osong-eup, Heungdeok-gu, Cheongju-si Chungcheongbuk-do, 28161, Republic of Korea | Gutta Percha Obturation System : Dia-Duo (Duo-Gun, Duo-Pen) | IIa | Pajisje dentare qe perdoret ne mbushjen e kanalit te dhembit dhe nepermjet nxehtesise pret dhe ngjesh ne menyre vertikale gutaperkat | Pajisje dentare
9649 | Pneumotrac | Fedos sh.p.k | 25.06.2021 | Vitalograph (Ireland) Ltd. Gort Road Business park, Ennis, Co.Clare, Ireland | Pneumotrac 6800 | Iia | Pajisje mjekesore per test mjekesor i cili mat volumin e ajrit qe thith ose nxjerr pacienti ne varesi te kohes | Pajisje anestezie dhe respiratore
9650 | Electrocardiogtaph | Fedos sh.p.k | 25.06.2021 | Sino-Hero (Shenzen) Bio-medical Electronics Co., LTD. A area, Second Floor, First Building, Tongkangfu Industrial park, Yingrenshi Community, Shiyan Sub-District, Bao'an District, 518108, Shenzen, P.R. China | Electrocardiogtaph SE508 | IIb | Elektrokardiografi per ekzaminimin e zemres | Pajisje elektromekanike
9651 | Hemo-Cath LT Catheters | Biometric Albania | 25.06.2021 | Medical Components, Inc. dba Medcomp 1499 Delp Drive Harleysville, PA 19438, USA | Hemo-Cath LT Catheters (sipas listes se bashkengjitur) | lll | Kateter pediatrik per hemodialize | Pajisje nje pedorimeshe; Produkte per institucione te kujdesit shendetesor
9652 | Recirculation Adapter | Biometric Albania sh.p.k | 25.06.2021 | GAMBRO Renal Products S.S. de C.V. Boulevard Pacifico No. 10014, Parque Industrial Pacifico, Tijuana, baja California, C.P. 22643, Mexico | Recirculation Adapter/ Priming Connector 106283 | Iia | Aksesor per hemodialize | Pajisje njeperdorimeshe
9653 | HS Accessories for Surgical Microscopes Systems | O.E.S Distrimed | 28.06.2021 | Haag-Streit Surgical GmbH & Co. KG Rosengarten 10, D-22880 Wedel, Germany | HS Accessories for Surgical Microscopes Systems (sipas listes se bashkengjitur) | l | Aksesore per mikroskope kirurgjikale, perdorim spitalor | Pajisje oftalmike dhe optike; instrumenta shumeperdorimesh
9654 | Gutta Percha Points; Sterile Absorbent Paper Points | Prodental shpk | 28.06.2021 | TIANJIN GAPADENT CO., LTD. No.24 FengZe Road, (ZhangJiaWo Industrial Area), Automotive Industrial Area, XiQing District, 300380 Tianjuin, P.R. China | Gutta Percha Points; Sterile Absorbent Paper Points | lla | Produkt dentar per tharjen e kanaleve; material i mbushjes se perhershme te rrenjes se dhembit. | Pajisje dentare
9655 | Xeriwon Nose Spray / Free nose Sea water nasal spray (Power Health) | Farma Net Albania shpk | 28.06.2021 | Wondfo Biotech GmbH Reichenbachstr. 4, CH-3004 Bern, Switzerland | Xeriwon Nose Spray / Free nose Sea water nasal spray (Power Health) | l | Spraj nazal qe permban uje deti, dekspentanol, echinacea dhe zink. Pastron, lehteson dhe mbron mukozen nazale nga te ftohti dhe irritimet. | Tjeter
9656 | HS Carrying Systems for Surgical microscopes | O.E.S Distrimed | 28.06.2021 | Haag-Streit Surgical GmbH & Co. KG Rosengarten 10, D-22880 Wedel, Germany | HS Carrying Systems for Surgical microscopes (sipas listes se bashkengjitur) | l | Mbajtese dhe Sisteme mbajtese per mikroskope kirurgjikale | Tjeter
9657 | HS Surgical Microscope | O.E.S Distrimed | 28.06.2021 | Haag-Streit Surgical GmbH & Co. KG Rosengarten 10, D-22880 Wedel, Germany | HS Surgical Microscope for Microsurgical operating system (sipas listes se bashkengjitur) | l | Mikroskope mjekesor kirurgjikal | Pajisje oftalmike dhe optike
9658 | Multi-parameter Patient Monitor C70; C86; C90 | O.E.S Distrimed | 28.06.2021 | SHENZHEN COMEN MEDICAL INSTRUMENTS CO., LTD. Floor 10, Floor 11 and section C of Floor 12 of Building 1A & Floor 1 to Floor 5 of Building 2, FIYTA Timepiece Building, Nanhuan Avenue, Matian Sub-district. Guangming District, Shenzhen, Guangdong 518106, P.R. China | Multi-parameter Patient Monitor C70; C86; C90 | llb | Monitor pacienti multiparametrike per monitorim pacenti, perdorim spitalor | Produkte per institucione te kujdesit shendetesor
9659 | ATAR Temporary Extension Cables (sipas listes bashkengjitur) | Biometric Albania shpk | 28.06.2021 | Oscor Inc. 3816 DeSoto Blvd, Palm Harbour, FL. 34683 U.S.A | ATAR Temporary Extension Cables (sipas listes bashkengjitur) | l | Kabull zgjatues per PaceMaker te jashtem. | Produkte per institucione te kujdesit shendetesor
9660 | LUX 100 Clear Type Head Mirror-use with battrery: 31109 | Biometric Albania shpk | 28.06.2021 | GIMA S.P.A., Via Macroni 1, 20060 Gessate (MI) - Italy | LUX 100 Clear Type Head Mirror-use with battrery: 31109 | l | Llampe per ekzaminim ballor te pacientit. | Produkte per institucione te kujdesit shendetesor
9661 | everX Flow; everX Posterior (sipas listes bashkengjitur) | EURODENTA shpk | 28.06.2021 | GC Europe N.V. Research Park, Interleuvenlaan 33, Leuven B-3001 Belgium | everX Flow; everX Posterior (sipas listes bashkengjitur) | lla | Kompozite flow me fiber, per mbushjen e dhembit. | Pajisje dentare
9662 | Xper Flex Cardio Physiomonitoring System: 860335 FC2010 (UDI-DI 0884838BM554TA) | Health & Light shpk | 28.06.2021 | INVIVO, a division of Philips Medical Systems 12151 Research Parkway, Orlando FL 32826, USA | Xper Flex Cardio Physiomonitoring System: 860335 FC2010 (UDI-DI 0884838BM554TA) | llb | Ssitem monitorimi kardiak per monmitorimin e procesit tkardiak te pacientit. | Pajisje elektromekanike
9663 | Accessories for Dental Materials (sipas listes bashkengjitur) | MARLEN/E shpk | 28.06.2021 | Dentronics, Inc. 2833 Tophill Road, Monroe, NC 28110, USA | Accessories for Dental Materials (sipas listes bashkengjitur) | l | Aksesore per materiale dentare. | Pajisje dentare
9664 | INSTC Instrument Check | Evita | 28.06.2021 | Roche Diagnostics GmbH Sandhofer Strasse 116 D-68305 Mannheim, Germany | INSTC Instrument Check - 08063001190 | In Vitro | Reagent per kontrollin e pipetimit te mostres nga aparati | Tjeter
9665 | ENT-017-Diedo® Powered Dissector & Drill System and PK® DiegoSystem, Diego® Spine and Diego® Elite | MSE | 28.06.2021 | Gyrus ACMI, Inc. 9600 Louisiana Ave. North, Brooklyn Park, MN 55445 USA | ENT-017-Diedo® Powered Dissector & Drill System and PK® DiegoSystem, Diego® Spine and Diego® Elite (sipas listes se bashkengjitur) | lla | Instrumenta Kiurgjikal perdorim ne ENT | Tjeter
9666 | Dental Materials | EURODENTA shpk | 28.06.2021 | BILKIM TIBBI URUNLER SAN.VE TIC.LTD.STI Kazimpasa mahallesi,1212/1 sokak, No:1/1 Menemen, Izmir, TURQI | Dental Materials (sipas listes se bashkengjitur) | l | Pomice, dyll, allci, rivestiment, materiale kafshimi | Pajisje dentare
9667 | Nasal Cannula Adult Tube 2M10 Non Sterile: LOC28MA; LOC28MAS - Nasal Cannula Infant Tube 2M10 Non Sterile: LOC28ME; LOC28MES - Nasal Cannula Neonatale Tube 2M10 Non Sterile: LOC28MN; LOC28MNS; Nasal Cannula Small Adult/Teenager Tube 2M10 Non Sterile: LOC28MP - Nasal Cannula Pediatrique Tube 2M10 Non Sterile: LOC28MPS - HUDSON RCI Comfort Flo Plus Chin Strap: 2412-10 ; HUDSON RCI Comfort Flo Plus Cannula with Chin Strap: 2412-11 Large; 2412-12 Medium; 2412-12 Small | ArliPharma sh.p.k | 28.06.2021 | Teleflex Medical Sdn. Bhd. Lot PT 2577, Jalan perusahaan 4, 34600 Kamunting, perak, Malaysia | Nasal Cannula Adult Tube 2M10 Non Sterile: LOC28MA; LOC28MAS - Nasal Cannula Infant Tube 2M10 Non Sterile: LOC28ME; LOC28MES - Nasal Cannula Neonatale Tube 2M10 Non Sterile: LOC28MN; LOC28MNS; Nasal Cannula Small Adult/Teenager Tube 2M10 Non Sterile: LOC28MP - Nasal Cannula Pediatrique Tube 2M10 Non Sterile: LOC28MPS - HUDSON RCI Comfort Flo Plus Chin Strap: 2412-10 ; HUDSON RCI Comfort Flo Plus Cannula with Chin Strap: 2412-11 Large; 2412-12 Medium; 2412-12 Small | Iia | Kanjula qe perdoren ne anestezi. | Pajisje nje perdorimeshe
9668 | Endoscopic Sheaths | O.E.S Distrimed Sh.p.k | 28.06.2021 | RZ Medizintechnik GmbH Unter Hasslen 20 78532 Tuttlingen, Germany | Endoscopic Sheaths (sipas listës bashkëngjitur) | IIa | Instrumenta kirurgjikale endoskopike. | Instrumenta shumeperdorimesh
9669 | Infsufflator | O.E.S Distrimed Sh.p.k | 28.06.2021 | W.O.M WORLD OF MEDICINE GmbH Salzufer 8, 10587 Berlin, Germany | Infsufflator 50L - FM134; LAP-Pump - PP120 (sipas listës bashkëngjitur) | Is; IIa | Pajisje insuflator dhe pompe irrigimi/insuflimi dhe aksesoret, pjese e sistemit kirurgjikal laparoskopik per perdorim spitalor | Instrumenta shumeperdorimesh; Pajisje njeperdorimeshe
9670 | Omniceram Evolution | Futura-Dent sh.p.k | 28.06.2021 | Omnident Dental-Handelsgesellschat mbH, Gutenbergring 5, 63110 Rodgau, Germany | Permanent Care: OmniCeram èvolution | Iia | Kompozit per mbushje dhembesh | Pajisje dentare
9671 | Cryogenic Surgical Instrument | Express Pharma | 28.06.2021 | H & O Equipments NV/SA Rue des Journaliers 1 7822 Ghislenghien, Belgium | Cryogenic Surgical Instruments (sipas listes se bashkengjitur) | lla | Pajisje krioterapie e cila perdore temperatura ekstreme per heqjen e indit anormal | Tjeter
9672 | Lenodiar Pediatric: ALADIAPGRX | Globalsher shpk | 29.06.2021 | ABOCA S.p.A. Società Agricola Località Aboca, 20 - 52037 Sansepolcro (AR) - Italy | Lenodiar Pediatric: ALADIAPGRX | lla | pajisje mjekesore qe rekomandohet ne trajtimin e diarrese me origjine te ndryshme tek femijet. Rekomandohet qe femija te marre nje sasi te pershtatshme lengjesh per te shmangur rrezikun e dehidratimit. Nga mosha 1 vjec e siper. | Pajisje terapie komplementare
9673 | Lenodiar Adult: ALADIAOPX | Globalsher shpk | 29.06.2021 | ABOCA S.p.A. Società Agricola Località Aboca, 20 - 52037 Sansepolcro (AR) - Italy | Lenodiar Adult: ALADIAOPX | lla | pajisje mjekesore qe rekomandohet ne trajtimin e diarrese me origjine te ndryshme tek te ttiturit. Rekomandohet qe femija te marre nje sasi te pershtatshme lengjesh per te shmangur rrezikun e dehidratimit. Nga mosha 12 vjec e siper. | Pajisje terapie komplementare
9674 | Colilen IBS: ALCOLIDMOPX | Globalsher shpk | 29.06.2021 | ABOCA S.p.A. Società Agricola Località Aboca, 20 - 52037 Sansepolcro (AR) - Italy | Colilen IBS: ALCOLIDMOPX | llb | Keshillohet ne trajtimin e sindromes se intestinit te irrituar qe karakteruizohet nga dhimbje, enjtje, distension dhe shqetesime abdominale. | Pajisje terapie komplementare
9675 | TSH ELISA: EIA-4171 | SWISSMED shpk | 29.06.2021 | DRG Instruments GmbH Frauenbergstraße 18, D-35039 Marburg | TSH ELISA: EIA-4171 | In Vitro | Reagent ne trajte solucioni. | Pajisje te diagnostikimit in vitro
9676 | e¦1 Analyzer and accessories (sipas listes bashkengjitur) | Aeskulap shpk | 29.06.2021 | EXIAS Medical GmbH Kratkystraße 2, 8020 Graz - Austria | e¦1 Analyzer and accessories (sipas listes bashkengjitur) | In Vitro | Pajisje per matjen sasiore te elektroliteve. | Pajisje te diagnostikimit in vitro
9677 | Blood Collections Tubes and Serum Separators (sipas listes bashkengjitur) | Gamma shpk | 29.06.2021 | Nuova Aptaca s.r.l, Regione Montorte, 30-14053 CANELLI (Asti) Italy | Blood Collections Tubes and Serum Separators (sipas listes bashkengjitur) | In Vitro | Tuba mbledhje gjaku dhe tuba me antikoagulant per ndarje serumi. | Pajisje te diagnostikimit in vitro
9678 | Tips for Micropipettes (sipas listes bashkengjitur) | Gamma shpk | 29.06.2021 | Nuova Aptaca s.r.l, Regione Montorte, 30-14053 CANELLI (Asti) Italy | Tips for Micropipettes (sipas listes bashkengjitur) | In Vitro | Maja per mikropipeta. | Pajisje te diagnostikimit in vitro
9679 | Microscope Slides (sipas listes bashkengjitur) | Gamma shpk | 29.06.2021 | Nuova Aptaca s.r.l, Regione Montorte, 30-14053 CANELLI (Asti) Italy | Microscope Slides (sipas listes bashkengjitur) | In Vitro | Xhama mikriskopi. | Pajisje te diagnostikimit in vitro
9680 | Gynecological devices | Shift | 29.06.2021 | RI.MOS. SRL 41037 Mirandola (MO) - Via Manuzio 15 (ITA) - Italy | Gynecological devices (sipas listes se bashkengjitur) | ls; lla; llb | Produkte gjinekologjike nje perdorimeshe, dispozitiv mjekesor per fertilitetin, shtatezanine, produkte me baze bimore | Pajisje nje perdorimeshe; Pajisje me prejardhje biologjike; Pajisje laboratori
9681 | Electromedical devices for oral surgery and podiatry | Shift | 29.06.2021 | Mariotti & C. S.r.l. Via Seganti, 73 47121 Forli, FC - Italy | Electromedical devices for oral surgery and podiatry: MiniUNIKO C.L; MiniUNICO C (EZEEPLANT/EXCALIBUR); MiniUNICO F (GX-ONE);MiniUNICO PZ; MiniUNICO PZL; UNIKO PZ (MAXIPIEZO DUO) - MD 1106 MiniUNIKO G (EMX -1 / PRAD-2) - MD 1104 | lla | Aparature per manipulimin kockor, dispozitiv elektromjekesor per kavitetin oral | Pajisje dentare; Pajisje elektromekanike
9682 | Intra-Aortic Balloon Catheter Set | O.E.S Distrimed | 30.06.2021 | Balton Sp. Z.o.o. ul. Nowy Siat 7/14 00-496 Warszawa, Poland | Intra-Aortic Balloon Catheter Set (sipas listes se bashkengjitur) | lll | Set kateteresh intra- aortike me balone qe perdoren ne hemodinamiken kardiologjike | Pajisje nje perdorimeshe
9683 | Materiale mase silikoni | Shift sh.p.k | 30.06.2021 | Major Prodotti Dentari S.p.A., Via Luigi Einaudi 23, 10024 Moncalieri, TO -Italia | Addition Vinyl Polysiloxane based soft reline material; Poly- (methyl methacrylate) (PMMA) (sipas listës bashkëngjitur) | IIa | Produkte per marrje mase | Pajisje dentare
9684 | Instrumenta dentare | Shift sh.p.k | 30.06.2021 | Asa Dental Spa Via Valenzana, 60 55054 Massarosa, Bozzano, LU, Italy | Dental Instruments; Disposable Saliva Ejectors(sipas listës bashkëngjitur) | I; IIa | Instrumenta dentare shume perdorimeshe te sterilizueshme, kanjula nje perdorimedhe per aspirim ne kavitetin oral | Instrumenta shumeperdorimesh; Pajisje njeperdorimeshe; Pajisje laboratori
9685 | EC 90: INS00079; EC cartridge M: REG00056; EC cartridge L: REG00057; EC cartridge S: REG00058; EC cartridge S plus iCa: REG00061; EC cartridge M plus iCa: REG00062; EC cartridge L plus iCa: REG00063; EC urine diluent: REG00059 | PEGASUS shpk | 30.06.2021 | Erba Lachema s.r.o., Brno Karasek 2219/1d, Czech Republic | EC 90: INS00079; EC cartridge M: REG00056; EC cartridge L: REG00057; EC cartridge S: REG00058; EC cartridge S plus iCa: REG00061; EC cartridge M plus iCa: REG00062; EC cartridge L plus iCa: REG00063; EC urine diluent: REG00059 | In Vitro | Aparature me reagentet perkates per kryerjeb e analizave te gjakut, plazmes, urines per matjen e elektroliteve. | Pajisje te diagnostikimit in vitro
9686 | EC 90: INS00079; EC cartridge M: REG00056; EC cartridge L: REG00057; EC cartridge S: REG00058; EC cartridge S plus iCa: REG00061; EC cartridge M plus iCa: REG00062; EC cartridge L plus iCa: REG00063; EC urine diluent: REG00059 | Labopharma shpk | 30.06.2021 | Erba Lachema s.r.o., Brno Karasek 2219/1d, Czech Republic | EC 90: INS00079; EC cartridge M: REG00056; EC cartridge L: REG00057; EC cartridge S: REG00058; EC cartridge S plus iCa: REG00061; EC cartridge M plus iCa: REG00062; EC cartridge L plus iCa: REG00063; EC urine diluent: REG00059 | In Vitro | Aparature me reagentet perkates per kryerjeb e analizave te gjakut, plazmes, urines per matjen e elektroliteve. | Pajisje te diagnostikimit in vitro
9687 | Access Wash Buffer II: A16792; UniCel Dxl Access Immunoassay Systems Wash Buffer II: A16793, A79784 | MONTAL shpk | 30.06.2021 | Beckman Coulter Inc. 250 South Kraemer Blvd., Brea, California, 92821, USA | Access Wash Buffer II: A16792; UniCel Dxl Access Immunoassay Systems Wash Buffer II: A16793, A79784 | In Vitro | Reagent tretesire me destinacion te pergjisthshem. | Pajisje te diagnostikimit in vitro
9688 | RRS HA Long Lasting | Pharmawest | 30.06.2021 | Skin Tech Pharma Group S.L. C/Pla de l'Estany, 29 17486, Castello d'Empuries, Girona, Spain | RRS® HA Long Lasting | lll | Pajijse qe perdoren per trajtimin e plakjes, atrofin dermale, tharje lekure, rrudha | Pajisje te implantueshme jo aktive
9689 | RRS® HA Injectable; RRS® HA Skin Relax with Bonta 568; RRS® Hyalift® 35 Syringe; RRS® Hyalift® 35 | Pharmawest | 30.06.2021 | Skin Tech Pharma Group S.L. C/Pla de l'Estany, 29 17486, Castello d'Empuries, Girona, Spain | RRS® HA Injectable; RRS® HA Skin Relax with Bonta 568; RRS® Hyalift® 35 Syringe; RRS® Hyalift® 35 | lll | Implant dermal per trajtimin e foto plakjes dhe pasojave te saj | Pajisje te implantueshme jo aktive
9690 | RRS® Happy Intim® Ribirth Gel; RRS® Happy Intim® Revival | Pharmawest | 30.06.2021 | Skin Tech Pharma Group S.L. C/Pla de l'Estany, 29 17486, Castello d'Empuries, Girona, Spain | RRS® Happy Intim® Ribirth Gel; RRS® Happy Intim® Revival | lll | Implant dermal per trajtimin e foto plakjes dhe pasojave te saj | Pajisje te implantueshme jo aktive
9691 | Endoscopes | O.E.S Distrimed sh.p.k | 29.06.2021 | RZ Medizintechnik GmbH Unter Hasslen 20 D-78532 Tuttlingen Germany | Endoscopes: Arthroscopes; Bronchoscopes; Hysteroscopes; Laparoscopes; Laryngoscopes; Nasopharyngoscopes; Nasoscopes; Otoscopes ;Nephroscopes; Cystoscopes, Rigid;; Percutaneous Diskectomy Systems, Automated Ureterorenoscopes (sipas listës bashkëngjitur) | Iia | Pajisje dhe instrumenta mjekesore endoskopes qe perdoren ne kirurgjine endoskopike. | Instrumenta shumëpërdorimëshe
9692 | Transport incubator | O.E.S Distrimed sh.p.k | 01.07.2021 | Ningbo David Medical Device Co., Ltd. No.2, Keyuan Road, Shipu Science and Technology Park, Xiangshan 315731 Ningbo, Zhejiang Province, P.R.CH. | Transport Incubator : TI-2000; TI-2001 Series (including TI-2100, Ti-2100A, TI-2100B); TI-3000 Series (including TI-3000, Ti-3000A, TI-3000B) | IIb | pajisje inkubator per transport te femijeve neoonatale, perdorim spitalor | Pajisje per institucione te kujdesit shendetesor
9693 | PTCA Guide wires RIDER with hydrophylic coating | O.E.S Distrimed sh.p.k | 01.07.2021 | Balton Sp. Z.o.o. ul. Mowy Swiat 7/14, 00-496 Warszawa, Poland | PTCA Guide wires RIDER with hydrophylic coating (sipas listës bashkëngjitur) | III | Tela drejtuese RIDER me veshje hidrofilike per perdorim ne hemodinamike, kardiologji | Pajisje nje perdorimeshe
9694 | GC Initial (sipas listes bashkengjitur) | EURODENTA shpk | 01.07.2021 | GC Europe N.V. Research Park, Interleuvenlaan 33, Leuven B-3001 Belgium | GC Initial (sipas listes bashkengjitur) | lla | Pudra qeramike per ngjyrim dhembesh artificiale. | Pajisje dentare
9695 | GC Initial | Eurodenta sh.p.k | 01.07.2021 | GC EUROPE N.V. Research Park Interleuvenlaan 33 B-3001 Leuven Belgium | GC Initial (sipas listës bashkëngjitur) | Iia | Pudra qeramike per ngjyrim dhembesh artificiale. | Pajisje dentare
9696 | Dental materials (sipas listes bashkengjitur) | EURODENTA shpk | 01.07.2021 | SDI Limited 3-15 Brunsdon Street, Bayswater, Victoria 3153, Australia | Dental materials (sipas listes bashkengjitur) | lla | Cement me baze polimerizuese, glasinomere, materiale mbushese rezinoze. | Pajisje dentare
9697 | Elgydium Clinic Sensileave Gel | Bylis Pharma sh.p.k | 01.07.2021 | Pierre Fabre Medical Device, 29 avenue du Sidobre, 81106 Castres Cedex, France | Dental Coating Gel Anti Hypersensitivity - Elgydium Clinic Sensileave Gel PR4006 : Elgydium Clinic Sensileave Gel 30 ml 736 108; Elgydium Clinic Sensileave Gel 30 ml 736 112; Elgydium Clinic Sensileave Gel 30 ml 736 125; Elgydium Clinic Sensileave Gel 30 ml 241 967; Elgydium Clinic Sensileave Gel 30 ml 214 590; Elgydium Clinic Sensileave Gel 5 ml 209 131; Elgydium Clinic Sensileave Gel 5 ml 242 032; Elgydium Clinic Sensileave Gel 5 ml 249 244 | I | Eshte nje xhek qe krijon nje film mbi dhembin, kunder hiperndjeshmerise dentare, me ngjyre jeshile, me shije mente dhe indikohet per lehtesimine dhimbjeve te shkaktuara nga hiperndjeshmeria dentare | Tjeter
9698 | Zolid gen, Ceramall Sintron | Karetek sh.p.k | 01.07.2021 | Amann Girrbach AG, Herrschaftswiesen 1, 6842 Koblach/ Austria | Dental materials : Zolid gen-x BL 98x16 - 766810; Ceramill Sintron 98x12N - 761130 | Iia | Disqe per frezatore ne prodhimin e dhembeve | Pajisje dentare
9699 | Access TSH (3rd IS)(reagent pack) - B63284; Access TSH (3rd IS) Calibrators - B63285 | Montal sh.p.k | 01.07.2021 | Immunotech S.A.S 130 Avenue de Lattre de Tassigny-BP177 13276 Marseille cedex 9, France | Access TSH (3rd IS)(reagent pack) - B63284; Access TSH (3rd IS) Calibrators - B63285 | In Vitro | Reagent dhe kalibrator qe sherbejne per percaktimin sasior te hormoneve te stimulimit te tiroides. | Pajisje të diagnostikimit in vitro
9700 | Latex Examination Gloves Powdered | Florifarma sh.p.k | 01.07.2021 | Top Glove SDN. BHD. Lot 4969, Jalan teratai, Batu 6, Off jalan Meru, 41050 Klang, Selangor D.E>, Malaysia | Latex Examination Gloves Powdered | I | Doreza jo sterile me puder. | Pajisje nje perdorimeshe
9701 | Angio-Seal Evolution Closure device C610136; C610137 | Biometric Albania sh.p.k | 01.07.2021 | Terumo Medical Corporation 265 Davidson Ave. Suite 320, Somerset, NJ 08873 USA | Angio-Seal Evolution Closure device C610136; C610137 | III | Pajisje per ngjitje vaskulare. | Pajisje nje perdorimeshe
9702 | Fetal vacuum extractor- 6110-A9 VENTOSA-MAX 66119; Fetal vacuum extractor- 6110-A10 VENTOSA-SIEM 66200 | Biometric Albania sh.p.k | 01.07.2021 | SIEM-NOVA S.r.l. 20089 ROZZANO (Milano) via C. Varalli nr. 1C/18 ITALY | Fetal vacuum extractor- 6110-A9 VENTOSA-MAX 66119; Fetal vacuum extractor- 6110-A10 VENTOSA-SIEM 66200 | Iib | Ekstraktor me vakum per foshnjat. | Instrumenta shumeperdorimesh
9703 | Electrocardiograph E65 | FarmaNet sh.p.k | 01.07.2021 | Guangdong Biolight Meditech Co., Ltd. No. 2 Innovation First Road, Technical Innovation Coast, Hi-tech Zone, Zhuhai, P.R.China | Electrocardiograph E65 | Iia | Perdoret per regjistrimin e aktivitetit elektrik dhe muskular te zemres. | Produkte për institucione të kujdesit shëndetësor
9704 | Introducers version braided and non-braided - kits to introduce and exchange catheters and endocavitary electrodes with or without hemostasis valve (sipas listes bashkengjitur) | O.E.S DISTRIMED shpk | 02.07.2021 | Balton Sp. z o. o. 00-496 Warszawa, ul. Nowy Świat 7/14, Poland | Introducers version braided and non-braided - kits to introduce and exchange catheters and endocavitary electrodes with or without hemostasis valve (sipas listes bashkengjitur) | lla | Introduktore mjekesore, versionet e thurura dhe te pa thurura per introduktimin dhe shkembimin e katetereve dhe elektrodave endokavitare, me ose pa valvula hemostatike, perdorim ne hemodinamike-kardiologji. | Pajisje nje perdorimeshe
9705 | Footswitches, cables and accessories of medical devices | O.E.S Distrimed | 02.07.2021 | Covidien IIc, 15 Hampshire Street, Mansfield MA 02048, USA | Footswitches, cables and accessories of medical devices (sipas listes se bashkengjitur) | l | Aksesore per pajisje mjekesore: pedale komandimi, kabuj, adaptor etj. Perdorim spitalor | Instrumenta shumeperdorimesh
9706 | Merocel ENT Packing Products | O.E.S Distrimed | 02.07.2021 | Medtronic Xomed, Inc. 6743 Southpoint Drive North Jacksonville FL 32216 USA | Merocel ENT Packing Products (sipas listes se bashkengjitur) | l | Materiale mjekesore per ORL, perdorim spitalor | Pajisje nje perdorimeshe
9707 | Speculums/ Laryngoscope, rigid | MSE sh.p.k | 02.07.2021 | evonos GmbH & Co.KG Stockacher Str. 134 78532 Tuttlingen Germany | Speculums/ Laryngoscope, rigid (sipas listës bashkëngjitur) | I | Instrumenta kirurgjikal per reditimin e kirurgjive te ORL. | Tjeter
9708 | Rasp | MSE sh.p.k | 02.07.2021 | evonos GmbH & Co.KG Stockacher Str. 134 78532 Tuttlingen Germany | Rasp (sipas listës bashkëngjitur) | I | Lime per perdorim kirurgjikale | Tjeter
9709 | Trocar ENT | MSE sh.p.k | 02.07.2021 | evonos GmbH & Co.KG Stockacher Str. 134 78532 Tuttlingen Germany | Trocar ENT (sipas listës bashkëngjitur) | I | Aksesore kirurgjikale per ENT. | Tjeter
9710 | Dental materials | Prodental sh.p.k | 02.07.2021 | DETAX GmbH & Co.KG Carl-Zeiss-Str.4 D-76275 Ettlingen Germany | Precision impression silicone for dental prosthetics; Bite registration silicone for dental prosthetics (sipas listës bashkëngjitur) | IIa | Materiale dentare silikoni qe sherbjen per marrjen e mases dhe detajeve anatomike te dhembeve | Pajisje dentare
9711 | FilterWire EZ™ Embolic protection System | Montal sh.p.k | 02.07.2021 | Boston Scientific Corporation 300 Boston Scientific Way Marlborough, MA 01752 USA | FilterWire EZ™ Embolic protection System (sipas listës bashkëngjitur) | III | Jane pajisje mjekesore te perdorura per te trajtuar pacientet qe kane semundje te arterieve karotide, stenti vendoset ne nje arterie karotite per ta zgjeruar dhe per ta mbajtur ate te hapur | Pajisje te implantueshme jo aktive
9712 | Surgical Suction Units 2x3 L Reusable vacuum jar, extractor | Albaphoto | 02.07.2021 | INSPITAL MEDIKAL TEKNOLOJI A.S. Karaoglan Mah. Kume Evleri No: 745 06830 Golbasi Ankara, TURKIYE | Surgical Suction Units 2x3 L Reusable vacuum jar, extractor - SU 60.05 | l | Njesi kirurgjikale thithese | Tjeter
9713 | Scissors (sipas listes bashkengjitur) | MSE shpk | 02.07.2021 | evonos GmbH & Co. KG Stockacher Str. 134, 78532 Tuttlingen, Germany | Scissors (sipas listes bashkengjitur) | l | Gershere kirurgjikale per indet. | Tjeter
9714 | Punch Bone (sipas listes bashkengjitur) | MSE shpk | 02.07.2021 | evonos GmbH & Co. KG Stockacher Str. 134, 78532 Tuttlingen, Germany | Punch Bone (sipas listes bashkengjitur) | l | Instrumenta per perdorim kirurgjikal. | Instrumenta shumeperdorimesh
9715 | Accessories ENT (sipas listes bashkengjitur) | MSE shpk | 02.07.2021 | evonos GmbH & Co. KG Stockacher Str. 134, 78532 Tuttlingen, Germany | Accessories ENT (sipas listes bashkengjitur) | l | Aksesore kirurgjikal per ENT | Tjeter
9716 | Aksesore pastrimi | Albaphoto sh.p.k | 02.07.2021 | FUJIFILM Corporation 26-30, Nishiazabu 2-Chome, Minato-Ku, Tokyo 106-8620, JAPAN | Air leak Tester LT-7F; Cleaning Accessories - WB7024FW | I | Aksesore pastrimi, testues rrjedhje endoskopi | Tjeter
9717 | llD Softo Station | Albaphoto | 02.07.2021 | SOFTOMED MEDIKAL SAN. TIC. A.S. Karadeniz Caddesi 16/B A. Dudullu 34773 Umraniye/ Istanbul | llD Softo Station | l | Karroce endoskopike | Tjeter
9718 | LCD Color Display: FS-L2702D | ALBAPHOTO shpk | 02.07.2021 | Foreseeson Costum Displays, Inc. 2210 E. Winston Road Anaheim, CA 92806 USA | LCD Color Display: FS-L2702D | Te | Ekran LCD me ngjyra. | Tjeter
9719 | Endoscopic Bite Block Non Sterile: ED01 | ALBAPHOTO shpk | 02.07.2022 | Technocast Otomotiv San ve Tic. A.S. Organize Sanayi Bolgesi Gazi Osman Pasa Mah. 6. Cad No:12 Cerkezoy TEKIRDAG/TURKEY | Endoscopic Bite Block Non Sterile: ED01 | l | Bllok kafshimi jo steril per endoskopi. | Tjeter
9720 | Infrared Forehead Thermometer | Gen-Albfarma | 02.07.2021 | Shenzhen Lepu Intelligent Medical Equipment Co., Ltd. North Side of floor 3, BLD 9 BaiWangxin High-Tech Industrial Park Songbai Road, Xili Street, Nanshan District 518055 Shenzhen, Guongdong, P.R. China | Infrared Forehead Thermometer LFR30B; LFR50; LFR60 | lla | Termometer me infrared qe perdoret pa prekur | Pajisje elektromekanike
9721 | KENDA Dental Polisher (sipas listes bashkengjitur) | EURODENTA shpk | 05.07.2021 | Coltène/Whaledent AG Feldwiesenstrasse 20, 9450 Altstätten, Switzerland | KENDA Dental Polisher (sipas listes bashkengjitur) | lla | Goma lustrimi. | Pajisje dentare
9722 | Lentulo Paste Filler: 5131; "Dyna" Paste Filler: 5133; "Thomas Special" Paste Filler: 5132; Cement Filler: 5134; Engine Helixofile: 5126 | EURODENTA shpk | 05.07.2021 | FFDM TIVOLY 78-80 avenue de la Prospective, 18020 Bourges Cedex, France | Lentulo Paste Filler: 5131; "Dyna" Paste Filler: 5133; "Thomas Special" Paste Filler: 5132; Cement Filler: 5134; Engine Helixofile: 5126 | lla | Instrumenta per zgjerim dhe mbushje kanali. | Pajisje dentare
9723 | Peeso: 5172; Gates: 5171; Endopener: 51801; F-File canal finder: 5125; K-File canal finder: 5122; Engine reamer: 5121; Engine K-File: 5128; Engine H-File: 5123; Engine Broach: 5124; Engine H-File Flex: 5127; Engine NITIshaper: 5181 | EURODENTA shpk | 05.07.2021 | FFDM TIVOLY 78-80 avenue de la Prospective, 18020 Bourges Cedex, France | Peeso: 5172; Gates: 5171; Endopener: 51801; F-File canal finder: 5125; K-File canal finder: 5122; Engine reamer: 5121; Engine K-File: 5128; Engine H-File: 5123; Engine Broach: 5124; Engine H-File Flex: 5127; Engine NITIshaper: 5181 | lla | Instrumenta per zgjerim dhe perpunim kanali. | Pajisje dentare
9724 | In vitro diagnostics Reagents (sipas listes bashkengjitur) | Gamma shpk | 06.07.2021 | Gesan Production s.r.l. Via Fiera Dell'eremita, 71 91021 Campobello Di Mazara (TP) Italia | In vitro diagnostics Reagents (sipas listes bashkengjitur) | In Vitro | Reagente te ndryshem per analiza biokimike. | Pajisje te diagnostikimi in vitro
9725 | Cervical Brushes | 2A Pharma sh.p.k | 06.07.2021 | NingboYingmed medical Instruments Co., Ltd. Room1201-9, No.456 Tai'an RD, Yinzhou district, Ningbo, Zhejiang, P.R. China | Cervical Brushes : YM-E1021-N | Is | Furce per marrjen mase gjate pap test | Tjeter
9726 | Perfoskin Prederm - Inectable Solution Based on Hyaluronic Acid 5ml | Gen-Albfarma | 06.07.2021 | DIACO BIOFARMACEUTICI S.R.L via Flavia, 124-34147 Trieste (TS)- Italy | Perfoskin Prederm - Inectable Solution Based on Hyaluronic Acid 5ml | llll | Solucion I injektueshem me baze acidi ialuronik | Pajisje te implantueshme jo aktive
9727 | Esophageal stent; Biliary stent; Intestinal Stent; Trachea and Bronchial stent | 2A Pharma | 06.07.2021 | ChangZhou New District Garson Medical Stent Apparatus Co., Ltd No. 6, Huanboo 8 Road, Huanbao Industry Zone, New District, Changzhou, Jiangsu, P.R.China | Esophageal stent; Biliary stent; Intestinal Stent; Trachea and Bronchial stent (24Fr; 21Fr; 18Fr; 16Fr; 12Fr; 10Fr; 9Fr; 8Fr; 7Fr; 6Fr) | llb | Stenta per rruget biliare, esofageale, intestinale dhe bronkiale | Pajisje te implantueshme jo aktive
9728 | SafetyCat® | ArliPharma sh.p.k | 06.07.2021 | Medical Service GmbH Luisenstraße 8, 75378 Bad Liebenzell/Unterhaugstett, Germany | SafetyCat®(sipas listës bashkëngjitur) | Is | Kateter qe perdoren ne urologji. | Pajisje nje perdorimeshe
9729 | IDK Pancreatic Elastase ELISA | Labor Dr. Limbach Heidelberg Germany | 06.07.2021 | Immundiagnostik AG Stubenwald-Alle 8a, 64625 Bensheim, Germany | IDK® Pancreatic Elastase ELISA (sipas listes se bashkengjitur) | In Vitro | Solucione kimike qe perdoren per realizimin e testeve ne analizatore | Tjeter
9730 | Rectal Catheters: YM-B006-N | 2A - PHARMA shpk | 06.07.2021 | Ningbo Yingmed Medical Instruments Co., Ltd. Room 1201-9, No. 456 Tai'an Middle RD, Yinzhou district, Ningbo, Zhejiang, P.R.China | Rectal Catheters: YM-B006-N | l | Kateter rektal. | Tjeter
9731 | Three-way Stopcock: Sigle type and single with extention tube; Suction catheters: YM-B001-N; Stomach tubes: YM-B005-N; I.V. Cannula: YM-D1010-N; Endotracheal tubes: YM-A018-N; Nelathon Catheters: YM-B007-N | 2A - PHARMA shpk | 06.07.2021 | Ningbo Yingmed Medical Instruments Co., Ltd. Room 1201-9, No. 456 Tai'an Middle RD, Yinzhou district, Ningbo, Zhejiang, P.R.China | Three-way Stopcock: Sigle type and single with extention tube; Suction catheters: YM-B001-N; Stomach tubes: YM-B005-N; I.V. Cannula: YM-D1010-N; Endotracheal tubes: YM-A018-N; Nelathon Catheters: YM-B007-N | lla | Trerrugesh per vigon, kateter aspirimi, kanjul per marrjen e gjakut, tub endotrakeal per anestezi ne salle, kateter netaloni per urologji. | Pajisje nje perdorimeshe
9732 | Latex Foley Catheters: Latex foley catheter(2way/3way), Tiemann catheter(2way), Malecot catheter(1way), Size: For Pediatric (6FR/8FR/10Fr) ballnoon capacity: 3-5cc, For Female (12FR/14Fr/16Fr/18FR/20Fr/22Fr/24Fr/26Fr) ballnoon capacity:5cc/10cc/30cc, For Male (12Fr/14Fr/16Fr/18Fr/20Fr/22Fr/24Fr/26Fr/28Fr/30Fr) ballnoon capacity: 50cc/10cc/30cc; Silicone Foley Catheters: 2 Way (6/8/10/12/14/16/18/20/22/24Fr, Balloon: 3/5/10/15/30cc), 3 Way (16/18/20/22/24/26Fr, Balloon: 10/30cc) | 2A - PHARMA shpk | 06.07.2021 | Ningbo Yingmed Medical Instruments Co., Ltd. Room 1201-9, No. 456 Tai'an Middle RD, Yinzhou district, Ningbo, Zhejiang, P.R.China | Latex Foley Catheters: Latex foley catheter(2way/3way), Tiemann catheter(2way), Malecot catheter(1way), Size: For Pediatric (6FR/8FR/10Fr) ballnoon capacity: 3-5cc, For Female (12FR/14Fr/16Fr/18FR/20Fr/22Fr/24Fr/26Fr) ballnoon capacity:5cc/10cc/30cc, For Male (12Fr/14Fr/16Fr/18Fr/20Fr/22Fr/24Fr/26Fr/28Fr/30Fr) ballnoon capacity: 50cc/10cc/30cc; Silicone Foley Catheters: 2 Way (6/8/10/12/14/16/18/20/22/24Fr, Balloon: 3/5/10/15/30cc), 3 Way (16/18/20/22/24/26Fr, Balloon: 10/30cc) | llb | Katetere te permasave te ndryshme per nderhyrje kirurgjikale. Kateter silikoni dy rrugessh dhe tre rrugesh. | Tjeter
9733 | Silicone face Mask for anesthesia- 154200; 154900 Silicone face Mask for anesthesia pediatric-154300; 154700 Anaesthesia mask, blue 154360 Anaesthesia mask with hook ring, blue- 154600 Anaesthesia mask, black- 154601 Anaesthesia mask with hook ring, black 154607 Anaesthesia mask paediatric Rendell-Baker Soucek, antistatic 154608 | ArliPharma sh.p.k | 06.07.2021 | Willy Rusch GmbH, Willy Rusch Strabe 4-10, 71394 Kernen i. R, Germany | Silicone face Mask for anesthesia- 154200; 154900 Silicone face Mask for anesthesia pediatric-154300; 154700 Anaesthesia mask, blue 154360 Anaesthesia mask with hook ring, blue- 154600 Anaesthesia mask, black- 154601 Anaesthesia mask with hook ring, black 154607 Anaesthesia mask paediatric Rendell-Baker Soucek, antistatic 154608 | Iia | Maska silikoni qe sherbejne per anestezi. | Pajisje nje perdorimeshe
9734 | Stool Preparation System | Labor Dr. Limbach Heidelberg Germany | 06.07.2021 | Immundiagnostik AG Stubenwald-Alle 8a, 64625 Bensheim, Germany | Stool Preparation System - K6998SAS; Stool Preparation System IDK Extract® - K6999 | In Vitro | Tuba qe perdoren per realizimin e testeve ne analizatore. | Tjeter
9735 | IDK Hemoglobin ELISA | Labor Dr. Limbach Heidelberg Germany | 06.07.2021 | Immundiagnostik AG Stubenwald-Alle 8a, 64625 Bensheim, Germany | IDK® Hemoglobin ELISA (sipas listes se bashkengjitur) | In Vitro | Solucione kimike qe perdoren per realizimin e testeve ne analizatore. | Tjeter
9736 | Silkospray, Silicone, Universal Silikonspray - 556000 | ArliPharma sh.p.k | 06.07.2021 | Willy Rusch GmbH, Willy Rusch Strabe 4-10, 71394 Kernen i. R, Germany | Silkospray, Silicone, Universal Silikonspray - 556000 | Iia | Sprai qe leshohet tubave te intubimit ne menyre qe te jene te lubrifikuar gjate kryerjes se procedures. | Pajisje nje perdorimeshe
9737 | RUSCH Connectors fot Breathing Circuits 191525; 191526; 191527 | ArliPharma sh.p.k | 06.07.2021 | Teleflex Medical Sdn. Bhd. Lot PT 2577, Jalan perusahaan 4, 34600 Kamunting, Perak, Malaysia | RUSCH Connectors fot Breathing Circuits 191525; 191526; 191527 | Iia | Tub lidhes qe perdoret ne anestezi. | Pajisje nje perdorimeshe
9738 | Suction control valve 231200 | ArliPharma sh.p.k | 06.07.2021 | Willy Rusch GmbH, Willy Rusch Strabe 4-10, 71394 Kernen i. R, Germany | Suction controo valve 231200 | Is | Lidhes per kateter aspirimi me valvul kontrolli | Pajisje nje perdorimeshe
9739 | PVC Intubation aid, white : 503000-000015; 503000-000020; 503000-000026; 503000-000033; 503000-000043; 503000-000056 | ArliPharma sh.p.k | 06.07.2021 | Willy Rusch GmbH, Willy Rusch Strabe 4-10, 71394 Kernen i. R, Germany | PVC Intubation aid, white : 503000-000015; 503000-000020; 503000-000026; 503000-000033; 503000-000043; 503000-000056 | Is | Udhezues tubi trakeal. | Pajisje nje perdorimeshe
9740 | evoClip Applying Forceps 16 cm 58-000264; evoClip Applying and removing forceps 20 cm - 58-000265; | MSE sh.p.k | 06.07.2021 | evonos GmbH & Co.KG Stockacher Str. 134 78532 Tuttlingen Germany | evoClip Applying Forceps 16 cm 58-000264; evoClip Applying and removing forceps 20 cm - 58-000265; | I | Gershere kapese per perdorim kirurgjikal. | Tjeter
9741 | Surgical Suction equipment: New Hospivac 350 (Ref Re 410356); New Hospivac 350 (Ref Re 410356/40) | Montal sh.p.k | 06.07.2021 | CA-MI S.R.L. Via Ugo la Malfa, 13 Frazione Pilastro 43013 Langhirano (PR) Italy | Surgical Suction equipment: New Hospivac 350 (Ref Re 410356); New Hospivac 350 (Ref Re 410356/40) | Iia | Aspirator kirurgjikal I destinuar per thithjen hundore, orale ose trakeale te lengjeve trupore tek te rriturit ose femijet. | Pajisje elektromekanike
9742 | 1012-SONOCA Facelif - SONOCA 185, Ultrasonic generator: S185-000x-FL; SONOCA 190, Ulrasonic generator: S190-000x-FL; SONOCA 300, Ultrasonic generator: 15-000x-FL; SONOCA 400, Ultrasonic generator: 16-000x-FL | 2A - PHARMA shpk | 06.07.2021 | Söring GmbH Justus-von-Liebig-Ring-2, 25451 Quickborn, Germany | 1012-SONOCA Facelif - SONOCA 185, Ultrasonic generator: S185-000x-FL; SONOCA 190, Ulrasonic generator: S190-000x-FL; SONOCA 300, Ultrasonic generator: 15-000x-FL; SONOCA 400, Ultrasonic generator: 16-000x-FL | llb | Pajisje per nderhyrje kirurgjikale me ultratinguj. | Pajisje elektromekanike
9743 | LEVICS Sonotrode - LEVICS Sonotrode, 36mm, ø2.0mm: 616K0001; LEVICS Sonotrode, 98mm, ø2.0mm: 616K0002; LEVICS Sonotrode, 109mm, ø2.3mm: 616K0003 | 2A - PHARMA shpk | 06.07.2021 | Söring GmbH Justus-von-Liebig-Ring-2, 25451 Quickborn, Germany | LEVICS Sonotrode - LEVICS Sonotrode, 36mm, ø2.0mm: 616K0001; LEVICS Sonotrode, 98mm, ø2.0mm: 616K0002; LEVICS Sonotrode, 109mm, ø2.3mm: 616K0003 | lll | Instrument shum perdorimesh per nderyrje te neurokirurgjise. | Instrumenta shumeperdorimesh
9744 | Foot switches for Ultrasonic Generators - Foot switch, single: 770S0001, 770S0013; Foot switch, light version, double, red/black: 770S0009; Foot switch, heavy version, double, red/black: 770S0016 | 2A - PHARMA shpk | 06.07.2021 | Söring GmbH Justus-von-Liebig-Ring-2, 25451 Quickborn, Germany | Foot switches for Ultrasonic Generators - Foot switch, single: 770S0001, 770S0013; Foot switch, light version, double, red/black: 770S0009; Foot switch, heavy version, double, red/black: 770S0016 | l | Pajisje per ndryshimin e programit me kembe. | Pajisje elektromekanike
9745 | BD BBL Staphyloslide Latex Test Kit | Labor Dr. Limbach Heidelberg Germany | 09.07.2021 | Becton, Dickinson and Company 7 Loveton Circle Sparks, MD 21152 USA | BD BBL Staphyloslide Latex Test Kit - 240915; BD BBL Staphyloslide Latex Test Kit - 240916 | In Vitro | Solucione kimike qe perdoren per realizimin e testeve ne analizatore. | Tjeter
9746 | Eva Intima Vagil | Winpharma | 07.07.2021 | Ioulia & Irene Tseti Pharmaceutical Laboratories S.A. (Intermed) 27, Kalyftaki Str. Kifissia, 14564, Greece | Eva Intima Vagil | lla | Xhel lubrifikues | Tjeter
9747 | Transport and Preservation Medium | Biochem NRP | 07.07.2021 | Biocomma Limited B1605-B1606, Life Science Park, Shenchengtou Creative Factory, Julongshan Rd, Xiuxin Community, Kengzi St, Pingshan Dist, Shenzhen, 518118 P.R. China | Transport and Preservation Medium: YVJ-E, YMJ-E, YMJ-TE, YMJ-TE1,YMJ-TE2, YMJ-TE3, YMJ-TE4, YMJ-TE5, YVJ-TE1, YVJ-TE2, YVJ-TE3, YVJ-TE4, YVJ-TE5, YVJ-TE, YMJ-TE11, YMJ-TE12, YVJ-TE8 | In Vitro | Tampon plastik me pambuk per marrjen e mostrave biologjike per analize | Pajisje te diagnostikimit in vitro
9748 | BioBleach® soft | Karetek | 07.07.2021 | Dreve Dentamid GmbH, Max-Planck-Str. 31, D-59423 Unna, Germany | BioBleach® soft - D4300 | l | Material per dhembezim | Pajisje dentare
9749 | Kombiplast - D420017 | Karetek | 07.07.2021 | Dreve Dentamid GmbH, Max-Planck-Str. 31, D-59423 Unna, Germany | Kombiplast - D420017 | lla | Disqe per frezatoret ne prodhimin e dhembeve | Pajisje dentare
9750 | Biolon® - D 420004; Biolon® D420005 | Karetek | 07.07.2021 | Dreve Dentamid GmbH, Max-Planck-Str. 31, D-59423 Unna, Germany | Biolon® - D 420004; Biolon® D420005 | lla | Pjese metalike dentare termo formuese per prodhimin e nyjeve okluzale | Pajisje dentare
9751 | Drufosoft® | Karetek | 07.07.2021 | Dreve Dentamid GmbH, Max-Planck-Str. 31, D-59423 Unna, Germany | Drufosoft® - D4248X2; Drufosoft® - D4248X3 | lla | Disqe per frezatoret ne prodhimin e dhembeve | Pajisje dentare
9752 | Event marker, Fetal Monitor | MSE sh.p.k | 07.07.2021 | ArjoHuntleigh AB, Hans Michelsensgatan 10, 211 20 Malmö, Sweden | Event Marker,( Fetal Monitoring) - EM1 / EM1L | IIb | Pajisje e monitorimit te fetusit gjate lindjes | Tjeter
9753 | Ultrasound Transducer | MSE sh.p.k | 07.07.2021 | ArjoHuntleigh AB, Hans Michelsensgatan 10, 211 20 Malmö, Sweden | Ultrasound Transducer - US1 / US1L / US2-EUR | IIb | Aparat qe perdoret per amtjen e rrahjeve te zemres se fetusit | Tjeter
9754 | TOCO Transducer | MSE sh.p.k | 07.07.2021 | ArjoHuntleigh AB, Hans Michelsensgatan 10, 211 20 Malmö, Sweden | TOCO Transducer - CT1 | IIb | Sonde per elektrokardiotocograf | Tjeter
9755 | Endodontic Root Canal Sealers (sipas listes bashkengjitur) | Advantage Dental shpk | 07.07.2021 | Kerr Corporation 1717 W. Collins Ave., Orange, CA 92867, USA | Endodontic Root Canal Sealers (sipas listes bashkengjitur) | lla | Paste izoluese per kanalet e dhembeve. | Pajisje dentare
9756 | Xela Rederm | Gen-Alb Farma sh.p.k | 07.07.2021 | Diaco Biofarmaceutici S.r.l. via Flavia, 124 - 34147 Trieste, Italy | Injectable implant based on Hyaluronic acid in syringe: XELA REDERM 1.1% 1ML, XELA REDERM 1.1% 2ML, XELA REDERM 1.8% 1ML , XELA REDERM 1.8% 2ML , XELA REDERM 2.2% 1ML, XELA REDERM 2.2% 2ML. | III | Jane shiringa me implante te injektueshme me baze te acidit hialuronik per permiresimin e lekures | Pajisje te implantueshme jo aktive
9757 | Alexa Medium | Gen-Alb Farma sh.p.k | 07.07.2021 | Diaco Biofarmaceutici S.r.l. via Flavia, 124 - 34147 Trieste, Italy | Injectable implant based on Hyaluronic acid in syringe: Alexa Medium 17.5 mg/ml | III | Jane shiringa me implante te injektueshme me baze te acidit hialuronik per permiresimin e lekures | Pajisje te implantueshme jo aktive
9758 | Alexa Volume | Gen-Alb Farma sh.p.k | 07.07.2021 | Diaco Biofarmaceutici S.r.l. via Flavia, 124 - 34147 Trieste, Italy | Injectable implant based on Hyaluronic acid in syringe : Alexa Volume 20 mg/ml | III | Jane shiringa me implante te injektueshme me baze te acidit hialuronik per permiresimin e lekures | Pajisje te implantueshme jo aktive
9759 | In vitro diagnostics Reagents (sipas listes bashkengjitur) | Labor Dr. Limbach Heidelberg Germany shpk | 07.07.2021 | Immunodiagnostik AG Stubenwald-Allee 8a, 64625 Bensheim, Germany | In vitro diagnostics Reagents (sipas listes bashkengjitur) | In Vitro | Solucione kimike qe perdoren per realizimin e testeve analizatore. | Pajisje te diagnostikimi in vitro
9760 | Knives | MSE sh.p.k | 07.07.2021 | evonos GmbH & Co.KG Stockacher Str. 134 78532 Tuttlingen Germany | Knives (sipas listës bashkëngjitur) | I | Thike per perdorim ne kirurgji. | Tjeter
9761 | Curette/ Snare | MSE sh.p.k | 07.07.2021 | evonos GmbH & Co.KG Stockacher Str. 134 78532 Tuttlingen Germany | Curette/ Snare (sipas listës bashkëngjitur) | I | Instrumenta per perdorim kirurgjikal. | Tjeter
9762 | Medical devices for dentistry (sipas listes bashkengjitur) | EURODENTA shpk | 07.07.2021 | Przedsiębiorstwo Produkcyjno-Handlowe CERKAMED Wojciech Pawłowski ul. Kwiatkowskiego 1, 37-450 Stalowa Wola, POLAND | Medical devices for dentistry (sipas listes bashkengjitur) | lla | Materiale per trajtimin, mbushjen dhe mbylljen e kanalit te dhembeve. | Pajisje dentare
9763 | Dental materials and -instruments (sipas listes bashkengjitur) | EURODENTA shpk | 07.07.2021 | DMG Chemisch-Pharmazeutische Fabrik GmbH Elbgaustrasse 248, 22547 Hamburg, Germany | Dental materials and -instruments (sipas listes bashkengjitur) | l, lla | Cemente, ngjites, maja per pistolete dhe aksesore. | Pajisje dentare
9764 | STYLET, SHER-I-SLIP, ADULT 5-15101; STYLET, SHER-I-SLIP, PEDIATRIC 5-15102; STYLET, SHER-I-SLIP, ADULT XL-STRAIGHT 5-15103; STYLET, SOFT TIP, 14 FR 5-15100; STYLET, SOFT TIP, 10 FR 5-15110; STYLET, SOFT TIP, 6 FR 5-15120 ; | ArliPharma sh.p.k | 07.07.2021 | Teleflex Medical 3015 Carrington Mill Blvd Morrisville NC, 27560 USA | STYLET, SHER-I-SLIP, ADULT 5-15101; STYLET, SHER-I-SLIP, PEDIATRIC 5-15102; STYLET, SHER-I-SLIP, ADULT XL-STRAIGHT 5-15103; STYLET, SOFT TIP, 14 FR 5-15100; STYLET, SOFT TIP, 10 FR 5-15110; STYLET, SOFT TIP, 6 FR 5-15120 ; | Iia | Tuba qe perdoren ne anestezi. | Pajisje nje perdorimeshe
9765 | Cryo 6 | ArliPharma sh.p.k | 07.07.2021 | Zimmer Medizin Systeme GmbH Junkersstrabe 9 89231 Neu-Ulm/ Germany | Cryo 6 | Iia | Pajisje me ajer te ftohte qe sherben per minimizimin e dhimbjeve djate lazerit dhe trajtimeve dermatologjike. | Tjeter
9766 | Sterile Latex Surgical Gloves, Powder Free | Florifarma sh.p.k | 07.07.2021 | TG MEDICAL SDN.BHD Lot 5091, Jalan Teratai, Batu 5, Off Jalan Meru, 41050 Klang, Selangor D.E. Malaysia | Sterile Latex Surgical Gloves, Powder Free | Iia | Doreza sterile pa puder. | Pajisje nje perdorimeshe
9767 | Clinical chemistry analyzer, semi-automated: Microlab 300 6002-310 | Genius sh.p.k | 07.07.2021 | ELITechGroup B.V. Van Rensselaerweg 4 6956 AV Spankeren The Netherlands | Clinical chemistry analyzer, semi-automated: Microlab 300 6002-310 | In Vitro | Analizator biokimik gjysem automatik in vitro. | Tjeter
9768 | Automated Hematology Analyzers | Genius sh.p.k | 07.07.2021 | Diatron MI ZRT, Budapest, Táblás u. 39, 1097 Hungary | Abacus 3CT automated hematology analyzer 100-120/200-240V, 50/60 HZ, auto ranging type; Measured and calculated parameters : WBC-LYM-MID-GRA-LYM%-MID%-GRA%- HGB-RBC-HCT-MCV-RDW-MCH-MCTHC-PLT-PCT-MPV-PDW | In Vitro | Autoanalizator automatik hematologjik qe sherben per kryerjen e analizave te ndryshme hematologjike | Pajisje te diagnostikimt in vitro
9769 | Selectra ProXS - 6003-200 | Genius | 07.07.2021 | ELItech Group B.V. Van Rensselaerweg 4, 6956 A V Spankeren, The Netherlands | Multiple clinical chemistry analyser IVD, laboratory, automated: Selectra ProXS - 6003-200 | In Vitro | Analizator I automatizur per analiza biokimike te ndryshme | Tjeter
9770 | Selectra ProS - 6003-500 | Genius | 07.07.2021 | ELItech Group B.V. Van Rensselaerweg 4, 6956 A V Spankeren, The Netherlands | Multiple clinical chemistry analyser IVD, laboratory, automated: Selectra ProS - 6003-500 | In Vitro | Analizator I automatizur per analiza biokimike te ndryshme | Tjeter
9771 | SELECTRA MACH 5 - 6004-301 | Genius | 07.07.2021 | ELItech Group B.V. Van Rensselaerweg 4, 6956 A V Spankeren, The Netherlands | Multiple clinical chemistry analyser IVD, laboratory, automated: SELECTRA MACH 5 - 6004-301 | In Vitro | Analizator I automatizur per analiza biokimike te ndryshme | Tjeter
9772 | Multiple clinical chemistry analyser IVD, laboratory, automated: Selectra ProM 6003-400 | Genius sh.p.k | 07.07.2021 | ELITechGroup B.V. Van Rensselaerweg 4 6956 AV Spankeren The Netherlands | Multiple clinical chemistry analyser IVD, laboratory, automated: Selectra ProM 6003-400 | In Vitro | Analizator biokimik gjysem automatik in vitro. | Tjeter
9773 | Clinical sample concentrator, Nucleic acid extraction device - SC V Extraction Kit: SS-1310 | Genius shpk | 07.07.2021 | SEASUN BIOMATERIALS Inc. N317, 11-3, Techno 1-ro, Yuseong-gu, (34015) Daejeon, Korea | Clinical sample concentrator, Nucleic acid extraction device - SC V Extraction Kit: SS-1310 | In Vitro | Reagente per ekstraktimin e acidit nukleik. | Pajisje te diagnostikimi in vitro
9774 | Water Steam Autoclave: SUPERIOR B6; SUPERIOR B12; SUPERIOR B23; SUPERIOR B60; | Moto-Mania sh.p.k | 08.07.2021 | NEWMED S.r.l. Via lenin, 79/A- 42020 Quattro Castella (RE) ITALIA | Water Steam Autoclave: SUPERIOR B6; SUPERIOR B12; SUPERIOR B23; SUPERIOR B60; | Iib | Pajisje per sterilizimin e instrumentave dentare. | Pajisje dentare
9775 | ELECTRI- Injectable implant based on Hyaluronic acid in syringe 0.55% 1.5ml | GEN-ALB FARMA Sh.p.k | 08.07.2021 | DIACO BIOFARMACEUTICI S.R.L. Via Flavia, 124-34147 Trieste (TS)- Italy | ELECTRI- Injectable implant based on Hyaluronic acid in syringe 0.55% 1.5ml | III | Shiringa me implante te injektueshme me baze acidi hialuronik 0.55% 1.5 ml per permirsimin e lekures. | Pajisje te implantueshme jo aktive
9776 | Reagente diagnostikues | Fedos sh.p.k | 09.07.2021 | BIOGNOST d.o.o. Medugorska 59, 10040 Zagreb, Croatia | Laboratory diagnostics and microscopy supplies and reagents (sipas listës bashkëngjitur) | In vitro | Reagente diagnostikues laboratorile | Pajisje te diagnostikimit in vitro
9777 | BD BBL Oxidase Reagent Droppers | Labor Dr. Limbach Heidelberg Germany | 09.07.2021 | Becton, Dickinson and Company 7 Loveton Circle Sparks, MD 21152 USA | BD BBL Oxidase Reagent Droppers - 261181 | In Vitro | Solucione kimike qe perdoren per realizimin e testeve ne analizatore. | Tjeter
9778 | BD BBL TB Stain Kit ZN | Labor Dr. Limbach Heidelberg Germany | 09.07.2021 | Becton, Dickinson and Company 7 Loveton Circle Sparks, MD 21152 USA | BD BBL TB Stain Kit ZN - 212520 | In Vitro | Solucione kimike qe perdoren per realizimin e testeve ne analizatore. | Tjeter
9779 | BD BBL VDRL Test Control Serum Set | Labor Dr. Limbach Heidelberg Germany | 09.07.2021 | Becton, Dickinson and Company 7 Loveton Circle Sparks, MD 21152 USA | BD BBL VDRL Test Control Serum Set - 235201 | In Vitro | Solucione kimike qe perdoren per realizimin e testeve ne analizatore. | Tjeter
9780 | BD BBL DrySlide Indole | Labor Dr. Limbach Heidelberg Germany | 09.07.2021 | Becton, Dickinson and Company 7 Loveton Circle Sparks, MD 21152 USA | BD BBL DrySlide Indole - 231748 | In Vitro | Solucione kimike qe perdoren per realizimin e testeve ne analizatore. | Tjeter
9781 | Dimension® EXL™ SARS-CoV-2 IgG assay (CV2G); Dimension Vista/Dimension EXL SARS-CoV-2 IgG calibrator (COV2G CAL/CV2G CAL); Dimension Vista/Dimension EXL SARS CoV-2 IgG Quality Contril (COV2G QC/CV2G QC) | Vactro Scientific shpk | 09.07.2021 | Siemens Healthcare Diagnostics Inc. 500 GBC Drive, Mailstop 514, P.O. Box 6101 Newark, DE, 19714, USA | Dimension® EXL™ SARS-CoV-2 IgG assay (CV2G); Dimension Vista/Dimension EXL SARS-CoV-2 IgG calibrator (COV2G CAL/CV2G CAL); Dimension Vista/Dimension EXL SARS CoV-2 IgG Quality Contril (COV2G QC/CV2G QC) | In Vitro | Test serologjik laboratorik, kalibrator dhe kontroll per detektimin e antitrupave IgG te SARS-Cov-2 | Pajisje te diagnostikimi in vitro
9782 | Dimension® EXL™ SARS-CoV-2 Total antibody assay (CV2T); Dimension Vista/Dimension EXL SARS-CoV-2 Total antibody calibrator (COV2T CAL/CV2T CAL); Dimension Vista/Dimension EXL SARS-CoV-2 Total antibody Quality Control (COV2T/CV2T Pos/Neg) | Vactro Scientific shpk | 09.07.2021 | Siemens Healthcare Diagnostics Inc. 500 GBC Drive, Mailstop 514, P.O. Box 6101 Newark, DE, 19714, USA | Dimension® EXL™ SARS-CoV-2 Total antibody assay (CV2T); Dimension Vista/Dimension EXL SARS-CoV-2 Total antibody calibrator (COV2T CAL/CV2T CAL); Dimension Vista/Dimension EXL SARS-CoV-2 Total antibody Quality Control (COV2T/CV2T Pos/Neg) | In Vitro | Test serologjik laboratorik, kalibrator dhe kontroll per detektimin e antitrupave totale te SARS-Cov-3 | Pajisje te diagnostikimi in vitro
9783 | Open System: Venous Reservoir/Cardiotomy, Oxygenator Unit Integrated with heat exchanger | Feddos sh.p.k | 09.07.2021 | EUROSETS S.r.l Strada Statale 12, 143 41036 Medolla ( MO) ITALY | Open System: Venous Reservoir/Cardiotomy, Oxygenator Unit Integrated with heat exchanger (sipas listës bashkëngjitur) | Iia | Pajisje per oksigjenimin e gjakut ne kardiokirurgji. | Pajisje nje perdorimeshe
9784 | Preassambled glasses for simple presbyopia - El Charro Models: Alaska, Minnesota, Hawaii, Georgia, Ohia, Indiana, Dakota, Kentucky, Montana, Ilinois, Alabama, Maine, New York, Oregon, Pennsylvania, Michigan, Louisiana, Nebraska, Florida, Oklahoma, Colorado, Nevada, Kansas, California, Virgina, Mix 1, Mix 2, Mix 3, Mix 4 | Farma World shpk | 09.07.2021 | Industrie Ottiche Italiane (IOI) s.r.l Corso Fiume, 4 - 10133 Torino, Italy | Preassambled glasses for simple presbyopia - El Charro Models: Alaska, Minnesota, Hawaii, Georgia, Ohia, Indiana, Dakota, Kentucky, Montana, Ilinois, Alabama, Maine, New York, Oregon, Pennsylvania, Michigan, Louisiana, Nebraska, Florida, Oklahoma, Colorado, Nevada, Kansas, California, Virgina, Mix 1, Mix 2, Mix 3, Mix 4 | l | Syze per presbiopi te lehte. | Tjeter
9785 | Active dental devices - Dental units: SS_ONE; SS_KISS; SS_ITALO | MOTO-MANIA shpk | 09.07.2021 | Simple & Smart srl Via Perola, 16 - 24021 Albino (BG) - Italy | Active dental devices - Dental units: SS_ONE; SS_KISS; SS_ITALO | lla | Poltron dentar. | Pajisje dentare
9786 | Elecsys HBsAG ll | Evita | 12.07.2021 | Roche Diagnostics GmbH Sandhofer Strasse 116 D-68305 Mannheim, Germany | Elecsys HBsAG ll - 08814848190 | In Vitro | Reagent per analizen e HBsAG ll ne serumin dhe plazmen humane | Tjeter
9787 | Elecsys HTLV -l/ll | Evita | 12.07.2021 | Roche Diagnostics GmbH Sandhofer Strasse 116 D-68305 Mannheim, Germany | Elecsys HTLV -l/ll - 07028202190 | In Vitro | Reagent per analizen e HTLV -l/ll ne serumin dhe plazmen humane | Tjeter
9788 | Elecsys IL-6 | Evita | 12.07.2021 | Roche Diagnostics GmbH Sandhofer Strasse 116 D-68305 Mannheim, Germany | Elecsys IL-6 - 09015612190 | In Vitro | Reagent per analizen e IL-6 ne serumin dhe plazmen humane | Tjeter
9789 | Elecsys Toxo IgG Avidity | Evita | 12.07.2021 | Roche Diagnostics GmbH Sandhofer Strasse 116 D-68305 Mannheim, Germany | Elecsys Toxo IgG Avidity - 07027974190 | In Vitro | Reagent per analizen e Toxo IgG ne serumin dhe plazmen humane | Tjeter
9790 | Elecsys Tg ll | Evita | 12.07.2021 | Roche Diagnostics GmbH Sandhofer Strasse 116 D-68305 Mannheim, Germany | Elecsys Tg ll - 08906556190 | In Vitro | Reagent per analizen e Tg ll ne serumin dhe plazmen humane | Tjeter
9791 | Tg ll Calset | Evita | 12.07.2021 | Roche Diagnostics GmbH Sandhofer Strasse 116 D-68305 Mannheim, Germany | Tg ll Calset - 08991405190 | In Vitro | Kalibrator per reagentin Tg | Tjeter
9792 | Elecsys HIV Duo | Evita | 12.07.2021 | Roche Diagnostics GmbH Sandhofer Strasse 116 D-68305 Mannheim, Germany | Elecsys HIV Duo - 08836973190 | In Vitro | Reagent per analizen e HIV Duo ne serumin dhe plazmen humane | Tjeter
9793 | Elecsys Tg ll | Evita | 12.07.2021 | Roche Diagnostics GmbH Sandhofer Strasse 116 D-68305 Mannheim, Germany | Elecsys Tg ll - 08906564190 | In Vitro | Reagent per analizen e Tg ll ne serumin dhe plazmen humane | Tjeter
9794 | SI2 Simple Index Gen.2 | Evita | 12.07.2021 | Roche Diagnostics GmbH Sandhofer Strasse 116 D-68305 Mannheim, Germany | SI2 Sample Index Gen.2 - 08063516190 | In Vitro | Reagent per matjen e indeksit te serumit dhe plazmes humane | Tjeter
9795 | Rip Belt Corset, BBL Corset - Covered Back - Under Breast - Above Knee, Hooked Under Breast-Below Knee Full Closed Back; Hooked Panty Full Closed Back | Evita | 12.07.2021 | Variteks Ortopedi Sanayi A.S Maltepe Mah. Aile Bahce Sok. Litros Yolu, No:10 Zeytinburnu/Istanbul, Turkey | Rip Belt Corset, BBL Corset - Covered Back - Under Breast - Above Knee, Hooked Under Breast-Below Knee Full Closed Back; Hooked Panty Full Closed Back (sipas listes se bashkengjitur) | l | Korse dhe veshje liposuksion qe perdoren pas nderhyrjeve kirurgjikale | Tjeter
9796 | Orthopedic Supports | Vinipharma | 12.07.2021 | Variteks Ortopedi Sanayi A.S Maltepe Mah. Aile Bahce Sok. Litros Yolu, No:10 Zeytinburnu/Istanbul, Turkey | Orthopedic Supports (sipas listes se bashkengjitur) | l | Suporte ortopedike | Tjeter
9797 | Reagent IDK Calprotection ELISA | Labor Dr.Limbach Heidelberg Germany shpk | 12.07.2021 | Immundiagnostik AG Stubenwald-Alle 8a, 64625 Bensheim, Germany | IDK Calprotectin ELISA (sipas listës bashkëngjitur) | In Vitro | Solucione kimike qe perdoren per realizimin e analizave | Pajisje te diagnostikimit In vitro
9798 | BBL Kligler Iron Agar Slants: 220896, 220897 | Labor Dr. Limbach Heidelberg Germany shpk | 12.07.2021 | Becton, Dickinson and Company 7 Loveton Circle, Sparks, MD 21152 USA | BBL Kligler Iron Agar Slants: 220896, 220897 | In Vitro | Solucione kimike qe perdoren per realizimin e testeve analizatore. | Pajisje te diagnostikimit in vitro
9799 | BD BBL Todd Hewitt Broth: 221713, 221714 | Labor Dr. Limbach Heidelberg Germany shpk | 12.07.2021 | Becton, Dickinson and Company 7 Loveton Circle, Sparks, MD 21152 USA | BD BBL Todd Hewitt Broth: 221713, 221714 | In Vitro | Solucione kimike qe perdoren per realizimin e testeve analizatore. | Pajisje te diagnostikimit in vitro
9800 | BD BBL Sensi-Disc Fluconazole 25µg: 232201 | Labor Dr. Limbach Heidelberg Germany shpk | 12.07.2021 | Becton, Dickinson and Company 7 Loveton Circle, Sparks, MD 21152 USA | BD BBL Sensi-Disc Fluconazole 25µg: 232201 | In Vitro | Solucione kimike qe perdoren per realizimin e testeve analizatore. | Pajisje te diagnostikimit in vitro
9801 | BD BBL Gram Stain Kit: 212539 | Labor Dr. Limbach Heidelberg Germany shpk | 12.07.2021 | Becton, Dickinson and Company 7 Loveton Circle, Sparks, MD 21152 USA | BD BBL Gram Stain Kit: 212539 | In Vitro | Solucione kimike qe perdoren per realizimin e testeve analizatore. | Pajisje te diagnostikimit in vitro
9802 | Bacteroides Bile Esculin Agar with Amikacin: 254480; Bifidobacterium Agar, Modified: 254546; Clostridium Difficile Agar with 7% Sheep Blood: 254406; Schaedler Kanamycin-Vancomycin-Agar with 5% Sheep Blood: 254023, 254077; Schaedler CNA Agar with 5% Sheep Blood: 254485; Wilkins-Chalgren Agar with Amikacin and 7% Sheep Blood: 254479 | Labor Dr. Limbach Heidelberg Germany shpk | 12.07.2021 | Becton Dickinson GmbH Tullastrasse 8-12, 69126 Heidelberg/Germany | Bacteroides Bile Esculin Agar with Amikacin: 254480; Bifidobacterium Agar, Modified: 254546; Clostridium Difficile Agar with 7% Sheep Blood: 254406; Schaedler Kanamycin-Vancomycin-Agar with 5% Sheep Blood: 254023, 254077; Schaedler CNA Agar with 5% Sheep Blood: 254485; Wilkins-Chalgren Agar with Amikacin and 7% Sheep Blood: 254479 | In Vitro | Solucione kimike qe perdoren per realizimin e testeve analizatore. | Pajisje te diagnostikimit in vitro
9803 | BD Francisella Tularensis Antigen: 241050 | Labor Dr. Limbach Heidelberg Germany shpk | 12.07.2021 | Becton, Dickinson and Company 7 Loveton Circle, Sparks, MD 21152 USA | BD Francisella Tularensis Antigen: 241050 | In Vitro | Solucione kimike qe perdoren per realizimin e testeve analizatore. | Pajisje te diagnostikimit in vitro
9804 | CalSet proBNP II: 07360886190 | Evita shpk | 12.07.2021 | Roche Diagnostics GmbH Sandhofer Strasse 116 D-68305 Mannheim GERMANY | CalSet proBNP II: 07360886190 | In Vitro | Kalibrator per reagentin proBNP. | Pajisje te diagnostikimit in vitro
9805 | CalSet PTH: 07360894190 | Evita shpk | 12.07.2021 | Roche Diagnostics GmbH Sandhofer Strasse 116 D-68305 Mannheim GERMANY | CalSet PTH: 07360894190 | In Vitro | Kalibrator per reagentin PTH. | Pajisje te diagnostikimit in vitro
9806 | Elecsys Anti-HBc IgM: 07026811190 | Evita shpk | 12.07.2021 | Roche Diagnostics GmbH Sandhofer Strasse 116 D-68305 Mannheim GERMANY | Elecsys Anti-HBc IgM: 07026811190 | In Vitro | Reagent per matjen e HBc IgM ne serumin dhe plazmen humane. | Pajisje te diagnostikimit in vitro
9807 | CalSet II PTH: 08243891190 | Evita shpk | 12.07.2021 | Roche Diagnostics GmbH Sandhofer Strasse 116 D-68305 Mannheim GERMANY | CalSet II PTH: 08243891190 | In Vitro | Kalibrator per reagentin PTH. | Pajisje te diagnostikimit in vitro
9808 | Elecsys Anti-CCP: 07251670190 | Evita shpk | 12.07.2021 | Roche Diagnostics GmbH Sandhofer Strasse 116 D-68305 Mannheim GERMANY | Elecsys Anti-CCP: 07251670190 | In Vitro | Reagent per matjen e Anti-CCP ne serumin dhe plazmen humane. | Pajisje te diagnostikimit in vitro
9809 | Elecsys Anti-HAV: 07026757190 | Evita shpk | 12.07.2021 | Roche Diagnostics GmbH Sandhofer Strasse 116 D-68305 Mannheim GERMANY | Elecsys Anti-HAV: 07026757190 | In Vitro | Reagent per matjen e Anti-HAV ne serumin dhe plazmen humane. | Pajisje te diagnostikimit in vitro
9810 | CalSet Folate: 07396473190 | Evita shpk | 12.07.2021 | Roche Diagnostics GmbH Sandhofer Strasse 116 D-68305 Mannheim GERMANY | CalSet Folate: 07396473190 | In Vitro | Kalibrator per reagentin e Folate. | Pajisje te diagnostikimit in vitro
9811 | Low Temperature Plasma Sterilizer | 2A Pharma | 12.07.2021 | HealthWell Medical, Inc. 101-2, Donghwagongdan-ro, Munmak-eup, Wonju-si, Gongwon-do, Republic of Korea | Low Temperature Plasma Sterilizer HPS-50 | IIb | Pisje sterilizuese me temperature te ulet | Tjeter
9812 | Ceramill Denture | Karetek sh.p.k | 12.07.2021 | Vertex-Dental B.V. Centurionbaan 190, 3769 AV Soesterberg, The Netherlands | Dental Base Resins: Ceramill Denture 3D+/ Opaque Pink - NPAGD3OP01000; Crown and Bridge: Ceramill C&B MFH/N1 - NPAGCMN101000; | IIa | Materiale biokomapatibel per prodhimin e kurorave dhe protezave dentare | Pajisje dentare
9813 | Zolid Gen | Karetek sh.p.k | 12.07.2021 | Amann Girrbach AG, Herrschaftswiesen 1, 6842 Koblach/ Austria | Zolid Gen-X (sipas listës bashkëngjitur) | IIa | Disqe dhe Frezator dentare | Pajisje dentare
9814 | G-Cem One | Eurodenta sh.p.k | 13.07.2021 | GC EUROPE N.V. Research Park Interleuvenlaan 33 B-3001 Leuven Belgium | G-CEM ONE (sipas listës bashkëngjitur) | IIa | Cement per ngjitje metali, ura, zirkoni etj ne stomatologji | Pajisje dentare
9815 | Multiplle Antibacterial Sensi Disc | Labor Dr.Limbach Heidelberg Germany shpk | 13.07.2021 | Becton, Dickinson and Company 7 Loveton Circle Sparks, MD 21152 USA | Multiplle Antibacterial Sensi Disc (sipas listës bashkëngjitur) | In Vitro | Solucione kimike qe perdoren per realizimin e analizave | Pajisje te diagnostikimit in vitro
9816 | Reagent BBL Selenite-F | Labor Dr.Limbach Heidelberg Germany shpk | 13.07.2021 | Becton, Dickinson and Company 7 Loveton Circle Sparks, MD 21152 USA | Reagent BBL Selenite-F 221020; Reagent BBL Selenite-F 221021 | In Vitro | Solucione kimike qe perdoren per realizimin e analizave | Pajisje te diagnostikimit in vitro
9817 | BD BBL VDRL Antigen | Labor Dr.Limbach Heidelberg Germany shpk | 13.07.2021 | Becton, Dickinson and Company 7 Loveton Circle Sparks, MD 21152 USA | BD BBL VDRL Antigen - 240764 | In Vitro | Solucione kimike qe perdoren per realizimin e analizave | Pajisje te diagnostikimit in vitro
9818 | Reagente | Labor Dr.Limbach Heidelberg Germany shpk | 13.07.2021 | Becton, Dickinson and Company 7 Loveton Circle Sparks, MD 21152 USA | In Vitro diagnostics (sipas listes bashkengjitur) | In Vitro | Solucione kimike qe perdoren per realizimin e analizave | Pajisje te diagnostikimit in vitro
9819 | Reagente | Labor Dr.Limbach Heidelberg Germany shpk | 13.07.2021 | Becton, Dickinson and Company 7 Loveton Circle Sparks, MD 21152 USA | In Vitro diagnostics (sipas listes bashkengjitur) | In Vitro | Solucione kimike qe perdoren per realizimin e analizave | Pajisje te diagnostikimit in vitro
9820 | Reagente | Labor Dr.Limbach Heidelberg Germany shpk | 13.07.2021 | Becton, Dickinson and Company 7 Loveton Circle Sparks, MD 21152 USA | In Vitro diagnostics (sipas listes bashkengjitur) | In Vitro | Solucione kimike qe perdoren per realizimin e analizave | Pajisje te diagnostikimit in vitro
9821 | BBL Fluid Thioglycollate | Labor Dr.Limbach Heidelberg Germany shpk | 13.07.2021 | Becton, Dickinson and Company 7 Loveton Circle Sparks, MD 21152 USA | BBL Fluid Thioglycollate Medium 22195; BBL Fluid Thioglycollate Medium 22196 | In Vitro | Solucione kimike qe perdoren per realizimin e analizave | Pajisje te diagnostikimit in vitro
9822 | Preformed AGT Oral Endotracheal Tube uncuffed/plain - Murphy: 100180030 Size 3.0, 100180035 Size 3.5, 100180040 Size 4.0, 100180045 Size 4.5, 100180050 Size 5.0, 100180055 Size 5.5, 100180060 Size 6.0, 100180065 Size 6.5, 100180070 Size 7.0 | ARLI PHARMA shpk | 13.07.2021 | Teleflex Medical Sdn. Bhd. Lot PT 2577, Jalan Perusahaan 4, 34600 Kamunting Perak, Malaysia | Preformed AGT Oral Endotracheal Tube uncuffed/plain - Murphy: 100180030 Size 3.0, 100180035 Size 3.5, 100180040 Size 4.0, 100180045 Size 4.5, 100180050 Size 5.0, 100180055 Size 5.5, 100180060 Size 6.0, 100180065 Size 6.5, 100180070 Size 7.0 | lla | Tub qe perdoret ne anestezi. | Pajisje nje perdorimeshe
9823 | Blood pressure monitor: SENDO ADVANCE 2 | Trimed shpk | 13.07.2021 | A&D Company, Limited 1- 243 Asahi, Kitamoto-shi, Saitama-ken 364-8585 Japan | Blood pressure monitor: SENDO ADVANCE 2 | lla | Aparat elektronik per matjen e presionit te gjakut. | Pajisje elektromekanike
9824 | Permaplastoc | Dorina Mele Co. sh.p.k | 13.07.2021 | Kerr Corporation 1717 W. Collins Ave., Orange, CA 92867, USA | Permaplastoc Adhesive Package : 60098, UDI-DI 0841396110000149M | I | Pajisje dentare si adeviz per perdorim ne stomatologji | Pajisje dentare
9825 | IVD Products (sipas listes bashkengjitur) | SWISSMED shpk | 14.07.2021 | Diesse Diagnostica Senese SPA Strada dei Laghi 39, 53035 Monteriggioni (Siena) - Italy | IVD Products (sipas listes bashkengjitur) | In Vitro | Reagente ne trajte solucioni. | Pajisje te diagnostikimit in vitro
9826 | IVD Products (sipas listes bashkengjitur) | SWISSMED shpk | 14.07.2021 | Diesse Diagnostica Senese SPA Strada dei Laghi 39, 53035 Monteriggioni (Siena) - Italy | IVD Products (sipas listes bashkengjitur) | In Vitro | Reagente ne trajte solucioni. | Pajisje te diagnostikimit in vitro
9827 | IVD Products (sipas listes bashkengjitur) | SWISSMED shpk | 14.07.2021 | Diesse Diagnostica Senese SPA Strada dei Laghi 39, 53035 Monteriggioni (Siena) - Italy | IVD Products (sipas listes bashkengjitur) | In Vitro | Reagente ne trajte solucioni. | Pajisje te diagnostikimit in vitro
9828 | IVD Products (sipas listes bashkengjitur) | SWISSMED shpk | 14.07.2021 | CHROMagar 4, place du 18 Juin 1940, F-75006 Paris, France | IVD Products (sipas listes bashkengjitur) | In Vitro | Solucione mikrobiologjike. | Pajisje te diagnostikimit in vitro
9829 | Phytohemagglutinin (solution)-CCM0008/D; Lymph-Grow Plus - Complete medium with PHA specifically optimized for short term cultivation of Peripheral Blood Lymphocytes for chromosome analysis-TGM-5001-A; Hypotonic Solution-CCM0006/D; Colchicine solution 10_g/mL in PBS-CCM0003/D; 10 X Tripsine EDTA-CCM0005/D; TopSynchro - Cell Synchronization Kit-CCM0007‐D | Feddos sh.p.k | 14.07.2021 | Company Resnova S.r.l. Via Cadore, 14 00045- Genzano di Roma, Roma, Italy | Phytohemagglutinin (solution)-CCM0008/D; Lymph-Grow Plus - Complete medium with PHA specifically optimized for short term cultivation of Peripheral Blood Lymphocytes for chromosome analysis-TGM-5001-A; Hypotonic Solution-CCM0006/D; Colchicine solution 10_g/mL in PBS-CCM0003/D; 10 X Tripsine EDTA-CCM0005/D; TopSynchro - Cell Synchronization Kit-CCM0007‐D | In Vitro | Reagente per kryerjen e analizave laboratorike dhe citogjenetike. | Pajisje të diagnostikimit in vitro
9830 | preassembled glasses for simple presbyopia: ProntixTe - Twin 6; Twin 7; Twin 8; Speed; Soft; Best; Fashion; | Farmaword sh.p.k | 14.07.2021 | Industrie Ottiche italiane C.so Fiume, 4-10133 Torino, Italy | preassembled glasses for simple presbyopia: ProntixTe - Twin 6; Twin 7; Twin 8; Speed; Soft; Best; Fashion; | I | Syze per presbiopi te lehte. | Tjeter
9831 | Elecsys Toxo | Evita sh.p.k | 14.07.2021 | Roche Diagnostics GmbH, Sandhofer Strasse 116, D-68305 Mannheim | Elecsys Toxo IgM - 07028024190 | In Vitro | Reagent per analizen e Toxo IgM ne serumin dhe plazmen humane | Pajisje te diagnsotikimit in vitro
9832 | Elecsys HSV-2 IgG | Evita sh.p.k | 14.07.2021 | Roche Diagnostics GmbH, Sandhofer Strasse 116, D-68305 Mannheim | Elecsys HSV-2 IgG - 07027508190 | In Vitro | Reagent per analizen e Elecsys HSV-2 IgG ne serumin dhe plazmen humane | Pajisje te diagnsotikimit in vitro
9833 | Elecsys IgE II | Evita sh.p.k | 14.07.2021 | Roche Diagnostics GmbH, Sandhofer Strasse 116, D-68305 Mannheim | Elecsys IgE II - 07027516190 | In Vitro | Reagent per analizen e Elecsys IgE II ne serumin dhe plazmen humane | Pajisje te diagnsotikimit in vitro
9834 | Elecsys Everolimus | Evita sh.p.k | 14.07.2021 | Roche Diagnostics GmbH, Sandhofer Strasse 116, D-68305 Mannheim | Elecsys Everolimus - 07027257190 | In Vitro | Reagent per analizen e Elecsys Everolimus ne serumin dhe plazmen humane | Pajisje te diagnsotikimit in vitro
9835 | Elecsys CMV-IgG Avidity | Evita sh.p.k | 14.07.2021 | Roche Diagnostics GmbH, Sandhofer Strasse 116, D-68305 Mannheim | Elecsys CMV-IgG Avidity - 07027095190 | In Vitro | Reagent per analizen e Elecsys CMV-IgG Avidity ne serumin dhe plazmen humane | Pajisje te diagnsotikimit in vitro
9836 | Elecsys free BhCG | Evita sh.p.k | 14.07.2021 | Roche Diagnostics GmbH, Sandhofer Strasse 116, D-68305 Mannheim | Elecsys free BhCG - 07027303190 | In Vitro | Reagent per analizen e Elecsys free BhCG ne serumin dhe plazmen humane | Pajisje te diagnsotikimit in vitro
9837 | Elecsys free PSA | Evita sh.p.k | 14.07.2021 | Roche Diagnostics GmbH, Sandhofer Strasse 116, D-68305 Mannheim | Elecsys free PSA - 08828610190 | In Vitro | Reagent per analizen e Elecsys free PSA ne serumin dhe plazmen humane | Pajisje te diagnsotikimit in vitro
9838 | Elecsys AMH Plus | Evita sh.p.k | 14.07.2021 | Roche Diagnostics GmbH, Sandhofer Strasse 116, D-68305 Mannheim | Elecsys AMH Plus -08818061190; 08818916190 | In Vitro | Reagent per analizen e Elecsys AMH Plus ne serumin dhe plazmen humane | Pajisje te diagnsotikimit in vitro
9839 | Elecsys HBsAg II quant | Evita sh.p.k | 14.07.2021 | Roche Diagnostics GmbH, Sandhofer Strasse 116, D-68305 Mannheim | Elecsys HBsAg II quant - 08814872190 | In Vitro | Reagent per analizen e Elecsys HBsAg II quant ne serumin dhe plazmen humane | Pajisje te diagnsotikimit in vitro
9840 | Primodent, Type 1 (Anterior); Primodent, Type 2 (Posterior); Cross Linked 2, Type 1 (Anterior); Cross Linked 2,Type 2 (Posterior); Ref-Line, Type 1 (Anterior); Ref-Line Type 2 (Posterior); Polihot; Policold; K-30S; Polirepar S; Pink CAD/CAM disc; PoliTemp; Ortopoli; PMMA CAD/CAM disc | Eurodenta sh.p.k | 14.07.2021 | POLIDENT d.o.o. Volcja Draga 42, 5293 Volcja Draga, Slovenia | Primodent, Type 1 (Anterior); Primodent, Type 2 (Posterior); Cross Linked 2, Type 1 (Anterior); Cross Linked 2,Type 2 (Posterior); Ref-Line, Type 1 (Anterior); Ref-Line Type 2 (Posterior); Polihot; Policold; K-30S; Polirepar S; Pink CAD/CAM disc; PoliTemp; Ortopoli; PMMA CAD/CAM disc | Iia | Dhembe te polimerizuar sintetik , materiale polimere per bazen dhe materiale rezinoze per kurora dhe ura provizore. | Pajisje dentare
9841 | LIVEROID POMATA | Altea Pharma shpk | 14.07.2021 | Fitobios srl Via Ruvo 78/80, 76011 Bisceglie (BT) - Italy | LIVEROID POMATA | l | Pajisje mjekesore per trajtimin e hemorroideve. | Tjeter
9842 | Orthodontic polymer material: Ortopoli | Dyrrah Dental Distributor shpk | 14.07.2021 | Polident d.o.o. Volcja Draga 42, 5293 Volcja Draga, Slovenia | Orthodontic polymer material: Ortopoli | lla | Akrilik per prodhimin e aparateve ortodontike. | Pajisje dentare
9843 | Cold-curing acrylic resin material for temporary crowns and bridges: Politemp | Dyrrah Dental Distributor shpk | 14.07.2021 | Polident d.o.o. Volcja Draga 42, 5293 Volcja Draga, Slovenia | Cold-curing acrylic resin material for temporary crowns and bridges: Politemp | lla | Rezine akriliku ne te ftohte per ura dhe kurora te perkohshme. | Pajisje dentare
9844 | Denture base polymer materials: Polihot, Policold, K-30 S, Polirepar S | Dyrrah Dental Distributor shpk | 14.07.2021 | Polident d.o.o. Volcja Draga 42, 5293 Volcja Draga, Slovenia | Denture base polymer materials: Polihot, Policold, K-30 S, Polirepar S | lla | Akrilik per prodhimin e protezave te plota ose te pjesshme, riparimin ose rilidhjen e tyre. | Pajisje dentare
9845 | Repel Mycoclean | Winpharma sh.p.k | 14.07.2022 | UNI-PHARMA KLEON TSETIS PHARMACEUTICAL LABORATORIES S.A. 14th km National Road 1, Kifissia, 14564, Athens, Greece | Repel Mycoclean | I | Per trajtimin dhe crrenjosjen e mykut te thonjve mykotike. | Tjeter
9846 | EVA INTIMA MYCOSIS CLEANSING FLUID | Winpharma sh.p.k | 14.07.2021 | IOULIA & IRENE TSETI PHARMACEUTICAL LABORATORIES S.A (Distinctive Title: INTERMED) 27, Kalyftaki Str, Kifissia, 14564, Greece | EVA INTIMA MYCOSIS CLEANSING FLUID | I | Tretesire per pastrimine zones gjinitale te jashtme gjate fillimit te infeksioneve mykotike. | Tjeter
9847 | Alinity i Cyclosporine Reagent Kit: 09P3920 (200 tests); Alinity i Cyclosporine Calibrators: 09P3901 | Labopharma shpk | 14.07.2021 | Abbott Ireland Diagnostics Division Finisklin Buisness Park, Sligo, Ireland | Alinity i Cyclosporine Reagent Kit: 09P3920 (200 tests); Alinity i Cyclosporine Calibrators: 09P3901 | In Vitro | Reagente dhe kalibrator qe perdoren per percaktimin sasior te ciklosporines ne gjakun e njeriut. | Pajisje te diagnostikimit in vitro
9848 | Alinity Diagnostic Kit: 01R5950; Alinity i Maintenance Cleaning Cartridge: 02R5250; Alinity ci-series Calibrator/Control Replacment Caps: 04R1001; Alinity Reagent Replacment Caps: 04R4701; Alinity c-series Reagent Cartridge, Clear (Large): 04S1740; Alinity c-series Reagent Cartridge, Black (Large): 04S1750; Alinity ci-series Sample Cups: 01R3801; Alinity Reaction Vessels: 06P1401 | Labopharma shpk | 14.07.2021 | Abbott Laboratories 1915 Hurd Drive, Irving, Texas 75038, USA | Alinity Diagnostic Kit: 01R5950; Alinity i Maintenance Cleaning Cartridge: 02R5250; Alinity ci-series Calibrator/Control Replacment Caps: 04R1001; Alinity Reagent Replacment Caps: 04R4701; Alinity c-series Reagent Cartridge, Clear (Large): 04S1740; Alinity c-series Reagent Cartridge, Black (Large): 04S1750; Alinity ci-series Sample Cups: 01R3801; Alinity Reaction Vessels: 06P1401 | In Vitro | Instrumenta, xhepa ku vendoset solucioni, kapake zevendesimi, xhepa ku vendoset reagenti, kapake per mostra dhe proveza per kryerjen e analizave kimike. | Pajisje te diagnostikimit in vitro
9849 | Infusion sets for Single Use (gravity feed); Disposable precision flow regulator; | P.N.G sh.p.k | 14.07.2022 | AnHui Hongyu Wuzhou Medical manufacturer Co., Ltd. No.2 Guanyin Road Economic Development Zone Taihu County 246400 Anqing, Anhui PEOPLE'S REPUBLIC OF CHINA | Infusion sets for Single Use (gravity feed); Disposable precision flow regulator; | Iia | Set infuzioni qe perdoret per te dhene insulinen nen lekure . | Pajisje nje perdorimeshe
9850 | Dental materials | Dorina Mele Co sh.p.k. | 14.07.2021 | Kerr Corporation 1717 West Collins Avenue Orange, California 92867 USA | Dental materials (sipas listës bashkëngjitur) | Iia | Adezive dentare, acid dentare, kompozit dentare per mbushje dhembi dhe te tjera. | Pajisje dentare
9851 | Sterling™ MONORAIL™ PTA Ballon Dilatation Catheter | Montal sh.p.k | 15.07.2021 | Boston Scientific Corporation 300 Boston Scientific Way Marlborough, MA 01752 USA | Sterling™ MONORAIL™ PTA Ballon Dilatation Catheter (sipas listës bashkëngjitur) | III | Jane katetere zgjerues me balon te destinuar per agioplastike perkutane transluminale ne sistemin vaskular periferik. Kjo perdoret gjithashtu per pas-zgjerimin e stentave | Pajisje nje perdorimeshe
9852 | Body Orifice Introducer/Access | Montal sh.p.k | 15.07.2021 | Cook Incorporated, 750 Daniels Way Bloomington, IN 47404, USA | Body Orifice Introducer/Access (sipas listës bashkëngjitur) | Is | Jane pajisje mjekesore nepermjet nje nderhyrjeje tranvaginale ne miter per te bere te mundur kryerjen sonohisterografise dhe marrje biopsie endometriale | Pajisje nje perdorimeshe
9853 | Diagnostic Audiometer | Biometric Albania sh.pk. | 15.07.2021 | Inventis srl, Corso Stati Uniti, 1/3 - 35127 Padova, Italia | Diagnostic Audiometer - Bell Basic / Plus | Iia | Pajisje per matjen e cilesise se degjimit | Pajisje elektromekanike; Instrumenta shumeperdorimesh; Produkte per institucion te kujdesit shendetesor
9854 | Alinity c-series Acid Probe Wash | Labopharma sh.p.k | 15.07.2021 | Abbott Laboratories 1915 Hurd Drive, Irving, Texas 75038, USA | Alinity c-series Acid Probe Wash 01R6070; Alinity c-series Acid Wash 08P7740; Alinity c-series Alcaline Wash 08P840 | In Vitro | Eshte solucion mirembajtes per instrumentin alinity | Pajisje te diagnsotikimit in vitro
9855 | Alinity I Processing Module | Labopharma sh.p.k | 15.07.2021 | Abbott Laboratories 1915 Hurd Drive, Irving, Texas 75038, USA | Alinity I Processing Module 03R6501; linity ci-series SYSTEM CONTROL MODULE 03R7001 | In Vitro | Eshte imunoanalizator qe sherben per kryerjen e analizave | Pajisje te diagnsotikimit in vitro
9856 | Alinity c PROCESSING MODULE | Labopharma sh.p.k | 15.07.2021 | Abbott Laboratories 1915 Hurd Drive, Irving, Texas 75038, USA | Alinity c PROCESSING MODULE 03R67-01; ICT MODULE 09d28-04 | In Vitro | Eshte instrument per kruerjen e analizave kimike in vitro | Pajisje te diagnsotikimit in vitro
9857 | Alinity c-series Detergent | Labopharma sh.p.k | 15.07.2021 | Abbott Laboratories 1915 Hurd Drive, Irving, Texas 75038, USA | Alinity c-series Detergent A 08P9670; Alinity c-series Detergent B 08P9780; Alinity c-series Maintenance Solution (Water Bath Additive) 08P9870; Alinity c-series Maintenance Solution (ICT Cleaninf Fluid) 08P9870; ICT Cleaning Fluid 1E50-20 | In Vitro | Eshte solucion mirembajtes per instrumentin | Pajisje te diagnsotikimit in vitro
9858 | Alinity c-series Detergent B | Labopharma sh.p.k | 15.07.2021 | Abbott Laboratories 1915 Hurd Drive, Irving, Texas 75038, USA | Alinity c-series Detergent B 08P9781 | In Vitro | Eshte solucion mirembajtes per instrumentin | Pajisje te diagnsotikimit in vitro
9859 | BD GasPak EZ Anaerobe Container System-260678; BD GasPak EZ Large Incubation Container-260672; BD GasPak EZ Small Incubation Container-260002; BD GasPak EZ Standard Incubation Container-260671; | Labor Dr. Limbach heidelberg germany sh.p.k | 15.07.2021 | Becton, Dickinson and Company 7 Loveton Circle Sparks, MD 21152 USA | BD GasPak EZ Anaerobe Container System-260678; BD GasPak EZ Large Incubation Container-260672; BD GasPak EZ Small Incubation Container-260002; BD GasPak EZ Standard Incubation Container-260671; | In Vitro | Kontenier intubimi per kushte anaerobe. | Tjeter
9860 | Pajisje Oftalmike | Omega Optikal sh.p.k | 15.07.2021 | Heil Pharma, FF-114 Shayona Centre, Next to Shayona Estate, Near Memco, Ahmedabad - 380025, Gujarat, India | Hydroxypropyl Methylcellulose Ophthalmic Solution; Sodium Hyaluronate Ophthalmic Solution (sipas listës bashkëngjitur) | IIb | Pajisje oftalmike dhe optike | Pajisje te implantueshme jo aktive; Pajisje oftalmike dhe optike
9861 | Pajisje Oftalmike | Omega Optikal sh.p.k | 15.07.2021 | Heil Pharma, FF-114 Shayona Centre, Next to Shayona Estate, Near Memco, Ahmedabad - 380025, Gujarat, India | iBlade - Ophtalmic Blades; ican -Ophtalmic Cannula; iStrips - Ophtalmic Strips; iDrape-Ophtalmic Drapea; Sodium Hyaluronate (3% w/v ) with Sodium Chondroitin Sulfate (4% w/v ) Ophtalmic Solution in 1 ml PFS; Sodium Hyaluronate (2% w/v ) with Sodium Chondroitin Sulfate (2% w/v ) Ophtalmic Solution in 1 ml PFS; | I; IIb | Pajisje oftalmike dhe optike | Pajisje te implantueshme jo aktive; Pajisje oftalmike dhe optike
9862 | BiGGY Agar-255002; Dermatophyte Agar-254429; Kimmig Fungal Agar-254413; Mycosel Agar-254417; Sabouraud Agar with Gentamicin and Chloramphenicol-254041; Sabouraud Agar with Gentamicin and Chloramphenicol-254096;Sabouraud Agar with Chloramphenicol- 254091; Sabouraud Agar with Chloramphenicol and Cycloheximide-255504; Sabouraud Agar with Penicillin and Streptomycin-254451; Sabouraud Glucose Agar-254039; Sabouraud Glucose Agar-254083; | Labor Dr. Limbach heidelberg germany sh.p.k | 15.07.2021 | Becton Dickinson GmbH Tullastrasse 8-12 69126 Heidelberg/Germany | BiGGY Agar-255002; Dermatophyte Agar-254429; Kimmig Fungal Agar-254413; Mycosel Agar-254417; Sabouraud Agar with Gentamicin and Chloramphenicol-254041; Sabouraud Agar with Gentamicin and Chloramphenicol-254096;Sabouraud Agar with Chloramphenicol- 254091; Sabouraud Agar with Chloramphenicol and Cycloheximide-255504; Sabouraud Agar with Penicillin and Streptomycin-254451; Sabouraud Glucose Agar-254039; Sabouraud Glucose Agar-254083; | In Vitro | Solucione kimike qe perdoren per realizimin e testeve ne analizatore. | Tjeter
9863 | In Vitro medical devices | Labor Dr. Limbach heidelberg germany sh.p.k | 15.07.2021 | Becton Dickinson GmbH Tullastrasse 8-12 69126 Heidelberg/Germany | In Vitro medical devices (sipas listës bashkëngjitur) | In Vitro | Solucione kimike qe perdoren per realizimin e testeve ne analizatore. | Tjeter
9864 | In Vitro medical devices | Labor Dr. Limbach heidelberg germany sh.p.k | 15.07.2021 | Becton Dickinson GmbH Tullastrasse 8-12 69126 Heidelberg/Germany | In Vitro medical devices (sipas listës bashkëngjitur) | In Vitro | Solucione kimike qe perdoren per realizimin e testeve ne analizatore. | Tjeter
9865 | BD BBL Lactophenol Cotton Blue Stain Droppers-261188 | Labor Dr. Limbach heidelberg germany sh.p.k | 15.07.2021 | Becton, Dickinson and Company 7 Loveton Circle Sparks, MD 21152 USA | BD BBL Lactophenol Cotton Blue Stain Droppers-261188 | In Vitro | Solucione kimike qe perdoren per realizimin e testeve ne analizatore. | Tjeter
9866 | In Vitro medical devices (sipas listës bashkëngjitur) | Labor Dr. Limbach heidelberg germany sh.p.k | 15.07.2021 | Becton, Dickinson and Company 7 Loveton Circle Sparks, MD 21152 USA | In Vitro medical devices (sipas listës bashkëngjitur) | In Vitro | Solucione kimike qe perdoren per realizimin e testeve ne analizatore. | Tjeter
9867 | Elecsys HBeAg II quant II/ - 07027443190 | Evita sh.p.k | 15.07.2021 | Roche Diagnostic GmbH Sandhofer Strasse 116 68305 Mannheim Germany | Elecsys HBeAg II quant II/ - 07027443190 | In Vitro | Reagent per analizen e HBsAg ne serumin dhe plazmen humane. | Tjeter
9868 | IGG-2 Tina-quant IgG Gen.2; Tina-quant IgG Gen.2 CSF - 08057915190 | Evita sh.p.k | 15.07.2021 | Roche Diagnostic GmbH Sandhofer Strasse 116 68305 Mannheim Germany | IGG-2 Tina-quant IgG Gen.2; Tina-quant IgG Gen.2 CSF - 08057915190 | In Vitro | Reagent per analizen e IGG-2 ne serumin dhe plazmen humane. | Tjeter
9869 | Elecsys T4 09007741190; 09007784190 | Evita sh.p.k | 15.07.2021 | Roche Diagnostic GmbH Sandhofer Strasse 116 68305 Mannheim Germany | Elecsys T4 09007741190; 09007784190 | In Vitro | Reagent per analizen e total PSA ne serumin dhe plazmen humane. | Tjeter
9870 | Elecsys total PSA- 08791732190 | Evita sh.p.k | 15.07.2021 | Roche Diagnostic GmbH Sandhofer Strasse 116 68305 Mannheim Germany | Elecsys total PSA- 08791732190 | In Vitro | Reagent per analizen e total PSA ne serumin dhe plazmen humane. | Tjeter
9871 | Elecsys Sirolimus- 07027834190 | Evita sh.p.k | 15.07.2021 | Roche Diagnostic GmbH Sandhofer Strasse 116 68305 Mannheim Germany | Elecsys Sirolimus- 07027834190 | In Vitro | Reagent per analizen e T4 ne serumin dhe plazmen humane. | Tjeter
9872 | Elecsys PAPP-A 08860181190 | Evita sh.p.k | 15.07.2021 | Roche Diagnostic GmbH Sandhofer Strasse 116 68305 Mannheim Germany | Elecsys PAPP-A 08860181190 | In Vitro | Reagent per analizen e sirolimus ne serumin dhe plazmen humane. | Tjeter
9873 | Chorus Chlamydia 85342; Chorus Chlamydia Control serum 85832 | Swissmed sh.p.k | 15.07.2021 | Diesse Diagnostica senesse SPA Strada Dei Laghi 39 53035 Monteriggioni (Siena) Italy | Chorus Chlamydia 85342; Chorus Chlamydia Control serum 85832 | In Vitro | Reagente ne trajte solucioni. | Pajisje të diagnostikimit in vitro
9874 | Flowflex SARS-CoV-2 Antigen rapid test | Incomed sh.p.k | 15.07.2021 | ACON Laboratories, Incorporated 5850 Oberlin Drive, #340 San Diego, CA 92121, USA | Flowflex SARS-CoV-2 Antigen Rapid Test - L031-11815 | In Vitro | Test rapid per diagnostikimin e covid 19 | Pajisje te diagnostikimit in vitro
9875 | In Vitro medical devices | Swissmed sh.p.k | 15.07.2021 | Diesse Diagnostica senesse SPA Strada Dei Laghi 39 53035 Monteriggioni (Siena) Italy | In Vitro medical devices (sipas listës bashkëngjitur) | In Vitro | Reagente ne trajte solucioni. | Pajisje të diagnostikimit in vitro
9876 | In Vitro medical devices | Swissmed sh.p.k | 15.07.2021 | Diesse Diagnostica senesse SPA Strada Dei Laghi 39 53035 Monteriggioni (Siena) Italy | In Vitro medical devices (sipas listës bashkëngjitur) | In Vitro | Reagente ne trajte solucioni. | Pajisje të diagnostikimit in vitro
9877 | Materiale konsumi | Genius sh.p.k | 15.07.2021 | F.L Medical s.r.l. Via Enrico Mattei, 20 35038 Torreglia, Padova, Italy | Disposable plastic ware for analysis laboratory (sipas listës bashkëngjitur) | In Vitro | Materiale konsumi laboratori | Pajisje te diagnostikimit in vitro
9878 | Dental materials | Eurodenta sh.p.k | 15.07.2012 | BERNHARD FORSTER GmbH Westliche Karl-Friedrich-Strasse 151 75172 Pforzheim, Germany | Dental materials (sipas listës bashkëngjitur) | Iia, Iib | Braketa, harqe, vida per implantim, aksesore. | Pajisje dentare
9879 | Ethanola | Pegasus sh.p.k | 16.07.2021 | Microgenics Corporation, 46500 Kato Road, Fremont, CA 94538, USA | Ethanol 3L36-20; Ethanol Neg Calibrator 3L36-01; Ethanol 100 Calibrator 3L36-02; Ethanol 50 Control 3L36-10; Ethanol 300 Control 3L36-12 | In Vitro | Imunoanalize e cila permban reagente per percaktimin sasior te etanoli ne urine, serum dhe plazem, kalibratoret dhe kontrollet | Pajisje te diagnostikimit in vitro
9880 | Alinity i Cyclosporine | Pegasus sh.p.k | 16.07.2021 | Abbott Ireland Diagnostics Division Finisklin Business Park, Sligo, Ireland | Alinity i Cyclosporine reagent Kit 09P3920; Alinity i Cyclosporine Calibrators 09P3901 | In Vitro | Reagente per percaktimin sasior te ciklosporina ne gjakun e plote ne aparaturat Alinity | Pajisje te diagnostikimit in vitro
9881 | Alinity i HBsAg Qualitative II Reagent Kit | Pegasus sh.p.k | 16.07.2021 | Abbott Ireland Diagnostics Division Finisklin Business Park, Sligo, Ireland | Alinity i HBsAg Qualitative II Reagent Kit 08P1022; Alinity i HBsAg Qualitative II Reagent Kit 08P1032; Alinity i HBsAg Qualitative II Reagent Kit Calibrators 08P1001; Alinity i HBsAg Qualitative II Reagent Kit Controls 08P1010 | In Vitro | Reagente qe perdoren per zbulimin cilesor te antigjenit siperfaqesor te hepatit B ne serum dhe plazem | Pajisje te diagnostikimit in vitro
9882 | Isotonic Nose spray; Hypertonic Nose spray | Evita sh.p.k | 16.07.2021 | IYON SAGLIK MEDIKAL KOZ. ITH. VE. SAN. TIC. LTD. STI, Imes Sanayi Sitesi B Blok 205 Sok. No:2-4 Yukan Dudullu / Umraniye/ Instanbul, Turkiye | Ocean Water: Isotonice Nose spray : 25ml, 50ml, 100ml, 125ml, 150ml; Hypertonice Nose Spray: 50ml, 100ml, 125ml, 150ml | Iia | Sprai me uje deti qe ndihmon ne mbajtjen e hundeve te shendetshme duke pastruar rruget e frymemarrjes | Tjeter
9883 | ECG Recorder: EVO | Konex shpk | 21.07.2021 | Spacelabs Healthcare Ltd. Unit B, Foxholes Centre, John Tate Road, Hertford, SG13 7DT, UK | ECG Recorder: EVO | lla | EKG Holter - aparat jo evaziv per matje dhe monitorim te ritmit te zemres. | Tjeter
9884 | Non Sterile Powdder Free Latex Examination Gloves (UDI-DI: 9555002116378); Non Sterile Powdered Latex Examination Gloves (UDI-DI: 9555002116361); Non Sterile Powdered Free Nitrile Examination Gloves (UDI-DI: 9555002116385) | EURODENTA shpk | 19.07.2021 | Maxter Glove Manufacturing Sdn. Bhd. Lot 6070, Jalan Haji Abdul Manan, 6th Miles Off Jalan Meru, 41050 Klang, Selangor Darul Ehsan, MALAYSIA | Non Sterile Powdder Free Latex Examination Gloves (UDI-DI: 9555002116378); Non Sterile Powdered Latex Examination Gloves (UDI-DI: 9555002116361); Non Sterile Powdered Free Nitrile Examination Gloves (UDI-DI: 9555002116385) | l | Doreza mjekesore ekzaminimi jo sterile, me puder, pa puder, nitrile. | Pajisje nje perdorimeshe
9885 | Diamond Instruments, Carbide Instruments, Ceramic Instruments (sipas listes bashkengjitur) | EURODENTA shpk | 19.07.2021 | VANETTI SA Via Municipio 12a - 6672 Gordevio, Switzerland | Diamond Instruments, Carbide Instruments, Ceramic Instruments (sipas listes bashkengjitur) | lla | Freza diamanti, karbiti dhe qeramike. | Pajisje dentare
9886 | In Vitro medical devices | Swissmed sh.p.k | 19.07.2021 | Diesse Diagnostica senesse SPA Strada Dei Laghi 39 53035 Monteriggioni (Siena) Italy | In Vitro medical devices (sipas listës bashkëngjitur) | In Vitro | Reagente ne trajte solucioni. | Pajisje të diagnostikimit in vitro
9887 | In Vitro medical devices | Labor Dr. Limbach heidelberg germany sh.p.k | 19.07.2021 | Aesku.Diagnostics GmbH & Co. KG Mikroforum Ring 2, 55234 Wendelsheim, Deutschland, Germany | In Vitro medical devices (sipas listës bashkëngjitur) | In Vitro | Solucione kimike qe perdoren per realizimin e testeve ne analizatore. | Pajisje të diagnostikimit in vitro
9888 | McGill Cryoleaf™ - 40771401; VitriFit® - 42782001, 42785005 | IRIS shpk | 21.07.2021 | ORIGIO a/s Knardrupvej 2, 2760 Måløv, Denmark | McGill Cryoleaf™ - 40771401; VitriFit® - 42782001, 42785005 | lla | Katetere dhe gjilpera per fertilizimin in vitro. | Pajisje laboratori
9889 | First Response® HIV 1-2.O Card Test (Version 2.0) - PI05FRC05CE, PI05FRC10CE, PI05FRC25CE, PI05FRC30CE | SWISSMED shpk | 19.07.2021 | Premier Medical Corporation Private Limited A1-302, GIDC, Sarigam - 396155. Dist. Valsad, Gujarat, India | First Response® HIV 1-2.O Card Test (Version 2.0) - PI05FRC05CE, PI05FRC10CE, PI05FRC25CE, PI05FRC30CE | In Vitro | Teste te shpejta diagnostikuese te HIV. | Pajisje te diagnostikimit in vitro
9890 | IVD Products (sipas listes bashkengjitur) | SWISSMED shpk | 19.07.2021 | Diesse Diagnostica Senese SPA Strada dei Laghi 39, 53035 Monteriggioni (Siena) - Italy | IVD Products (sipas listes bashkengjitur) | In Vitro | Reagente ne trajte solucioni. | Pajisje te diagnostikimit in vitro
9891 | AQ-TOP COVID-19 Rapid Detection Kit COR200201 | Genius sh.p.k | 19.07.2021 | SEASUN BIOMATERIALS Inc. N317, 11-3, techno 1-ro, Yuseong-gu, (34015) Daejeon, Korea | AQ-TOP COVID-19 Rapid Detection Kit COR200201 | In Vitro | Kit I shpejte per detektimin e kovidit. | Pajisje të diagnostikimit in vitro
9892 | AQ-TOP COVID-19 Rapid Detection Kit PLUS SS-9940 | Genius sh.p.k | 19.07.2021 | SEASUN BIOMATERIALS Inc. N317, 11-3, techno 1-ro, Yuseong-gu, (34015) Daejeon, Korea | AQ-TOP COVID-19 Rapid Detection Kit PLUS SS-9940 | In Vitro | Kit I shpejte per detektimin e kovidit. | Pajisje të diagnostikimit in vitro
9893 | Female Urinary Stress Incontience Slings- DynaMesh®-SIS soft (01cm x 50cm): PV411056F1 | Euromed shpk | 19.07.2021 | FEG Textiltechnik Forschungs-und Entwicklungsgesellschaft gmbH Prager Ring 70,D-52070 Aachen Germany | Female Urinary Stress Incontience Slings- DynaMesh®-SIS soft (01cm x 50cm): PV411056F1 | llb | Implante te dizenjuara si nje hobe miduretrale per perforcimin e indeve te buta te dyshemese se legenit si pjese e trajtimit kirurgjikal te Inkontiences urinare te stresit te shkaktuar nga nje ureter hipermobilike dhe / ose munges e sfinkterit te brendshem. | Pajisje te implantueshme jo aktive
9894 | KEROX ZIRCOSTAR® Pre-sintered zirconum-dioxide blank - HS: High Strength, HT: High Translucent, UHT: Ultra High Translucent, HTML: High Translucent Multilayer, UTML: Ultra High Translucent Multilayer, 3DML: Multilayer Multitranslucent | Klinika Zogu I Pare shpk | 19.07.2021 | KEROX Ipari és Kerskedelmi Kft. 2038. Sóskút, Kerox u. 1., Hungary | KEROX ZIRCOSTAR® Pre-sintered zirconum-dioxide blank - HS: High Strength, HT: High Translucent, UHT: Ultra High Translucent, HTML: High Translucent Multilayer, UTML: Ultra High Translucent Multilayer, 3DML: Multilayer Multitranslucent | lla | Shtresa zirkonium dioksid te pre-sintetizuara te cilat perdoren si materiale per proteza (kurore, ure, shtrese e jashtme, shtrese e brendhme). | Pajisje dentare
9895 | ADHEAR User/Proffesional Kit | Evita sh.p.k | 21.07.2021 | Med-El Elektromedizinische Geräte GmbH Fürstenweg 77A 6020 Innsbruck Austria | ADHEAR User/Proffesional Kit (sipas listës bashkëngjitur) | lla | Aparat degjimi | Tjeter
9896 | First Response® HCV Card Test | Swissmed sh.p.k | 21.07.2021 | Premier Medical Corporation Private Limited A1-302, GIDC, Sarigam - 396155. Dist. Valsad, Gujarat, India | First Response® HCV Card Test : PIO3FRC05CE; PIO3FRC10CE; PIO3FRC25CE; PIO3FRC30CE | In Vitro | Teste te shpejta diagnostikuese | Pajisje te diagnostikimit in vitro
9897 | Pipette | Swissmed sh.p.k | 21.07.2021 | DLAB Scientific Co., Ltd, No.31, Yu An Road, Area B, Konggang Industrial Development Zone, Shunyi District, Beijing 101318, P.R China | Pipette: Mechanical Pipette TopPette & MicoPette & MicoPette Plus single-channel fixed volume pipettes; Mechanical Pipette TopPette & MicoPette & MicoPette Plus single-channel adjustable volume pipettes; Mechanical Pipette TopPette & MicoPette & MicoPette Plus Multichannel pipettes | In Vitro | Pipeta per perdorim laboratorik | Pajisje te diagnostikimit in vitro
9898 | In Vitro Reagents | Swissmed sh.p.k | 21.07.2021 | Diesse Diagnostica Senese S.P.A. Via Solari 19- I-20144 Milano (MI) Italy | In Vitro medical devices (sipas listës bashkëngjitur) | In Vitro | Reagente ne trajte solucioni | Pajisje te diagnostikimit in vitro
9899 | Kopmpozit; Kompozit flow | Eurodenta sh.p.k | 21.07.2021 | GC EUROPE N.V. Research Park Interleuvenlaan 33, B-3001 Leuven Belgium | Dental Glassionomer: GRADIA DIRECT Flo; GRADIA DIRECT LoFlo (sipas listës bashkëngjitur) | Iia | Kopmpozit; Kompozit flow | Pajisje dentare
9900 | General ultrasound imaging system, battery-powered - Vscan Air CL (sipas listes bashkengjitur) | MONTAL shpk | 21.07.2021 | GE Vingmed Ultrasound A/S Strandpromenaden 45, 3191 Horten, Norway | General ultrasound imaging system, battery-powered - Vscan Air CL (sipas listes bashkengjitur) | lla | Sistem imazherie ultrasound me destinacion te pergjithshem qe funksionon me bateri per sistemet iOS dhe Android. | Pajisje diagnostikuese dhe terapeutike me rrezatim
9901 | CalSet CK-MB: 07394667190 (UDI-DI: 761333600453AE) | Evita shpk | 21.07.2021 | Roche Diagnostics GmbH Sandhofer Strasse 116 D-68305 Mannheim GERMANY | CalSet CK-MB: 07394667190 (UDI-DI: 761333600453AE) | In Vitro | Kalibrator i reagentit CK-MB te serumit ne plazmen humane. | Pajisje te diagnostikimit in vitro
9902 | AST: 05850819190 (UDI-DI: 761333600364AE); ASTLP: 04467493190 (UDI-DI: 761333600266AAD); ASTPM: 05531446190 (UDI-DI: 761333600337AB); ASTP: 08056838190 (UDI-DI: 761333600509AG) | Evita shpk | 21.07.2021 | Roche Diagnostics GmbH Sandhofer Strasse 116 D-68305 Mannheim GERMANY | AST: 05850819190 (UDI-DI: 761333600364AE); ASTLP: 04467493190 (UDI-DI: 761333600266AAD); ASTPM: 05531446190 (UDI-DI: 761333600337AB); ASTP: 08056838190 (UDI-DI: 761333600509AG) | In Vitro | Reagent per analizen AST te serumit ne plazmen humane. | Pajisje te diagnostikimit in vitro
9903 | CalSet Troponin I: 07439547190 (UDI-DI: 761333600630AC); Elecsys Troponin I: 07028059190 (UDI-DI: 761333600621AB) | Evita shpk | 21.07.2021 | Roche Diagnostics GmbH Sandhofer Strasse 116 D-68305 Mannheim GERMANY | CalSet Troponin I: 07439547190 (UDI-DI: 761333600630AC); Elecsys Troponin I: 07028059190 (UDI-DI: 761333600621AB) | In Vitro | Reagent dhe kalibrator per analizen e Troponin I te serumit ne plazmen humane. | Pajisje te diagnostikimit in vitro
9904 | A non-sterile hollow device intended to maintain tracheostoma patency: Kapitex Stoma Stud 8mm - TR SST 0001, Kapitex Stoma Stud 10mm - TR SST 0002, Kapitex Stoma Stud 12mm - TR SST 0003, Kapitex Stoma Stud 14mm - TR SST 0004 | Evita shpk | 21.07.2021 | Kapitex Healthcare Limited Unit 1, Erivan Park, Sandbeck Way, Wetherby West Yorkshire LS22 7DN, United Kingdom | A non-sterile hollow device intended to maintain tracheostoma patency: Kapitex Stoma Stud 8mm - TR SST 0001, Kapitex Stoma Stud 10mm - TR SST 0002, Kapitex Stoma Stud 12mm - TR SST 0003, Kapitex Stoma Stud 14mm - TR SST 0004 | llb | Pajisje te thjeshta per te ndihmuar pacientin te mbaje stomen te hapur. | Tjeter
9905 | Phoniq® DigiClose Comfort HME Filter: LAPFT0001; Phoniq® DigiClose Active HME Filter: LAPFT0002; Phoniq® DigiClose Comfort HME Filter: LAPFT0003; Phoniq® DigiClose Active HME Filter: LAPFT0004 (UDI-DI: 5029598PHONIQHMEFILTER4V) | Evita shpk | 21.07.2021 | Kapitex Healthcare Limited Unit 1, Erivan Park, Sandbeck Way, Wetherby West Yorkshire LS22 7DN, United Kingdom | Phoniq® DigiClose Comfort HME Filter: LAPFT0001; Phoniq® DigiClose Active HME Filter: LAPFT0002; Phoniq® DigiClose Comfort HME Filter: LAPFT0003; Phoniq® DigiClose Active HME Filter: LAPFT0004 (UDI-DI: 5029598PHONIQHMEFILTER4V) | l | Pajisje e specializuar per pacientet qe marrin fryme permes nje trakeostomie. | Tjeter
9906 | Trachi-Naze +Plus Laryngectomy Tube and Phoniq Laryngectomy Tube (sipas listes bashkengjitur) | Evita shpk | 21.07.2021 | Kapitex Healthcare Limited Unit 1, Erivan Park, Sandbeck Way, Wetherby West Yorkshire LS22 7DN, United Kingdom | Trachi-Naze +Plus Laryngectomy Tube and Phoniq Laryngectomy Tube (sipas listes bashkengjitur) | llb | Tub i bute i laringoktomise qe mban hapjen e trakeostomise. | Tjeter
9907 | Anesthesia Mask; Reservoir Bags; Breathing Circuit and Components; Filters and HME filters; Resuscitations Circuits | Montal sh.p.k | 21.07.2021 | Flexicare medical Limited, Cynon Valley Business Park, Mountain Ash, Cf45 4ER, UK | Anesthesia Mask; Reservoir Bags; Breathing Circuit and Components; Filters and HME filters; Resuscitations Circuits (sipas listës bashkëngjitur) | Iia | Pajisje respiratore qe perdoren ne trajtimin e pacienteve ne repartet e anestezise, emergjences dhe trajtimit intensiv | Pajisje anestezie dhe respiratore
9908 | Elecsys IGF | Evita sh.p.k | 21.07.2021 | Roche Diagnostic GmbH Sandhofer Strasse 116 68305 Mannheim Germany | Elecsys IGF-1: 07475918190 UDI-DI 761333600466AP | In Vitro | Reagent per analizen e IGF-1 te serumit ne plazmen humane | Pajisje te diagnostikimit in vitro
9909 | Elecsys Myoglobin | Evita sh.p.k | 21.07.2021 | Roche Diagnostic GmbH Sandhofer Strasse 116 68305 Mannheim Germany | Elecsys Myoglobin - 12178214122 UDI-DI 761333600394AP ; Calset Myoglobin - 07394675190 UDI-DI 761333600148A6; Myoglobin Calset - 12178222122 454AG; Elecsys Myoglobin STAT - 11820788122 UDI-DI 761333600138A3; Myoglobin STAT Calset - 11820893122 UDI-DI 7613336001409N | In Vitro | Reagent per analizen e mioglobines dhe kalibrator i reagentit | Pajisje te diagnostikimit in vitro
9910 | ALBP | Evita sh.p.k | 21.07.2021 | Roche Diagnostic GmbH Sandhofer Strasse 116 68305 Mannheim Germany | Adipocyte Lipid Binding Protein: ALBP - 05599261190 UDI-DI 761333600345AA. ALBP - 05975573190 UDI-DI 761333600391AH. ALBP - 08056714190 UDI-DI761333600503A4 | In Vitro | Reagent per analizen e ABLP te serumit ne plazmen humane | Pajisje te diagnostikimit in vitro
9911 | ACET2 | Evita sh.p.k | 21.07.2021 | Roche Diagnostic GmbH Sandhofer Strasse 116 68305 Mannheim Germany | ACET2 - 06769942190 UDI-DI 7613336002269Z; ACET2 - 08056684190 UDI-DI 7613336005019Y; ACET2 Calibrator - 07007515190 UDI-DI 7613336002429X | In Vitro | Reagent per analizen e ACET2 te serumit ne plazmen humane | Pajisje te diagnostikimit in vitro
9912 | Troponin T hs Calset | Evita sh.p.k | 21.07.2021 | Roche Diagnostic GmbH Sandhofer Strasse 116 68305 Mannheim Germany | Troponin T hs Calset - 05092752190 udi-di 761333600316A3 | In Vitro | Kalibrator per analizen e T hs te serumit ne plazmen humane | Pajisje te diagnostikimit in vitro
9913 | Elecsys SCC | Evita sh.p.k | 21.07.2021 | Roche Diagnostic GmbH Sandhofer Strasse 116 68305 Mannheim Germany | Elecsys SCC - 07028253190 UDI-DI 761333600405A3; SCC CalSet - 07126999190 UDI-DI 7613336004219Z; Elecsys SCC - 07126972190 UDI-DI 7613336004209X | In Vitro | Reagent dhe kalibratotr per analizen e Elcsys SCC | Pajisje te diagnostikimit in vitro
9914 | Elecsys IL-6 | Evita sh.p.k | 21.07.2021 | Roche Diagnostic GmbH Sandhofer Strasse 116 68305 Mannheim Germany | Elecsys IL-6 - 09015604190 UDI-DI 7613336010369Z; Elecsys IL-6 - 09015612190 UDI-DI 761333601037A3 | In Vitro | Reagent per analizen e Elecsys IL-6 te serumit ne plazmen humane | Pajisje te diagnostikimit in vitro
9915 | Nellcor Bedside SpO2 Patient Monitoring System; Nellcore Pulse Oximetry Interface Cable | O.E.S Distrimed sh.pk | 21.07.2021 | Covidien LLC, 15 Hampshire Street Mansfield,MA 02048 USA | Nellcor Bedside SpO2 Patient Monitoring System - PM100N; Nellcore Pulse Oximetry Interface Cable - DOC-10 | Iib | Monitor pacienti per monitorimin e SpO2 per persorim spitalor | Pajisje per institucione te kujdesit shendetesor
9916 | Sterile Disposable Surgical Drapes, Gowns and Surgical Sets (sipas listes bashkengjitur) | New Medical Plus shpk | 21.07.2021 | Fulset Textil Ozel Saglik Hizmetleri Saglik Melzemeleri Ins. Tur. San. Ve Tic. Ltd. Sti. Veysel Karani Mh. Veysel Sk. No:44/6 Osmanagazi/Bursa/Turkey | Sterile Disposable Surgical Drapes, Gowns and Surgical Sets (sipas listes bashkengjitur) | l | Mbulesa operacioni nje perdorimeshe, veshje kirurgjikale dhe sete te ndryshme kirurgjikale. | Pajisje nje perdorimeshe
9917 | Sterile Disposable Surgical Drapes, Gowns and Surgical Sets (sipas listes bashkengjitur) | Aquarius Medical shpk | 21.07.2021 | Fulset Textil Ozel Saglik Hizmetleri Saglik Melzemeleri Ins. Tur. San. Ve Tic. Ltd. Sti. Veysel Karani Mh. Veysel Sk. No:44/6 Osmanagazi/Bursa/Turkey | Sterile Disposable Surgical Drapes, Gowns and Surgical Sets (sipas listes bashkengjitur) | l | Mbulesa operacioni nje perdorimeshe, veshje kirurgjikale dhe sete te ndryshme kirurgjikale. | Pajisje nje perdorimeshe
9918 | SARS-CoV-2 Ag Rapid Test Kit (Colloidal Gold) | Sombrero shpk | 21.07.2021 | JOYSBIO (Tianjin) Biotechnology Co., Ltd. Tianjin International Joint Academy of Biotechnology & Medicine 9th floor, No.220, Dongting Road, TEDA 300457 Tianjin, China | SARS-CoV-2 Ag Rapid Test Kit (Colloidal Gold) | In Vitro | Test i shpejte per detektimin e antigjeneve te SARS-CoV-2 ne materialin nazal dhe faringeal. | Pajisje te diagnostikimit in vitro
9919 | Magenta Puro; Puro - 10ml fill size | Farma Net Albania shpk | 22.07.2021 | Tubilux Pharma S.p.A. Via Costarica 20/22, 00071 Pomezia (Roma) - ITALY | Magenta Puro; Puro - 10ml fill size | llb | Solucion steril per syrin, me permbajtje te sodium hialuronat 0,15% pa konservues dhe pa mbetje fosfatesh. | Pajisje oftalmike dhe optike
9920 | Ultrasound transducer: X5-1c | Health & Light shpk | 22.07.2021 | Philips Ultrasound, Inc. 22100 Bothell Everett Highway Bothell Washington 98021-8431 U.S.A | Ultrasound transducer: X5-1c | lla | Sonde per diagnostikim imazherik me ultratinguj. | Pajisje elektromekanike
9921 | Dynamic Coronary Roadmap: 001016 (UDI-DI: 0884838BM323SM); StentBoost Live: 001017 (UDI-DI: 0884838BM324SP) | Health & Light shpk | 22.07.2021 | Philips Medical Systems Nederland B.V. Veenpluis 4-6, 5684 PC Best, The Netherlands | Dynamic Coronary Roadmap: 001016 (UDI-DI: 0884838BM323SM); StentBoost Live: 001017 (UDI-DI: 0884838BM324SP) | llb | Softeware asistive per procedura hemodinamike. | Tjeter
9922 | De Bakey Vascular and Cardiac Dissecting Forceps: C1333, C1280; Micro Dissecting Forceps: C1293; Micro Trying Forceps: C1095; Haemostatic Forceps: C0401, C0405; O'shaughnessy Clamping Forceps: C0435; Castaneda Pediatric Clamp: C0444, Ryder Needle Holder: C0730; Diethrich Bulldog Clamp: C2470; Micro Kitzmiller Clamp: C0628, C0630 Metzenbaum Scissors: C0946F, C0948F; More Sternal Rectractor: C8067 | 2A - PHARMA shpk | 22.07.2021 | Huaian Frimen Co., Ltd. No. 128-10 West Meigao Road, Qingpu Industrial Park, Huaian City, Jiangsu Province, China | De Bakey Vascular and Cardiac Dissecting Forceps: C1333, C1280; Micro Dissecting Forceps: C1293; Micro Trying Forceps: C1095; Haemostatic Forceps: C0401, C0405; O'shaughnessy Clamping Forceps: C0435; Castaneda Pediatric Clamp: C0444, Ryder Needle Holder: C0730; Diethrich Bulldog Clamp: C2470; Micro Kitzmiller Clamp: C0628, C0630 Metzenbaum Scissors: C0946F, C0948F; More Sternal Rectractor: C8067 | l | Instrumenta per kirurgji kardiovaskulare. | Instrumenta shumeperdorimesh
9923 | Anatomic Supports (sipas listes bashkengjitur) | Gral Medical shpk | 22.07.2021 | Anatomic help SA 25th klm Thessaloniki - Kilkis, PC 61100, N. Santa | Anatomic Supports (sipas listes bashkengjitur) | l | Suporte te ndryshem anatomike per te gjitha pjeset e trupit. | Pajisje asistive per persona me aftesi te kufizuar
9924 | Architect HBsAG Qualitative ll Reagent Kit; Calibrator; Controls | Pegasus | 26.07.2021 | Abbott Ireland Diagnostics Division Finisklin Business Park, Sligo, Ireland | Architect HBsAg Qualitative ll Reagent Kit - 2G22-25 (100 Teste); Architect HBsAg Qualitative ll Reagent Kit - 2G22-30 (500 Teste); Architect HBsAg Qualitative ll Reagent Kit - 2G22-35 (2000 Teste); Architect HBsAg Qualitative ll Calibrators - 2G22-01; Architect HBsAg Qualitative ll Controls - 2G22-10 | In Vitro | Reagent, Calibrator dhe kontroll per zbulimin cilesor te Hepatitit B | Pajisje te diagnostikimit in vitro
9925 | Architect HBsAg Qualitative ll Confirmatory Reagent Kit | Pegasus | 26.07.2021 | Abbott Ireland Diagnostics Division Finisklin Business Park, Sligo, Ireland | Architect HBsAg Qualitative ll Confirmatory Reagent Kit - 2G23-25 (50 teste) | In Vitro | Reagent qe perdoret per konfirmimin e pranise se antigjenti siperfaqesor te hepatit B | Pajisje te diagnostikimit in vitro
9926 | Architect c8000 Processing Module 01G06-11; Architect ICT Module 09D2804 | Pegasus | 26.07.2021 | Abbott Laboratories 1915 Hurd Drive, Irving, Texas 75038, USA | Architect c8000 Processing Module 01G06-11; Architect ICT Module 09D2804 | In Vitro | Eshte intstrument per kryerjen e analizave kimike dhe moduli per informacionet ICT per funksionikimin e instrumentit | Pajisje te diagnostikimit in vitro
9927 | Architect i1000sr Processing Module; Architect i1000sr Processing Module (Integrated) | Pegasus | 26.07.2021 | Abbott Laboratories 1915 Hurd Drive, Irving, Texas 75038, USA | Architect i1000sr Processing Module - 01L8601; Architect i1000sr Processing Module (Integrated) - 01L8640 | In Vitro | Eshte intstrument per kryerjen e analizave kimike duke perdorur metoden e fotometrise dhe potentiometrike | Pajisje te diagnostikimit in vitro
9928 | Alinity Diagnostic Kit - 01R5950; Alinity i Maintenance Claeaning Cartridge - 02R5250; Alinity ci-series Calibrator/Control Replacement Caps - 04R1001;Alinity Reagent Replacement Caps - 04R4701; Alinity c-series Reagent Cartridge , Clear Large - 04S1740;Alinity c-series Reagent Cartridge , Black Large - 04S1750;Alinity ci-seies Sample Cups - 01R3801; Alinity Reaction Vassels - 06P1401 | Pegasus | 26.07.2021 | Abbott Laboratories 1915 Hurd Drive, Irving, Texas 75038, USA | Alinity Diagnostic Kit - 01R5950; Alinity i Maintenance Claeaning Cartridge - 02R5250; Alinity ci-series Calibrator/Control Replacement Caps - 04R1001;Alinity Reagent Replacement Caps - 04R4701; Alinity c-series Reagent Cartridge , Clear Large - 04S1740;Alinity c-series Reagent Cartridge , Black Large - 04S1750;Alinity ci-seies Sample Cups - 01R3801; Alinity Reaction Vassels - 06P1401 | In Vitro | Instrumente per analizat kimike | Pajisje te diagnostikimit in vitro
9929 | Alinity c-series Acid Probe Wash; Alinity c-series Acid Wash; Alinity c-series Alkaline Wash | Pegasus | 26.07.2021 | Abbott Laboratories 1915 Hurd Drive, Irving, Texas 75038, USA | Alinity c-series Acid Probe Wash - 01R6070; Alinity c-series Acid Wash - 08P7740; Alinity c-series Alkaline Wash - 08P7840 | In Vitro | Solucione per mirembajtje te instrumentit | Pajisje te diagnostikimit in vitro
9930 | Architect i4000 Processing Module; Architect i4000 Processing Module (Integrated) | Pegasus | 26.07.2021 | Abbott Laboratories 1915 Hurd Drive, Irving, Texas 75038, USA | Architect i4000 Processing Module - 02P2401; Architect i4000 Processing Module (Integrated) - 02P2440 | In Vitro | Instrumente per analizat kimike | Pajisje te diagnostikimit in vitro
9931 | Endolaser 120 | MSE | 27.07.2021 | Enraf-Nonius B.V. Vareseweg 127 3047 AT Rotterdam, Netherlands | Low level laser Therapy Equipment: Endolaser 120 - 1633900(base unit); 1633901(base unit with 1 probeholder); 1633902(base unit with 2 probeholders); 1632801/1632802/1632803/1632804(laser probes) | lla | Pajisje fizioterapie | Tjeter
9932 | Oxygen Hood | MSE | 27.07.2021 | Ginevri srl Via Cancelliera, 25/b - 00041 Albano Laziale, Roma, Italy | Oxygen Hood (sipas listes se bashkengjitur) | l | Kapuc qe perdoret per foshnjat qe mund te marrin fryme vete por ende kane nevoj per oksigjen shtese | Tjeter
9933 | The Implantable Hearing Prosthesis System Bonebridge | Evita | 27.07.2021 | Med-El Elektromedizinische Geräte GmbH Fürstenweg 77A 6020 Innsbruck Austria | The Implantable Hearing Prosthesis System Bonebridge(sipas listes se bashkengjitur) | Te implantueshme aktive | Impiant me I perpauar I percimit te kockave aktive dhe vendoset plotesisht nen lekure | Pajisje te implantueshme aktive
9934 | Chorus FSH - 86510;Chorus fT3- 86518; Chorus fT4 - 86520; Chorus LH - 86512; Chorus PRL - 86514; Chorus TSH - 86516 | Swissmed | 28.07.2021 | Diesse Diagnostica Senese SPA Strada dei Laghi 39, 53035 Monteriggioni (Siena) - Italy | Chorus FSH - 86510;Chorus fT3- 86518; Chorus fT4 - 86520; Chorus LH - 86512; Chorus PRL - 86514; Chorus TSH - 86516 | In Vitro | Reaagente ne trajte solucioni | Pajisje te diagnostikimit in vitro; Pajisje laboratori
9935 | First Response® HBsAg Card Test: PI10FRC05CE; PI10FRC10CE; PI10FRC30CE | Swissmed | 28.07.2021 | Premier Medical Corporation Private Limited A1-302, GIDC, Sarigam-396155, Dist. Valsad, Gujarat, India | First Response® HBsAg Card Test: PI10FRC05CE; PI10FRC10CE; PI10FRC30CE | In Vitro | Test I shpejte per HBsAg | Pajisje te diagnostikimit in vitro; Pajisje laboratori
9936 | First Response® Syphilis Anti-TP Card Test | Swissmed | 28.07.2021 | Premier Medical Corporation Private Limited A1-302, GIDC, Sarigam-396155, Dist. Valsad, Gujarat, India | First Response® Syphilis Anti-TP Card Test: PI08FRC05CE;PI08FRC25CE;PI08FRC30CE;PI08FRC100CE | In Vitro | Test I shpejte per Sifilis Anti-TP | Pajisje te diagnostikimit in vitro; Pajisje laboratori
9937 | Enzt-Well/Chorus Washing Buffer - 83606;Chorus Washing Buffer Autoimmunity - 86004; Chorus Cleaning Solution 2000 - 83609; Chorus Sanitizing Solution - 83604; Chorus Sanitizing Solution - 83608;Chorus Negative Control/Sample Diluent - 83607 | Swissmed | 28.07.2021 | Diesse Diagnostica Senese SPA Strada dei Laghi 39, 53035 Monteriggioni (Siena) - Italy | Enzt-Well/Chorus Washing Buffer - 83606;Chorus Washing Buffer Autoimmunity - 86004; Chorus Cleaning Solution 2000 - 83609; Chorus Sanitizing Solution - 83604; Chorus Sanitizing Solution - 83608;Chorus Negative Control/Sample Diluent - 83607 | In Vitro | Reaagente ne trajte solucioni | Pajisje te diagnostikimit in vitro; Pajisje laboratori
9938 | RaFIA Immunofluorescence Analyzer; RaFIA Immunofluorescence Incubator | Swissmed | 28.07.2021 | CTK Biotech, Inc. 13855 Stowe Dr. Poway, CA 92064 USA | RaFIA Immunofluorescence Analyzer - FIA 100; RaFIA Immunofluorescence Incubator - FIA 101 | In Vitro | Pajisje IVD aparature dhe inkubator | Pajisje te diagnostikimit in vitro; Pajisje laboratori
9939 | Dental high speed air turbine handpiece: K9, X3, X2, K1, K6, N5, N8; Dental Low speed air turbine handpiece: NK203, NX403, K201, N202, NX203, NK403, N201, X202, K95L, X95L | Marlen/E sh.p.k | 28.07.2021 | Foshan Akos Medical Instrument Co., LTD Room 301, 3F, Unit A, No. 4 Zone B HAO Science Park, Guicheng Street Nanhai district 528200 Foshan, Guangdong, P.R. China | Dental high speed air turbine handpiece: K9, X3, X2, K1, K6, N5, N8; Dental Low speed air turbine handpiece: NK203, NX403, K201, N202, NX203, NK403, N201, X202, K95L, X95L | lla | Turbina dentare me shpjtesi te larte dhe te ulet | Pajisje dentare
9940 | Aechitect C16000 Processing Module 03L7701 | Pegasus sh.p.k | 28.07.2021 | Abbott Laboratories 1915 Hurd Drive, Irving, Texas 75038, USA | Architect c16000 Processing Module 03L7701 | In Vitro | Instrument per kryerjen e analizave kimike. | Pajisje të diagnostikimit in vitro
9941 | Aechitect i2000sr Processing Module 03M7402 | Pegasus sh.p.k | 28.07.2021 | Abbott Laboratories 1915 Hurd Drive, Irving, Texas 75038, USA | Aechitect i2000sr Processing Module 03M7402 | In Vitro | Instrument per kryerjen e analizave kimike. | Pajisje të diagnostikimit in vitro
9942 | Alinity I PROCCESSING MODULE - 03R6501; Alinity ci-series SYSTEM CONTROL MODULE - 03R7001 | Pegasus sh.p.k | 28.07.2021 | Abbott Laboratories 1915 Hurd Drive, Irving, Texas 75038, USA | Alinity I PROCCESSING MODULE - 03R6501; Alinity ci-series SYSTEM CONTROL MODULE - 03R7001 | In Vitro | Imunoanalizator qe sherben per kryerjen e analizave. | Pajisje të diagnostikimit in vitro
9943 | Alinity c PROCCESSING MODULE - 03R6701; ICT Module 09D2804; | Pegasus sh.p.k | 28.07.2021 | Abbott Laboratories 1915 Hurd Drive, Irving, Texas 75038, USA | Alinity c PROCCESSING MODULE - 03R6701; ICT Module 09D2804; | In Vitro | Instrument per kryerjen e analizave kimike. | Pajisje të diagnostikimit in vitro
9944 | Alinity c-series Detergent B 08P9781 | Pegasus sh.p.k | 28.07.2021 | Abbott Laboratories 1915 Hurd Drive, Irving, Texas 75038, USA | Alinity c-series Detergent B 08P9781 | In Vitro | Solucion per mirmbajtjen e instrumentit. | Pajisje të diagnostikimit in vitro
9945 | Alinity c-series Detergent A 08P9670; Alinity c-series Detergent B 08P9670; Alinity c-series Maintenance Solution (Water Bath Additive) 08P9870; Alinity c-series Maintenance Solution (ICT Cleaning Fluid) 08P9870; ICT Cleaning Fluid 1E50-20 | Pegasus sh.p.k | 28.07.2021 | Abbott Laboratories 1915 Hurd Drive, Irving, Texas 75038, USA | Alinity c-series Detergent A 08P9670; Alinity c-series Detergent B 08P9670; Alinity c-series Maintenance Solution (Water Bath Additive) 08P9870; Alinity c-series Maintenance Solution (ICT Cleaning Fluid) 08P9870; ICT Cleaning Fluid 1E50-20 | In Vitro | Solucion per mirmbajtjen e instrumentit. | Pajisje të diagnostikimit in vitro
9946 | Defibrillator- Rescue SAM (UDI-DI 805414531DEF-RSAMCD) | Biometric Albania sh.p.k | 29.07.2021 | PROGETTI S.r.l. Strada del Rondello, 5 10028 Trofarello (TO) Italy | Defibrillator- Rescue SAM (UDI-DI 805414531DEF-RSAMCD) | Iib | Pajisje per defibrilim kardiak. | Pajisje elektromekanike
9947 | B2MG - 08047430190 (UDI-DI - 761333600497B2); B2MG - 08047499190 (UDI-DI - 761333600498B4); B2MG - 08105529190 (UDI-DI - 7613336000549U); Calibrator β2-Microglobulin - 08047545190 (UDI-DI - 761333600499B6);Control Set β2-Microglobulin - 08362785190 (UDI-DI - 7613336001119F) | Evita | 29.07.2021 | Roche Diagnostics GmbH Sandhofer Strasse 116 D-68305 Mannheim, Germany | B2MG - 08047430190 (UDI-DI - 761333600497B2); B2MG - 08047499190 (UDI-DI - 761333600498B4); B2MG - 08105529190 (UDI-DI - 7613336000549U); Calibrator β2-Microglobulin - 08047545190 (UDI-DI - 761333600499B6);Control Set β2-Microglobulin - 08362785190 (UDI-DI - 7613336001119F) | In Vitro | Reagent, kalibrator, Kotroll per analizen e B2MG | Tjeter
9948 | ASLOT - 05219191190 (UDI-DI - 7613336000639V); ASLOT - 08105472190 (UDI-DI - 7613336000529Q) | Evita | 29.07.2021 | Roche Diagnostics GmbH Sandhofer Strasse 116 D-68305 Mannheim, Germany | ASLOT - 05219191190 (UDI-DI - 7613336000639V); ASLOT - 08105472190 (UDI-DI - 7613336000529Q) | In Vitro | Reagent biokimik per analizen e ASLOT | Tjeter
9949 | Elecsys HSV-1 IgG - 07027494190 (UDI-DI - 761333600341A2) | Evita | 29.07.2021 | Roche Diagnostics GmbH Sandhofer Strasse 116 D-68305 Mannheim, Germany | Elecsys HSV-1 IgG - 07027494190 (UDI-DI - 761333600341A2) | In Vitro | Reagent per analizen e HSV-1 IgG | Tjeter
9950 | Elecsys Active B12 - 07713207190 (UDI-DI - 761333600488AZ);Elecsys Active B12 - 07713258190 (UDI-DI - 761333600490AL);CalSet Active B12 - 07726350190 (UDI-DI - 761333600491AN); PreciControl Active B12 - 07713223190 (UDI-DI - 761333600489B3) | Evita | 29.07.2021 | Roche Diagnostics GmbH Sandhofer Strasse 116 D-68305 Mannheim, Germany | Elecsys Active B12 - 07713207190 (UDI-DI - 761333600488AZ);Elecsys Active B12 - 07713258190 (UDI-DI - 761333600490AL);CalSet Active B12 - 07726350190 (UDI-DI - 761333600491AN); PreciControl Active B12 - 07713223190 (UDI-DI - 761333600489B3) | In Vitro | Reagent, kalibrator, Kotroll per analizen e Vitamin B12 | Tjeter
9951 | AMPS2 - 04939425190 (UDI-DI - 761333600666AZ);AMPS2 - 06334385190 (UDI-DI - 761333600786BC) | Evita | 29.07.2021 | Roche Diagnostics GmbH Sandhofer Strasse 116 D-68305 Mannheim, Germany | AMPS2 - 04939425190 (UDI-DI - 761333600666AZ); AMPS2 - 06334385190 (UDI-DI - 761333600786BC); AMPS2 - 08056781190 (UDI-DI – 761333600636AQ) | In Vitro | Reagent per analizen e AMPS2 | Tjeter
9952 | AT - 05950708190 (UDI-DI - 761333600772AZ);AT - 08105502190 (UDI-DI - 761333600803AK) | Evita | 29.07.2021 | Roche Diagnostics GmbH Sandhofer Strasse 116 D-68305 Mannheim, Germany | AT - 05950708190 (UDI-DI - 761333600772AZ);AT - 08105502190 (UDI-DI - 761333600803AK) | In Vitro | Reagent per analizen e AT | Tjeter
9953 | Elecsys GDF-15: 07028172190 (UDI-DI - 7613336004049Z); Elecsys GDF-15: 07125933190 (UDI-DI - 761333600418AC); CalSet GDF-15: 07125941190 (UDI-DI - 761333600419AE) | Evita | 29.07.2021 | Roche Diagnostics GmbH Sandhofer Strasse 116 D-68305 Mannheim, Germany | Elecsys GDF-15: 07028172190 (UDI-DI - 7613336004049Z); Elecsys GDF-15: 07125933190 (UDI-DI - 761333600418AC); CalSet GDF-15: 07125941190 (UDI-DI - 761333600419AE) | In Vitro | Reagent dhe kalibrator per analizen e GDF-15 | Tjeter
9954 | 001416 Pattern Resin Brush 10pcs; 335201 Pattern Resin LS 1-1 pack; 335202 Pattern Resin LS powder 100g; 335203 Pattern Resin LS liquid 100g; 335204 Pattern Resin LS powder 1kg; 335205 Pattern Resin LS liquid 250g; 890076 Pattern Resin LS Promo Pack; 900494 Pattern Resin + Free Wax Promo; 900407 Pattern Resin LS 1-1 pack + scale; | Eurodenta sh.p.k | 29.07.2021 | GC EUROPE N.V. Research Park Interleuvenlaan 33 B-3001 Leuven Belgium | 001416 Pattern Resin Brush 10pcs; 335201 Pattern Resin LS 1-1 pack; 335202 Pattern Resin LS powder 100g; 335203 Pattern Resin LS liquid 100g; 335204 Pattern Resin LS powder 1kg; 335205 Pattern Resin LS liquid 250g; 890076 Pattern Resin LS Promo Pack; 900494 Pattern Resin + Free Wax Promo; 900407 Pattern Resin LS 1-1 pack + scale; | Iia | Rezina modelimi. | Pajisje dentare
9955 | CURASEPT AFTE RAPID MOUTHWASH (CS-04101) | Farmatech sh.p.k | 29.07.2021 | CURASEPT S.p.a Via G. Parini 19, I-21047 Saronno (VA) Italy | CURASEPT AFTE RAPID MOUTHWASH (CS-04101) | I | Shplares goje kunder afteve te mukozes se gojes. | tjeter
9956 | CURASEPT AFTE RAPID GEL (CS-04100) | Farmatech sh.p.k | 29.07.2021 | CURASEPT S.p.a Via G. Parini 19, I-21047 Saronno (VA) Italy | CURASEPT AFTE RAPID GEL (CS-04100) | I | Xhel kunder afteve ne mukozat orale. | tjeter
9957 | CURASEPT AFTE RAPID SPRAY (CS-04100) | Farmatech sh.p.k | 29.07.2021 | CURASEPT S.p.a Via G. Parini 19, I-21047 Saronno (VA) Italy | CURASEPT AFTE RAPID SPRAY (CS-04100) | I | Spraj kunder afteve ne mukozat orale. | tjeter
9958 | Elecsys T-Uptake 11731394122 UDI-DI 761333600725AQ;T-Uptake CalSet 06528309190 UDI-DI 761333600792B7; | Evita sh.p.k | 29.07.2021 | Roche Diagnostic GmbH Sandhofer Strasse 116 68305 Mannheim Germany | Elecsys T-Uptake 11731394122 UDI-DI 761333600725AQ;T-Uptake CalSet 06528309190 UDI-DI 761333600792B7; | In Vitro | Reagent per analizen e T-Uptake dhe kalibrator I reagentit. | tjeter
9959 | Elecsys PTH (1-84) 05608546190 udi-di 761333600346AC; Elecsys PTH (1-84) 07027745190 UDI-DI 761333600396AT; PTH (1-84) CalSet 05608554190 UDI-DI 761333600347AE | Evita sh.p.k | 29.07.2021 | Roche Diagnostic GmbH Sandhofer Strasse 116 68305 Mannheim Germany | Elecsys PTH (1-84) 05608546190 udi-di 761333600346AC; Elecsys PTH (1-84) 07027745190 UDI-DI 761333600396AT; PTH (1-84) CalSet 05608554190 UDI-DI 761333600347AE | In Vitro | Reagent p[er analizen e PTH dhe kalibrator I reagentit PTH te serumit ne plazmen humane. | tjeter
9960 | Blefastop/ Blefastop plus | FarmaNet sh.p.k | 29.07.2021 | NTC S.r.l. Via Luigi Razza, 3 Milano, Italy | Blefastop/ Blefastop plus | Iia | Garza per higjenen okulare te te rriturve dhe femijeve. | Pajisje oftalmike dhe optike
9961 | Medical Device | Gral medical sh.p.k | 29.07.2021 | MOBIAK S.A Markou Botsari 96-98 Chania Crete | Medical Device (sipas listës bashkëngjitur) | I | Pajisje per te lehtesuar levizjen si karroca invalidi, rolator, paterica etj. | tjeter
9962 | Dental Materials | EURODENTA shpk | 30.07.2021 | HASS CORP. 77-14,Gwahakdanji-ro, Gangneung-si,Gangwon-do, Republic of Korea | Dental Materials (sipas listes se bashkengjitur) | lla | Pudra qeramike per ngjyrim dhembesh artificiale | Pajisje dentare
9963 | Gastro EV | Medfau | 05.08.2021 | ErbaVita Group S.p.A. Via dei Faggi, n. 26-47894 Chiesanuova (Repubblica di San Marino) | Gastro EV | lla | Pajisje per trajtimin dhe parandalimin e gastritit intestinal | Tjeter
9964 | CKMB 05168562190 UDI-DI 7613336000069H; CKMB 08057486190 UDI-DI 761333600516AD | Evita sh.p.k | 30.07.2021 | Roche Diagnostic GmbH Sandhofer Strasse 116 68305 Mannheim Germany | CKMB 05168562190 UDI-DI 7613336000069H; CKMB 08057486190 UDI-DI 761333600516AD | In Vitro | Reagent per analizen e CKMB te serumit ne plazmen humane. | tjeter
9965 | Elecsys T3 09007725190 UDI-DI 7613336010319P; Elecsys T3 09007733190 UDI-DI 7613336010329R | Evita sh.p.k | 30.07.2021 | Roche Diagnostic GmbH Sandhofer Strasse 116 68305 Mannheim Germany | Elecsys T3 09007725190 UDI-DI 7613336010319P; Elecsys T3 09007733190 UDI-DI 7613336010329R | In Vitro | Reagent per analizen e T3 dhe kalibratori I reagenti T3 te serumit ne plazmen humane. | tjeter
9966 | Elecsys Hgh 07027486190 UDI-DI 761333600256AA | Evita sh.p.k | 30.07.2021 | Roche Diagnostic GmbH Sandhofer Strasse 116 68305 Mannheim Germany | Elecsys Hgh 07027486190 UDI-DI 761333600256AA | In Vitro | Reagent per analizen e hGH te serumit ne plazmen humane. | tjeter
9967 | Medical endoscopes, endoscopic devices and accessories | o.E.S Distrimed | 30.07.2021 | Schölly Fiberoptic GmbH, Robert-Bosch-Str. 1-3 79211 Denzlingen, Germany | Medical endoscopes, endoscopic devices and accessories: Controller 4K UHD USB Image Video Capture - 95-3980; Camera Head Full 4K UHD Zoom - 95-3905; LED Light Source - 05-0760led; Hightrans light cable, 4.8 x 2300 mm, autoclavable - 05.0090l; Hightrans light cable, 4.8 x 3000 mm, autoclavable - 05.0087l | l | Pajisje dhe aksesore endoskopie | Instrumenta shumeperdorimesh
9968 | Sterile Paper Point; Gutta Percha Points; Dia-Duo ( Duo-Gun, Duo-Pen) | Amber Dental sh.p.k | 30.07.2021 | Diadent Group International 16, Osongsaengmyeong 4-ro osong-eup heungdeok-gu, Cheongju-si, Chungcheongbuk-do, 28161, republic of Korea | Sterile Paper Point; Gutta Percha Points; Dia-Duo ( Duo-Gun, Duo-Pen) | Iia | Material per mbushjen e rrenjeve te dhembeve, pertharjen e kanalit dhe aparature per shkrirjen e gutaperkave. | Pajisje dentare
9969 | Digitoxin CalSet 03002667122 UDI-DI 761333600928B8; Elecsys Digitoxin 07027206190 UDI-DI 761333600994BM | Evita sh.p.k | 30.07.2021 | Roche Diagnostic GmbH Sandhofer Strasse 116 68305 Mannheim Germany | Digitoxin CalSet 03002667122 UDI-DI 761333600928B8; Elecsys Digitoxin 07027206190 UDI-DI 761333600994BM | In Vitro | Reagent per analizen e Digitoxin dhe kalibratori I reagenti Digitoxin te serumit ne plazmen humane. | tjeter
9970 | LARYNGEAL MASK AIRWAYS ; WOUND DRAINNGE SYSTEMS;TRACHEOSTSTOMY TUBE;BREATHING SYSTEM FILTER;ENDOTRACHEAL TUBES;DRAINAGE TUBES ;SUCTION TUBING WITH YANKAUER HANDLE | 2A Pharma | 02.08.2021 | Ningbo Luke Medical Devices Co., Ltd. Gujiayan, Yangming Road 315400 Yuyao City, Zhejiang Province P.R. of China | LARYNGEAL MASK AIRWAYS ; WOUND DRAINNGE SYSTEMS;TRACHEOSTSTOMY TUBE;BREATHING SYSTEM FILTER;ENDOTRACHEAL TUBES;DRAINAGE TUBES ;SUCTION TUBING WITH YANKAUER HANDLE (sipas listes se bashkengjitur) | lla | Maska laringeale dhe aksesore endoskopie | Pajisje nje perdorimeshe
9971 | Products for cardiopulmonary diagnostics, ECG, Spirometer | Linear | 02.08.2021 | Norav Medical GmbH Christof-Ruthof-Wag 10 Mainz-Kastel 55252, Germany | Products for cardiopulmonary diagnostics, ECG, Spirometer (sipas listes se bashkengjitur) | lla | Pajisje diagnostikimi kardio-pulmonare | Tjeter
9972 | Ultrasound Imaging System with transducer: E-CUBE 8 Diamond | Linear | 02.08.2021 | Alpinion Medical Systems Co.,Ltd. 5FL, I Dong, 77, Heungan-daero 81 beon-gil, Dongan-gu, Anyang-si, Gyeonggi-do, Republic of Korea | Ultrasound Imaging System with transducer: E-CUBE 8 Diamond | lla | Sistem ultrasaund imazherik | Pajisje diagnostikuese dhe terapeutike me rrezatim
9973 | Medical Instruments | Vinipharma | 02.08.2021 | Paul Hartmann AG Paul-Hartmann-Str.12 89522 Heidenheim Germany | Medical Instruments (sipas listes se bashkengjitur) | l | Pajisje mjeksore per mjekim, produkte per salle | Instrumenta shumeperdorimesh
9974 | Ureter Catheter | ArliPharma sh.p.k | 02.08.2021 | Arrow INTERNATIONAL cr, A.S Jamska 2359/47 59101 Zdar nad Sazavou Czech Republic | Ureter Catheter (sipas listës bashkëngjitur) | Iia | Kateter qe perdoren ne urologji. | Pajisje nje perdorimeshe
9975 | LEVICS Micro-Instrument, irrigation + Aspiration - 92-501; HEPACCS Instruments: HEPACCS, Instrument - 95-300; HEPACCS, Instrument, with HF - 95-300-HF | 2A Pharma | 02.08.2021 | Söring GmbH Justus-von-Liebig-Ring 2 25451 Quickborn Germany | LEVICS Micro-Instrument, irrigation + Aspiration - 92-501; HEPACCS Instruments: HEPACCS, Instrument - 95-300; HEPACCS, Instrument, with HF - 95-300-HF | lla | Instrumenta kirurgjikal ne neurokirurgji; Instrumenta per nderhyrje te heparit | Instrumenta shumeperdorimesh
9976 | LMA Fastrach | ArliPharma sh.p.k | 03.08.2021 | Arrow Medical Ltd. Hatton Gardens Industrial Estate, Kington, Herefordshire, HR5 3RB, United Kingdom | LMA Fastrach: 130030; 130040; 130050; | Iia | Tuba qe perdoren ne anestezi. | Pajisje nje perdorimeshe
9977 | Diagnostics Utrasound Apparatus | Pegasus | 03.08.2021 | Samsung Medison Co., LTD. 3366, Hanseo-ro, Nam-myeon Hongcheon-gun Gangwon-do 25108 Republic of Korea | Diagnostics Utrasound Apparatus Hera W9 (Trasducers: CA 1-7A, CA2-9A, CA3-10A, CV1-8A, EA2-11B,EV3-10B, VR5-9, E3-12A, CF4-9, L3-12A, LA2-9A, LA4-18B, PM1-6A, PA3-8B, PA4-12B, EA2-11AR, EA2-11AV,EV2-10A) | lla | Pajisje per kryerjen e ekove | Tjeter
9978 | BD Vacutainer ® Rapid Serum Tube (RST) Blood Collection Tube - Thrombin - 368774 | Pegasus | 03.08.2021 | Becton, Dickinson and Company (BD) 7 Loveton Circle Sparks, MD 21152, USA | BD Vacutainer ® Rapid Serum Tube (RST) Blood Collection Tube - Thrombin - 368774 | In Vitro | Tub per mbajtjen e gjakut | Pajisje te diagnostikimit in vitro
9979 | B.R.A.H.M.S. Fast Screen pre l plus Vers. 3.0 - 105750 | Pegasus | 03.08.2021 | B.R.A.H.M.S. GmbH Neuendorfstrasse 25, 16761 Henningsdorf, Germany | B.R.A.H.M.S. Fast Screen pre l plus Vers. 3.0 - 105750 | In Vitro | Software per testimin prenatal gjate trisimetrit te pare dhe te dyte | Pajisje te diagnostikimit in vitro
9980 | Sprinter Legend OTW Balloon Dilatation Catheter | O.E.S Distrimed | 03.08.2021 | Medtronic Inc. 710 Medtronic Parkway Minneapolis MN 55432 USA | Sprinter Legend OTW Balloon Dilatation Catheter: Sprinter Legend OTW - SPL12506WL; Sprinter Legend OTW - SPL12510WL; Sprinter Legend OTW - SPL12512WL; Sprinter Legend OTW - SPL12515WL; Sprinter Legend OTW - SPL12520WL | lll | Kateter dilatacioni me ballon qe perdoren ne kirurgjine hemodinamike | Pajisje nje perdorimeshe
9981 | XenoSure Biologic Patch | O.E.S Distrimed | 03.08.2021 | LeMaitre Vascular, Inc. 63 Second Avenue Burlington, MA 01803 U.S.A | XenoSure Biologic Patch (sipas listes se bashkengjitur) | lll | Patche vaskulare per rikonstruktimin e eneve te gjakut gjate nderhyrjes kirurgjikale vaskulare si dhe endarektomise karotide | Pajisje te implantueshme jo aktive
9982 | AlboGraft Polyester Vascular Graft | O.E.S Distrimed | 03.08.2021 | LeMaitre Vascular, Inc. 63 Second Avenue Burlington, MA 01803 U.S.A | AlboGraft Polyester Vascular Graft (sipas listes se bashkengjitur) | lll | Grafte vaskulare te implantueshme, perdorim ne kirurgjine vaskulare | Pajisje te implantueshme jo aktive
9983 | Dermal Filler | MEGAPHARMA shpk | 03.08.2021 | Panaxia Ltd., 1 Bat Sheva St., Lod, 7116002, Israel | Dermal fillers (sipas listes se bashkengjitur) | lll | Implant dermal per shtim te indeve t buta me qellime estetike | Tjeter
9984 | Sprinter Legend Rapid Exchange (RX) Balloon Dilatation Catheter | O.E.S Distrimed | 04.08.2021 | Medtronic Inc. 710 Medtronic Parkway Minneapolis MN 55432 USA | Sprinter Legend Rapid Exchange (RX) Balloon Dilatation Catheter (sipas listes se bashkengjitur) | lll | Kateter dilatacioni me ballon qe perdoren ne kirurgjine hemodinamike | Pajisje nje perdorimeshe
9985 | Medical Instruments | Vinipharma | 04.08.2021 | Paul Hartmann AG Paul-Hartmann-Str.12 89522 Heidenheim Germany | Medical Instruments (sipas listes se bashkengjitur) | ls | Pajisje mjeksore per mjekim, produkte per salle | Instrumenta shumeperdorimesh
9986 | Torque Wrenches | 2A Pharma sh.p.k | 10.08.2021 | Soring GmbH Justus-von-Liebig-Ring 2 25451 Quickborn Germany | Torque Wrenches: LEVICS, Torque wrench REF 616K0006; HEPACCS, Torque wrench REF 616K0009 | I | Troket per rregullimin e instrumentave te kirurgjise se heparit dhe neurokirurgjise. | tjeter
9987 | Scepter XC™ Occlusion Ballon Catheter- BC0411XC; Scepter C™ Occlusion Ballon Catheter BC0410C; Scepter Mini™ Occlusion Ballon Catheter BC0415C | Medfau | 05.08.2021 | MicroVention, Inc. 1311 Valencia Ave. Tustin, CA, 92780 United States of America | Scepter XC™ Occlusion Ballon Catheter- BC0411XC; Scepter C™ Occlusion Ballon Catheter BC0410C; Scepter Mini™ Occlusion Ballon Catheter BC0415C | lll | Balon okluzioni per procedurat e trombektomise | Pajisje te implamtueshme aktive
9988 | Charisma Diamond | Medfau | 05.08.2021 | Kulzer GmbH Leipziger Straße 2, 63450 Hanau, Deutschland / Germany | Charisma Diamond (sipas listes se bashkengjitur) | lla | Kompozit mbushes per klinikat dentare | Pajisje te implantueshme jo aktive
9989 | Products for cardiopulmonary diagnostics | Linear sh.p.k | 09.08.2021 | NORAV Medical GmbH Christof-Ruthof-Weg 10 Mainz-Kastel 55252, Germany | Products for cardiopulmonary diagnostics (sipas listes se bashkengjitur) | lla | Pajisje per diagnostikimin kardio-pulmonar nepermjet ECG | Pajisje per institucione te kujdesit shendetesor
9990 | Ultrasound System | Linear sh.p.k | 09.08.2021 | Alpinion Medical Systems Co.,Ltd. 5FL, I Dong, 77, Heungan-daero 81 beon-gil, Dongan-gu, Anyang-si, Gyeonggi-do, Republic of Korea | Ultrasound Imaging System with transducer: E-CUBE 12 | lla | Sistem ultrasound imazherik i cili perdor vale zanore me frekuence te larte per te pare indet\organet | Pajisje diagnostikuese dhe terapeutike me rrezatim
9991 | 2212 HEPACCS Sonotrodes, disposable (non-sterile) : HEPACCS Sonotrodes, 48mm, Ø2.2 mm, non-sterile, single use, (1) REF 617K0014; HEPACCS Sonotrodes, 41mm, Ø3.2 mm, non-sterile, single use, (1) REF 617K0022; HEPACCS Sonotrodes, lap. 5mm, 312mm, Ø2.6 mm, non-sterile, single use, (1) REF 617K0030; | 2A Pharma sh.p.k | 10.08.2021 | Soring GmbH Justus-von-Liebig-Ring 2 25451 Quickborn Germany | 2212 HEPACCS Sonotrodes, disposable (non-sterile) : HEPACCS Sonotrodes, 48mm, Ø2.2 mm, non-sterile, single use, (1) REF 617K0014; HEPACCS Sonotrodes, 41mm, Ø3.2 mm, non-sterile, single use, (1) REF 617K0022; HEPACCS Sonotrodes, lap. 5mm, 312mm, Ø2.6 mm, non-sterile, single use, (1) REF 617K0030; | Iib | Instrument shume perdorimesh per nderhyrje te heparit. | Instrumenta shumëpërdorimësh
9992 | Oropharyngeal Airway | 2A Pharma | 16.08.2021 | Ningbo Luke Medical Devices Co., Ltd. Gujiayan, Yangming Road 315400 Yuyao City, Zhejiang Province P.R. of China | Oropharyngeal Airways -000#, 00#, 0#, 1#, 2#, 3#, 4#, 5#, 6# | Is | Tuba per rruget e frymemarrjes orofaringeale | Tjeter
9993 | Trays | 2A Pharma | 16.08.2021 | Söring GmbH, Justus-von-Liebig-Ring 2, 25451 Quickborn, Germany | Trays: LEVICS, Instrument tray 482mm x 248mm x 78mm; HEPACCS, Instrument tray 482mm x 248mm x 78mm | I | Kase sterilizimi per instrumentat e heparit dhe neurokirurgjise | Tjeter
9994 | HbsAg Qualitative Confirmatory Manual Diluent | Pegasus | 16.08.2021 | Abbott Ireland Diagnostics Division, Finisklin Business Park, Sligo, Ireland | ARCHITECT HbsAg Qualitative II Confirmatory Manual Diluent- 2G23-40 | In vitro | Jane solucione hollimi per testin dhe zbulimin cilesor te antigjenit siperfaqesor te hepatitit B | Pajisje te diagnostikimit in vitro
9995 | Fully-autochemiluminescence immunoassay | Sombrero shpk | 18.08.2021 | Shenzen New industries Biomedical Engineering Co., Ltd. No.23, Jinxi East Road, Pingshan District, 518122 Shenzen, P.R. China | Fully-autochemiluminescence immunoassay analyzer (sipas listes se bashkengjitur) | In Vitro | Pajisje mjekesore per analizat e gjakut, semundjet infektive, infeksionet respiratore etj | Pajisje laboratori
9996 | Pajisje dentare | Prodental sh.p.k | 18.08.2021 | Dort-A Tip Malzemeleri Sanayi Ithalat Ihracat Ticaret Limited Sirketi, Balikhisar Mahallesi, Köyiçi Serpmeleri No.795A Ankara, Turkey | Dental materials (sipas listes se bashkengjitur) | I | Pajisje dentare te ndryshme si role pambuku, leter plastifikimi, indikatore etj | Pajisje dentare
9997 | Pajisje dentare | Prodental sh.p.k | 18.08.2021 | Medicept UK Ltd, 2nd Floor, Hygeia House 66, Colloge Road, Harrow, Middlesex, HA1 1BE, United Kingdom | Dental materials (sipas listes se bashkengjitur) | IIa | Kompozite dhe glasionomere dentare per rinderitmin e kurores se dhembit | Pajisje dentare
9998 | Saginil Vaginal Ovules | TIDI Group sh.p.k | 18.08.2021 | EPITECH GROUP S.p.A. Via L.Einaudi, 13, 35030 Saccolongo, PD - Italia | SAGINIL® VAGINAL OVULES (10 X 2.8gr) - 6027 | IIa | Ovula per riperteritjen e mukozes vaginale | Tjeter
9999 | Sterile viscous solution for intradermal use | Medial sh.p.k | 19.08.2021 | Croma-Pharma GmbH Industriezeile 6, 2100 Leobendorf, Austria | Sterile viscous solution for intradermal use - Saypha RICH (1box of 1 ml syringe) | III | Eshte nje mbushes intradermal viskoelastik qe ka per qellim riparimin e rrudhave, rritjen e volumit te buzeve, rimodelim dhe konturim te lekures. | Tjeter
10000 | Sterile viscous solution for intradermal use | Medial sh.p.k | 19.08.2021 | Croma-Pharma GmbH Industriezeile 6, 2100 Leobendorf, Austria | Sterile viscous solution for intradermal use - Saypha FILLER (1box of 1 ml syringe) | III | Eshte nje mbushes intradermal viskoelastik qe ka per qellim riparimin e rrudhave, rritjen e volumit te buzeve, rimodelim dhe konturim te lekures. | Tjeter
10001 | Sterile viscous solution for intradermal use with lidocaine | Medial sh.p.k | 19.08.2021 | Croma-Pharma GmbH Industriezeile 6, 2100 Leobendorf, Austria | Sterile viscous solution for intradermal use - Saypha VOLUME (1box of 1 ml syringe) | III | Eshte nje mbushes intradermal viskoelastik qe ka per qellim riparimin e rrudhave, rritjen e volumit te buzeve, rimodelim dhe konturim te lekures. | Tjeter
10002 | Sterile viscous solution for intradermal use with lidocaine | Medial sh.p.k | 19.08.2021 | Croma-Pharma GmbH Industriezeile 6, 2100 Leobendorf, Austria | Sterile viscous solution for intradermal use - Saypha VOLUME Lidocaine PLUS(1box of 1 ml syringe) | III | Eshte nje mbushes intradermal me permbajtje te ulet lidokaibe, viskoelastik qe ka per qellim riparimin e rrudhave, rritjen e volumit te buzeve, rimodelim dhe konturim te lekures. | Tjeter
10003 | Sterile viscous solution for intradermal use with lidocaine | Medial sh.p.k | 19.08.2021 | Croma-Pharma GmbH Industriezeile 6, 2100 Leobendorf, Austria | Sterile viscous solution for intradermal use - Saypha VOLUME Lidocaine(1box of 1 ml syringe) | III | Eshte nje mbushes intradermal me permbajtje te ulet lidokaibe, viskoelastik qe ka per qellim riparimin e rrudhave, rritjen e volumit te buzeve, rimodelim dhe konturim te lekures. | Tjeter
10004 | Sterile viscous solution for intradermal use with lidocaine | Medial sh.p.k | 19.08.2021 | Croma-Pharma GmbH Industriezeile 6, 2100 Leobendorf, Austria | Sterile viscous solution for intradermal use - Saypha FILLER Lidocaine(1box of 1 ml syringe) | III | Eshte nje mbushes intradermal me permbajtje te ulet lidokaibe, viskoelastik qe ka per qellim riparimin e rrudhave, rritjen e volumit te buzeve, rimodelim dhe konturim te lekures. | Tjeter
10005 | TRAb Reagent Kit 04V1822 (500 teste); TRAb Reagent Kit 04V1832 (1000 teste); TRAb Calibrators 04V1701; TRAb Controls 04V1810 | Pegasus sh.p.k | 19.08.2021 | Abbott Ireland Diagnostics Division, Finisklin Business Park, Sligo , Ireland | TRAb Reagent Kit 04V1822 (500 teste); TRAb Reagent Kit 04V1832 (1000 teste); TRAb Calibrators 04V1701; TRAb Controls 04V1810 | In Vitro | Reagente qe perdoren per zbulimin sasior te antitrupave te prodhuar kunder receptorit te hormonit qe stimulon tiroiden ne serum dhe plazem te njeriut. | Pajisje të diagnostikimit in vitro
10006 | Alinity I HBeAG Reagent Kit 07P6422 (200 Tests); Alinity I HBeAG Reagent Kit 07P6432 (1000 Tests); Alinity I HBeAG Calibrators 07P6401; Alinity I HBeAG Controls 07P6410; Alinity I HBeAG Quantitative Calibrators 09P1001; Alinity I HBeAG Quantitative Controls 09P1010; | Pegasus sh.p.k | 19.08.2021 | Abbott GmbH Max-Planck-Ring 2, 65205 Wiesbaden, Germany | Alinity I HBeAG Reagent Kit 07P6422 (200 Tests); Alinity I HBeAG Reagent Kit 07P6432 (1000 Tests); Alinity I HBeAG Calibrators 07P6401; Alinity I HBeAG Controls 07P6410; Alinity I HBeAG Quantitative Calibrators 09P1001; Alinity I HBeAG Quantitative Controls 09P1010; | In Vitro | Reagente qe perdoren per zbulimin cilesor te antigjenit e siperfaqesor te hepatit B ne serum dhe plazem te njeriut. | Pajisje të diagnostikimit in vitro
10007 | UNISEPT oral gel | Winpharma shpk | 20.08.2021 | Ioulia & Irene Tseti Pharmaceutical Laboratories S.A (Distinctive Title: INTERMED) 27, Kalyftaki Str, Kifissia, 14564, Greece | UNISEPT oral gel | l | Xhel qe pastron dhe sheron ulcerat dhe plaget nga irritimet ne mukozen orale dhe mishrat. | Pajisje terapie komplementare
10008 | X-Cort Cream | Winpharma shpk | 20.08.2021 | Ioulia & Irene Tseti Pharmaceutical Laboratories S.A (Distinctive Title: INTERMED) 27, Kalyftaki Str, Kifissia, 14564, Greece | X-Cort Cream | l | Krem qe imiton efektet e kortikosteroideve. Pa perdorimin e substancave farmaceutike, rrit mbrajtjen e lekures, trajton inflamacionin dhe irritimet. | Pajisje terapie komplementare
10009 | 2231 Macro Flues: Flue, for 94-101/94-103/94-101-HF/95-300/95-300HF+617K0022, single use (10) - Ref: 610K0113-10; Flue, for 94-106/94-106-HF/95-300/95-300-HF+617K0014, single use (10) - Ref: 610K0114-10; HEPACCS, Flue, for 95-300/95-300-HF+617K0030, single use, (10) - Ref: 617K0300-10; 2232 Micro Flues: Flue, for 92-20/92-501+616K000, single use, (10) - Ref: 612K0037-10; Flue, for 92-021/92-501+616K0002, single use, (10) - Ref: 612K0038-10; Flue, for 92-112/92-501+616K0003, single use, (10) - Ref: 612K0039-10 | 2A - PHARMA shpk | 19.08.2021 | Söring GmbH Justus-von-Liebig-Ring-2, 25451 Quickborn, Germany | 2231 Macro Flues: Flue, for 94-101/94-103/94-101-HF/95-300/95-300HF+617K0022, single use (10) - Ref: 610K0113-10; Flue, for 94-106/94-106-HF/95-300/95-300-HF+617K0014, single use (10) - Ref: 610K0114-10; HEPACCS, Flue, for 95-300/95-300-HF+617K0030, single use, (10) - Ref: 617K0300-10; 2232 Micro Flues: Flue, for 92-20/92-501+616K000, single use, (10) - Ref: 612K0037-10; Flue, for 92-021/92-501+616K0002, single use, (10) - Ref: 612K0038-10; Flue, for 92-112/92-501+616K0003, single use, (10) - Ref: 612K0039-10 | lla | Mbeshtjellese plastike per instrumentat e kirurgjise se heparit. | Tjeter
10010 | e-Temp; DiaPrep Pro; Dia-PROSEAL; DiaFil; DiaFil Flow; DiaEtch; Dia Plus; (including system components and accessories) | Amber Dental shpk | 20.08.2021 | DiaDent Group International 16, Osongsaengmyeong 4-ro, Osong-eup, Heungdeok-gu, Cheongju-si, Chungcheongbuk-do, 28161 Repuplic of Korea | e-Temp; DiaPrep Pro; Dia-PROSEAL; DiaFil; DiaFil Flow; DiaEtch; Dia Plus; (including system components and accessories) | lla | Material per mbushje provizore dhe definitive te dhembeve, mbushje kanali dhe xhel per zgjerim kanali. | Pajisje dentare
10011 | 800 TS Absorbance Microplate Reader | Biometric Albania shpk | 20.08.2021 | BioTek® Instruments, Inc. 100 Tigan Street, PO Box 998 Winooski, Vermont 05404 USA | 800 TS Absorbance Microplate Reader | In Vitro | Pajisje laboratori per mikrobiologji. | Pajisje te diagnostikimit in vitro
10012 | Real-time PCR system: Gentier 96R | BIOCHEM NRP | 20.08.2021 | Xi'an Tianlong Science and Technology Co., Ltd. No.389, Zhuhong Road, Xi'an, Shaanxi Province, 710018, P.R.China | Real-time PCR system: Gentier 96R | In Vitro | Sistem RT-PCR i cili sherben per detektimin dhe amplifikimin e mostrave te ndryshme virale. | Pajisje te diagnostikimit in vitro
10013 | Automatic Nucleic Acid Extracting Instrument - Nextractor®: NX-48S | BIOCHEM NRP | 20.08.2021 | Genolution Inc. Rm 506, Rm 804, Bldg. A, 11, Beobwon-ro 11-gil, Songpa-gu, Seoul 05836, Republic of Korea | Automatic Nucleic Acid Extracting Instrument - Nextractor®: NX-48S | In Vitro | Aparat per extraktimin e cdo lloj mostre virale. | Pajisje te diagnostikimit in vitro
10014 | TRAb Reagent Kit: 09P0825 (1 x 500 tests); TRAb Reagent Kit: 09P0835 (2 x 500 tests); TRAb Calibrators: 09P0801; TRAb Controls: 09P0810 | PEGASUS shpk | 20.08.2021 | Abbott Ireland Diagnostics Division Finisklin Buisness Park, Sligo, Ireland | TRAb Reagent Kit: 09P0825 (1 x 500 tests); TRAb Reagent Kit: 09P0835 (2 x 500 tests); TRAb Calibrators: 09P0801; TRAb Controls: 09P0810 | In Vitro | Reagente, kalibratore dhe kontrolle per percaktimin sasior te antitrupave te prodhuar kunder receptorit te hormonit qe stimulon tiroiden. | Pajisje te diagnostikimit in vitro
10015 | Destination Guiding Sheath (sipas listes bashkengjitur) | Biometric Albania shpk | 20.08.2021 | Terumo Medical Corporation 950 Elkton Boulevard, Elkton MD 21921, USA | Destination Guiding Sheath (sipas listes bashkengjitur) | lll | Udhezues/kellef me funksion mbrijtes per procedurat invazive ne artieriet renale. | Produkte per institucione te kujdesit shendetesor
10016 | Medical devices of PAUL HARTMANN AG (sipas listes bashkengjitur) | Vinipharma shpk | 20.08.2021 | Paul Hartmann AG Paul-Hartmann-Str.12 89522 Heidenheim Germany | Medical devices of PAUL HARTMANN AG (sipas listes bashkengjitur) | lla, llb | Pajisje mjekesore per mjekimin e plageve, produkte per sallen e operacionit, garza dhe fasho, doreza, produkte te kujdesit te pacientit . | Produkte per institucione te kujdesit shendetesor
10017 | Omniflow II Vascular Prothesis (sipas listes bashkengjitur) | O.E.S DISTRIMED shpk | 20.08.2021 | Bio Nova International Pty Ltd 36 Munster Terrace, North Melbourne, Victoria, 3051, Australia | Omniflow II Vascular Prothesis (sipas listes bashkengjitur) | lll | Grafte vaskulare te implantueshme per zevendesimin, rikonstruktimin, bypassin ose izolimin e eneve te gjakut, perdorim ne kirurgji vaskulare. | Pajisje te implantueshme jo aktive
10018 | Pruitt® F3 and F3-S Carotid Shunts: F3 Shunt-2011-10, 2011-12, 2012-10, 2012-11, 2012-12, 2012-13, 2013-10; F3-S Shunt-2014-10, 2015-10 | O.E.S DISTRIMED shpk | 20.08.2021 | LeMaitre Vascular, Inc. 63 Second Avenue, Burlington, Massachusetss 01803, U.S.A. | Pruitt® F3 and F3-S Carotid Shunts: F3 Shunt-2011-10, 2011-12, 2012-10, 2012-11, 2012-12, 2012-13, 2013-10; F3-S Shunt-2014-10, 2015-10 | lll | Shunte karotide per lejimin e rrjedhjes se gjakut midis arterieve karotide te zakonshme dhe internale. | Pajisje nje perdorimeshe
10019 | Sprinter Over The Wire Balloon Dilatation Catheter | O.E.S Distrimed sh.p.k | 20.08.2021 | Medtronic Inc. 710 Medtronics Parkway Minneapolis, MN 55432, USA | PTCA Balloon Dilatation Catheters : Sprinter Over-The-Wire Balloon Dilatation Catheter (sipas listes se bashkengjitur) | III | Kateter dilatacioni me balon me teknologjine over the wire, perdorim, me kardiologji hemodinamike | Pajisje njeperdorimeshe
10020 | Surgical Light; Operating Table; Manual Operating Table | O.E.S Distrimed sh.p.k | 20.08.2021 | HEYER Medical Co., Ltd. No.2 factory, Block B, 10 Chaobai Street, Yongbin Road West, Yanjiao Development Zone, 065201, Langfang, hebei, PR of China | Surgical Light; Operating Table; Manual Operating Table (sipas listes se bashkengjitur) | I | Tavoline kirurgjikale dhe ndricues kirurgjikal, perdorim ne sallat e kirurgjise | Pajisje per institucione te kujdesit shendetesor
10021 | Anesthetic worstation | O.E.S Distrimed sh.p.k | 20.08.2021 | BEIJING AEONMED CO.,LTD. Room 405, Basement 1 to 4th Floor of 901 unit, Building 9, No.26 Outer Ring West Road, Fengtai District, Beijing 100070, China | Anesthetic worstation : Aeon8600A; Aeon8700A; Aeon8800A; Aeon8100A; Aeon8300A; Aeon7700A | IIb | Sistem pune per anestezi per eprdorim ne sallat kirurgjikale | Pajisje anestezie dhe respiratore
10022 | Implants, Instruments, Containers, Devices, Suture Material, Tissue Adhesives snd Procedure Kits (sipas listes bashkengjitur) | O.E.S DISTRIMED shpk | 20.08.2021 | Aesculap AG Am Aesculap-Platz 78532 Tuttlingen Germany | Implants, Instruments, Containers, Devices, Suture Material, Tissue Adhesives snd Procedure Kits (sipas listes bashkengjitur) | l, lla, llb | Instrumenta dhe aksesore kirurgjikale, perdorim ne kirurgji te pergjithshme. | Instrumenta shumeperdorimesh
10023 | Polywax Modeling Wax; Light Curing Base Plate | EURODENTA shpk | 20.08.2021 | Bilkim Tibbi Ürünler San. Ve Tic. Ltd. Sti. Kazimpaşa mahallesi, 1212/1 sokak, No:1/1 Menemen, Izmir, Türkiye | Polywax Modeling Wax; Light Curing Base Plate | l | Dyll, material kafshimi. | Pajisje dentare
10024 | Atlan | MSE sh.p.k | 20.08.2021 | Drägerwerk AG & Co. KGaA. Moislinger Allee 53-55, 23542 Lübeck, Germany | Anesthesia Workstation, Atlan : Atlan A300 - 8621300; Atlan A300 XL - 8621400; Atlan A350 - 8621500; Atlan A350 XL - 8621600; | IIb | Makine anestezie | Tjeter
10025 | Dental Medical Devices (sipas listes bashkengjitur) | EURODENTA shpk | 20.08.2021 | Nakashi Inc. 700 Shimohinata, Kanuma, Tochigi, 322-8666 Japan | Dental Medical Devices (sipas listes bashkengjitur) | lla | Instrumenta dhe pajisje per fushen dentare dhe kirurgji dentare. | Pajisje dentare
10026 | Pajisje dentare | Eurodenta sh.p.k | 20.08.2021 | BernhardD Förster GmbH, Westliche Karl-Friedrich-Strasse 151, 75172 Pforzheim, Germany | Thermoforming foils : Track C thermoforming blanks soft ø 0.5 x 125 mm, 4080305 (UDI - EFOR4080305); Track C thermoforming blanks dorf ø 1. 0 x 125 mm, 408-0310 (UDI - EFOR4080310); Track C thermoforming blanks soft ø 1.0 x 125 mm, 408-0610 (UDI - EFOR4080610) | I | Flete termoformuese per perdorim ne ortodonci | Pajisje dentare
10027 | Pajisje dentare | Eurodenta sh.p.k | 20.08.2021 | BernhardD Förster GmbH, Westliche Karl-Friedrich-Strasse 151, 75172 Pforzheim, Germany | Pliers and instruments and auxilliaries (sipas listes se bashkengjitur) | I | Pinca dhe isntrumenta ortodoncie | Pajisje dentare
10028 | Primus | MSE sh.p.k | 20.08.2021 | Drägerwerk AG & Co. KGaA. Moislinger Allee 53-55, 23542 Lübeck, Germany | Anesthesia Systems: PRIMUS (sipas listes se bashkengjitur) | Iib | Makine anestezie | Tjeter
10029 | Dental materials | Marlen/E sh.p.k | 30.08.2021 | Dentonics, Inc. 2833 Tophill Road, Monroe, North Carolina 28110, USA | Dental materials (sipas listes se bashkengjitur) | lla | Materiale dentare per modelim, riparim dhe mbrojtje te dhembit, ngjitjen e protezave dhe permiresim estetik | Pajisje dentare
10030 | Pulsavac® Plus A.C. Power Supply | Trimed | 30.08.2021 | Zimmer Surgical, Inc. 200 West Ohio Avenue Dover, Ohio, USA 44622 | Pulsavac® Plus A.C. Power Supply (sipas listes se bashkengjitur) | l | Instrument qe perdoret per te karikuar me energji elektrike sistemin per pastrimin e plageve dhe per lavazhin e indeve te buta, perdoret ne nderhyrjet ortopedike | Instrumenta shumeperdorimesh
10031 | Pulsavac® Plus | Trimed | 30.08.2021 | Zimmer Surgical, Inc. 200 West Ohio Avenue Dover, Ohio, USA 44622 | Pulsavac® Plus (sipas listes se bashkengjitur) | lla | Instrument qe perdoret per te karikuar me energji elektrike sistemin per pastrimin e plageve dhe per lavazhin e indeve te buta, perdoret ne nderhyrjet ortopedike | Instrumenta shumeperdorimesh
10032 | Water Treatment Equipment | Biometric Albania | 30.08.2021 | Gambro Lundia AB. Box 10101 Magistratsvagen 16 SE-220 10 Lund Sweden | Water Treatment Equipment: CWP 60 WRO 63 (380-400/415 V 50 Hz) - 114888 | llb | Pajisje per trajtimin e ujit per dialize | Pajisje elektromekanike; Pajisje per institucione te kujdesit shendetesor
10033 | Sterile Single Use PRP KIT; Sterile Single Use PRP TUBES; Sterile Single Use PRX TUBES; Sterile Single Use Fat Processor; Sterile Single Use Hydrogel Wound Dressing; Sterile Single Use PRP Syringe; Sterile Single Use Syringe Accessories | Express Pharma SHPK | 30.08.2021 | T-Biyotenoloji Laboratuvar Estetik Medikal Kozmetik San. Ve. Tic. Ltd. Sti. Tahtali Mah. Degirmen Yolu (460) Sk. No: 10 Nilufer, Bursa, TURKEY | Sterile Single Use PRP KIT; Sterile Single Use PRP TUBES; Sterile Single Use PRX TUBES; Sterile Single Use Fat Processor; Sterile Single Use Hydrogel Wound Dressing; Sterile Single Use PRP Syringe; Sterile Single Use Syringe Accessories | llb | Tuba qe perdoren nga profesionistet mjekesore per te izoluar trombocitet duke eleminuar perberesit e padeshiruar sic jane ruazat e kuqe te gjakut dhe ato te bardha. | Tjeter
10034 | Root of hair removal Apparatus (fue punch), Trasnplanting forcep, Extracting forcep and hair transplant auxilary equipment | Express Pharma SHPK | 30.08.2021 | 212 Medikal San. Ve. Tic. Ltd. Sti. Ikitelli OSB EKOOP Sanayi Sitesi C4-2 Blok No:146 Basaksehir / ISTANBUL | Root of hair removal Apparatus (fue punch), Trasnplanting forcep, Extracting forcep and hair transplant auxilary equipment | l | Pajisje mjekesore per transplantrmin e flokeve bashke me instrumentat e nevojshem, kit. | Tjeter
10035 | COR PATH GRX SYSTEM | Medfau | 30.08.2021 | Corindus, Inc 309 Waverley Oaks Road Suite 105 Waltham Massachusetts 02452 USA | COR PATH GRX SYSTEM (sipas listes se bashkengjitur) | llb | Pajisje ndihmese per punime ne Koronarografi | Tjeter
10036 | COMPUTED TOMOGRAPHY X RAY SYSTEM: SOMATOM go.TOP VA30 - 11061640 | Medfau | 30.08.2021 | Siemens Healthcare GmbH Henkestr.127 91052 Erlangen Germany | COMPUTED TOMOGRAPHY X RAY SYSTEM: SOMATOM go.TOP VA30 - 11061640 | llb | Skaner Mjekesor - Pajisje per ekzaminime imazherie | Tjeter
10037 | STERILE POLYDIAXANONE SUTURE WITH NEEDLE - Ambella; Sterile PLLA(Poly-L-Lactic-Acid) Suture with Needle - Ambella (sipas listes bashkengjitur) | Express Pharma SHPK | 30.08.2021 | Yurim Medical Co., Ltd. 43, Jeogjung 3-gil, Osong-eup, Heungdeok-gu, Cheonggju-si, Chungcheongbuk-do, Republic of Korea | STERILE POLYDIAXANONE SUTURE WITH NEEDLE - Ambella; Sterile PLLA(Poly-L-Lactic-Acid) Suture with Needle - Ambella (sipas listes bashkengjitur) | lll | Sutura mjekesore. | Tjeter
10038 | COMPUTED TOMOGRAPHY X RAY SYSTEM- SOMATOM GO Now | Medfau | 30.08.2021 | Siemens Healthcare GmbH Henkestr.127 91052 Erlangen Germany | COMPUTED TOMOGRAPHY X RAY SYSTEM: SOMATOM go.Now VA20 - 11061610 | llb | Skaner Mjekesor - Pajisje per ekzaminime imazherie | Tjeter
10039 | TELECAM C3 | Montal sh.p.k | 20.08.2021 | Karl Storz SE & Co. KG Dr.-Karl-Storz-Strabe 34 78532 Tuttlingen Germany | TELECAM C3 TC100 | I | Videoendoskope | Instrumenta shumeperdorimesh
10040 | AUTOCON III CE, 220-240V, UH400E | Montal sh.p.k | 20.08.2021 | Karl Storz SE & Co. KG Dr.-Karl-Storz-Strabe 34 78532 Tuttlingen Germany | AUTOCON III 400 CE, 220-240V, UH400E | Iib | Elektrobisturi me frekuence te larte e destinuar te perdoret si instrumenta bipolar dhe monopolar. | Instrumenta shumeperdorimesh
10041 | Activ CT9; Activ CT8; Activ AT7; Activ 902; Activ 801; Activ 701; OKTO; | Prima Medical sh.p.k | 20.08.2021 | Indiba S.A., c/Moianes, 13; Pol. Ind. Can Casablancas St. Quirze del Valles (Barcelona) 08192 SPAIN | Activ CT9; Activ CT8; Activ AT7; Activ 902; Activ 801; Activ 701; OKTO; | Iia | Pajisje me radiofrekuence per hipertermi. | Pajisje elektromekanike
10042 | Headgear and traction bands | Eurodenta sh.p.k | 20.08.2021 | BERNHARD FORSTER GmbH Westliche Karl-Friedrich-Strasse 151 75172 Pforzheim, Germany | Headgear and traction bands (sipas listës bashkëngjitur) | I | Mbulesa koke dhe banda. | Pajisje dentare
10043 | Expansion screws | Eurodenta sh.p.k | 20.08.2021 | BERNHARD FORSTER GmbH Westliche Karl-Friedrich-Strasse 151 75172 Pforzheim, Germany | Expansion screws (sipas listës bashkëngjitur) | I | Vida zgjeruese. | Pajisje dentare
10044 | Hystology / Cytology reagents: Surgipath Paraplast (2.2lbs/1kg)-8 bags/case - 39601006 - 0541; Surgipath Paraplast Plus (2.2lbs/1kg)-8 bags/case - 39602004 - 0542; Paraplast Bulk (11lbs/5kg) - 39602012 - 0481; Surgipath Paraplast XTRA, 1kg Bag-Case/8 bags - 39603002 - 0812 | KRIJON shpk | 30.08.2021 | Leica Biosystems Richmond, Inc. 5205 Route 12, Richmond, IL 60071, USA | Hystology / Cytology reagents: Surgipath Paraplast (2.2lbs/1kg)-8 bags/case - 39601006 - 0541; Surgipath Paraplast Plus (2.2lbs/1kg)-8 bags/case - 39602004 - 0542; Paraplast Bulk (11lbs/5kg) - 39602012 - 0481; Surgipath Paraplast XTRA, 1kg Bag-Case/8 bags - 39603002 - 0812 | In Vitro | Parafine per histologhji qe munf te perdoret ne menyra te ndryshme laboratorike. | Pajisje te diagnostikimit in vitro
10045 | VACUMED® HOLDER IN POLYPROPYLENE: 45000 | KRIJON shpk | 30.08.2021 | F.L. Medical s.r.l. Unipersonale Torreglia (PD) Via Enrico Mattei, 20 | VACUMED® HOLDER IN POLYPROPYLENE: 45000 | In Vitro | Mabajtese prej polipropileni per mbajtjen e ageve. | Pajisje te diagnostikimit in vitro
10046 | Picus Ɛt NxT Electronic pipettes + Charging Stands; Eline Electrinic pipettes + Charging Stands; Biohit Midi Plus; Tacta Mechanical pipettes; mLINE Mechanical pipettes; Proline Plus Mechanical pipettes; Proline Mechanical pipettes | KRIJON shpk | 30.08.2021 | Sartorius Biohit Liquid Handling Oy Tietokatu 4, 87400 Kajaani, FINLAND | Picus Ɛt NxT Electronic pipettes + Charging Stands; Eline Electrinic pipettes + Charging Stands; Biohit Midi Plus; Tacta Mechanical pipettes; mLINE Mechanical pipettes; Proline Plus Mechanical pipettes; Proline Mechanical pipettes | In Vitro | Pipeta, pajisje laboratorike qe perdoren zakonisht ne kimki, bilogji, dhe mjekesi per te transportuar vellim te matur te lengut. | Pajisje te diagnostikimit in vitro
10047 | AC3 Series Intra-Aortic Balloon Pump: AC3 Optimus IABP NA/EMEA - IAP-0700*; AC3 Optimus IABP NA/AJLA - IAP-0701*; AC3 IABP NA/EMEA - IAP-0600*; AC3 IABP NA/AJLA - IAP-0601*; | Biometric Albania sh.p.k | 30.08.2021 | Arrow International LLC Subsidiary of Teleflex Incorporated 3015 Carrington Mill Blvd. Morrisville North Carolina 27560 USA | AC3 Series Intra-Aortic Balloon Pump: AC3 Optimus IABP NA/EMEA - IAP-0700*; AC3 Optimus IABP NA/AJLA - IAP-0701*; AC3 IABP NA/EMEA - IAP-0600*; AC3 IABP NA/AJLA - IAP-0601*; | Iib | Pompe per balon intra aortik, AC3 series | Produkte për institucione të kujdesit shëndetësor
10048 | Nitrile Gloves (SM70028-1) | Euromed shpk | 30.08.2021 | Sumbow Medical Instruments Co., ltd. 14F-01, No.2 Building Shangdong Business Center #1926 Canghai Road Yinzhou 315041 Ningbo People's Republic of China | Nitrile Gloves (SM70028-1) | l | Doreza nitrile ekzaminimi. | Pajisje nje perdorimeshe
10049 | Surgical non absorbable suture BIOLENE | Biometric Albania sh.p.k | 30.08.2021 | BIO SUD MEDICAL SYSTEMS S.r.l. Via dei Fabbri 23/25, Modugno (BA), Italy | Surgical non absorbable suture BIOLENE | III | Sutura kirrugjikale te paabsorbueshme. | Produkte për institucione të kujdesit shëndetësor
10050 | MobileDetect Bio BCC19 (MD-Bio BCC19) Test Kit | SWISSMED shpk | 30.08.2021 | MOBILE DETECT BIO, INC 120 Industrial Blvd, Sugar Land, TX 77478, USA | MobileDetect Bio BCC19 (MD-Bio BCC19) Test Kit | In Vitro | Test Covid-19 per detektimin e antigjeneve me metoden PCR. | Pajisje te diagnostikimit in vitro
10051 | Alinity I STAT High Sensitive Troponin-I Reagent Kit 08P1322 (200 tests); 08P1324 (200 tests); 08P1327 (200 tests); 08P1332 (1200 tests); 08P1334 (1200 tests); 08P1337 (1200 tests); Alinity I STAT High Sensitive Troponin-I Cabrilators 08P1301; Alinity I STAT High Sensitive Troponin-I Controls 08P1310; | Pegasus sh.p.k | 30.08.2021 | Abbott Ireland Diagnostics Division Lisnamuck, Longford, Co. Longford, Ireland | Alinity I STAT High Sensitive Troponin-I Reagent Kit 08P1322 (200 tests); 08P1324 (200 tests); 08P1327 (200 tests); 08P1332 (1200 tests); 08P1334 (1200 tests); 08P1337 (1200 tests); Alinity I STAT High Sensitive Troponin-I Cabrilators 08P1301; Alinity I STAT High Sensitive Troponin-I Controls 08P1310; | In Vitro | Kite reagentesh, kalibruese dhe kontrolli per pajisjen qe perdoren per percaktimin cilesor dhe sasior te troponines kardiake ne serumin human dhe plazme qe ndihmon ne dianostikimin e infarktit te miokardit si dhe vleresimin 30-90 ditor te prognozes se eventeve kardiake madhore . | Pajisje të diagnostikimit in vitro
10052 | Activated Alanine aminotransferase | Pegasus sh.p.k | 30.08.2021 | Abbott Ireland Diagnostics Division Lisnamuck, Longford, Co. Longford, Ireland | Activated Alanine aminotransferase 08P1824 (10x300 tests) | In Vitro | Reagente qe perdoren per zbulimin sasior te alanine amintransferazes ne serumin dhe plazmen e njeriut. | Pajisje të diagnostikimit in vitro
10053 | Activated Alanine aminotransferase | Pegasus sh.p.k | 30.08.2021 | Abbott Ireland Diagnostics Division Lisnamuck, Longford, Co. Longford, Ireland | Activated Alanine aminotransferase 08L9224 (10x275 tests); 08L9244 (10x482 tests) | In Vitro | Reagente qe perdoren per zbulimin sasior te alanine amintransferazes ne serumin dhe plazmen e njeriut. | Pajisje të diagnostikimit in vitro
10054 | PYT (Pyridoxal phosphate) | Evita | 30.08.2021 | Roche Diagnostics GmbH Sandhofer Strasse 116 D-68305 Mannheim, Germany | PYT (Pyridoxal phosphate) - 08062986190 | In Vitro | Reagent ndihmes per ALTP dhe ASTP | Tjeter
10055 | Anti-CD117 (EP10) Rabbit Monoclonal Primary Antibody | Evita | 30.08.2021 | Ventana Medical Systems, Inc. 1910 E. Innovation Park Drive Tucson, AZ 85755 USA | Anti-CD117 (EP10) Rabbit Monoclonal Primary Antibody - 08763909001 | In Vitro | Reagent imunhistokimie per kryerjen e analizes anti CD117 | Tjeter
10056 | Pacing System Analyzer - 2290; Analyzer Surgical Cable - 2292; CareLink Programmer - 2090 | O.E.S Distrimed | 30.08.2021 | Medtronic, Inc. 710 Medtronic Parkway Minneapolis, MN 55432,USA | Pacing System Analyzer - 2290; Analyzer Surgical Cable - 2292; CareLink Programmer - 2090 | Te implantueshme aktive | Analizator I sistemit te ritmit kardiak, Kabell analizator kirurgjikal, programues per pajisjet te implantueshme aktive, perdorim ne kardiologji-hemodinamike | Pajisje te implantueshme aktive
10057 | CD HORIZON® Spinal System (CROSSLINKTM);CD HORIZON® Percutaneous and LONGITUDE® II Spinal System;CD HORIZON® LEGACYTM Spinal System | O.E.S Distrimed | 30.08.2021 | Medtronic Sofamor Danek USA , Inc. 1800 Pyramid Place Memphis , TN 38132 USA | CD HORIZON® Spinal System (CROSSLINK™);CD HORIZON® Percutaneous and LONGITUDE® II Spinal System;CD HORIZON® LEGACY™ Spinal System (sipas listes se bashkengjitur) | llb | Sisteme implantesh dhe instrumenta spinale | Pajisje te implantueshme joaktive
10059 | PAPIL-OFF - 10 VAGINAL OVULES | INNOVUS PHARMA shpk | 30.08.2021 | MAR-FARMA S.r.l. Via Melzi d'Eril, 20 - 20154 Milano - Italy | PAPIL-OFF - 10 VAGINAL OVULES | l | Ovula per perdorim vaginal. | Pajisje terapie komplementare
10060 | LACTO-CLIVON - 2 bottles of 140 ml | INNOVUS PHARMA shpk | 30.08.2021 | MAR-FARMA S.r.l. Via Melzi d'Eril, 20 - 20154 Milano - Italy | LACTO-CLIVON - 2 bottles of 140 ml | l | Flakon me aplikator per lavazh vaginal. | Pajisje terapie komplementare
10062 | Fiber Swabs | Pegasus sh.pk. | 01.09.2021 | Copan Italia S.p.A Via F.Perotti, 10, 25125 Brescia, Italy | Fiber Swab Transport System - Transystem™ (sipas listes se bashkengjitur) | IIa | Jane pajisje sterile qe sherbejne per tranportimin e mostrave te marra | Pajisje nje perdorimeshe
10063 | Dry Fiber Swabs | Pegasus sh.pk. | 01.09.2021 | Copan Italia S.p.A Via F.Perotti, 10, 25125 Brescia, Italy | Dry Fiber Swabs (sipas listes se bashkengjitur) | IIa | Jane pajisje sterile qe sherbejne per tranportimin e mostrave te marra | Pajisje nje perdorimeshe
10064 | urea Nitrogen2 | Pegasus sh.pk. | 01.09.2021 | Abbott Ireland Diagnostics Division Lisnamuck, Longford, Co. Longford, Ireland | Urea Nitrogen2 - 04U0820 (4 x 350tests); 04U0830 (4 x 1450tests); | In Vitro | Jane reagente qe perdoren per zbulimin sasior te urese se nitrogjenuar ne serumin dhe plazmen e njeriut ne analizatoret Alinity | Pajisje te diagnostikimit in vitro
10065 | Triglyceride | Pegasus sh.pk. | 01.09.2021 | Abbott Ireland Diagnostics Division Lisnamuck, Longford, Co. Longford, Ireland | Triglyceride2 - 04U0620 (1400tests) | In Vitro | Jane reagente qe perdoren per zbulimin sasior te triglicerideve ne serumin dhe plazmen e njeriut ne analizatoret Alinity | Pajisje te diagnostikimit in vitro
10066 | Triglyceride | Pegasus sh.pk. | 01.09.2021 | Abbott Ireland Diagnostics Division Lisnamuck, Longford, Co. Longford, Ireland | Triglyceride2 - 04T1020 (4 x 200tests); 04T1030 (10 x 482 tests) | In Vitro | Jane reagente qe perdoren per zbulimin sasior te triglicerideve ne serumin dhe plazmen e njeriut ne analizatoret Alinity | Pajisje te diagnostikimit in vitro
10067 | Roller mixer | Swissmed sh.p.k | 03.09.2021 | Jiangsu KangJian Medical Apparatus Co., Ltd. No.16 Zhanqian Road Jiangyan 225500 Taizhou, PR of China | Laboratory Centrifuges: Centrifuge KJLC-I; Roller and Rotator Mixer: Roller Mixer KJMR-IIA; Rotator Mixer KJMR-IVA | IIa | Pajisje per perdorim laboratorik | Pajisje laboratori
10068 | Sterile balanced saline solution in bottle | Salus Tirana sh.a | 03.09.2021 | Monico S.p.A. IT-30173 Mestre (VE) - Via Ponte di Pietra, 7 | Sterile balanced saline solution in bottle and bag for extraoculare and intraoculare irrigation B.O.S.S. Monico ( 250/500ml) | IIa | produkte per kujdesin shendetesor per perdorim oftalmik dhe hemodialize | Pajisje per institucione te kujdesit shendetesor
10069 | Respiratory Humidifiers SH530 | Biometric Albania | 07.09.2021 | Wuxi Jike Electronics Co., Ltd. 2nd workshop floor & 3rd office floor of the 4 th building, No.29 Changjiang south road, New District 214028 Wuxi, Jiangsu Province P.R. China | Respiratory Humidifiers SH530 | lla | Lageshtues ajri per respirator pacienti | Pajisje elektromekanike; Produkte per institucione te kujdesit shendetesor
10070 | Nebulizer, Compressor: Hikoneb Aerocare ll; Hikoneb A103 | Biometric Albania | 07.09.2021 | Kare Medical and Analytical Devices Ltd. Company, Kultur mh. Ziya Gokalp Cd. 36/23 Cankaya, Ankara | Nebulizer, Compressor: Hikoneb Aerocare ll; Hikoneb A103 | lla | Nebulizator me kompresor | Pajisje elektromekanike; Produkte per institucione te kujdesit shendetesor
10071 | Mi1260 SONATA 2 COCHLEAR IMPLANT AND ITS ACCESSORIES (sipas listes bashkengjitur) | Evita shpk | 07.09.2021 | MED-EL lektromedizinische Geräte GmbH Fürstenweg 77A, 6020 Innsbruck, AUSTRIA | Mi1260 SONATA 2 COCHLEAR IMPLANT AND ITS ACCESSORIES (sipas listes bashkengjitur) | Te implantueshme aktive | Implante kokleare. | Pajisje te impantueshme aktive
10072 | Philips Hemodynamic Application: R1.1 - 002010 | Health&Light sh.p.k | 07.09.2021 | Philips Medical Systems Nederland B.V. Veenpluis 4-6, 5684 PC Best, The Netherlands | Philips Hemodynamic Application: R1.1 - 002010 | llb | Softoware per monitorimin, procesimin dhe analizimin e te dhenave te pacienteve qe kryejne procedura hemodinamike | Tjeter
10073 | Guided tissue and bone regeneration membrane and plug: Rapi-Gide - DTG-10001; Rapi-Gide - DTG-10002; Rapi-Gide - DTG-10003 | Di.Con | 07.09.2021 | DALIM TISSEN Co.,Ltd ¦ 3rd-5th fl., Yeonnam Bldg., 31, Yeonhui-ro, Mapo-gu, Seoul, 03982, Republic of Korea | Guided tissue and bone regeneration membrane and plug: Rapi-Gide - DTG-10001; Rapi-Gide - DTG-10002; Rapi-Gide - DTG-10003 | lll | Kolagjen dentar membrane rigjeneruese | Pajisje dentare; Pajisje me prejardhje biologjike
10074 | UltrasOnic elEctrosurgical devices | Evita sh.p.k | 07.09.2021 | Ethicon Endo-Surgery,LLC 475 Calle C Guaynabo, Puerto Rico 00969 USA | Ultrasonic Electrosurgical devices: HARMONIC GEN11CN; HAR1120; HAR1136 | Iib | Instrumenta per perdorim kirurgjikal. | Tjeter
10075 | Manual examination couch | MSE sh.p.k | 07.09.2021 | Arşimed Medikal Kozm. Bil. Ith. Ihr. Paz. San Ve Tic. Ltd. Ști,Mimar Sinan Mah. Bosna Cad. No:5/3 Çekmeköy, Instanbul | Manual Examination Couch: ET-0025 | I | Krevat ekzaminimi | Tjeter
10076 | Unique 2 motors hospital bed | MSE sh.p.k | 07.09.2021 | Arşimed Medikal Kozm. Bil. Ith. Ihr. Paz. San Ve Tic. Ltd. Ști,Mimar Sinan Mah. Bosna Cad. No:5/3 Çekmeköy, Instanbul | Unique 2 Motors Hospital Bed: PB02-S | I | Krevat pacienti me 2 motora | Tjeter
10077 | GOLDisept Nasalspray; | Incomed sh.p.k | 01.09.2021 | Tarchomińskie Zaklady farmaceutyczne "Polfa" Spolka Akcyjna UI. Fleminga 2, 03-176 Warszawa | GOLDisept Nasalspray; | I | Spay I hundes qe hidraton dhe pastron zgavrat e hundes. | Tjeter
10078 | GOLDisept Mouth and Throat Spray | Incomed sh.p.k | 01.09.2021 | Tarchomińskie Zaklady farmaceutyczne "Polfa" Spolka Akcyjna UI. Fleminga 2, 03-176 Warszawa | GOLDisept Mouth and Throat Spray | I | Perdoret per trajtimin e acarimeve dhe inflamacionit te fytit. | Tjeter
10079 | Hem-o-lok | ArliPharma sh.p.k | 07.09.2021 | Koscher & Wuertz Einsteinstrasse 7 Spaichingen, DE-BE Germany 78549 | Hem-o-lok (sipas listës bashkëngjitur) | I | Instrumenta qe sherbejne per vendosjen dhe heqjen e klipeve gjate nderhyrjeve laparaskopike. | Instrumenta shumeperdorimesh
10080 | Weck® Hem-o-lok® Polymer Ligating Clip Appliers and Removers (sipas listes bashkengjitur) | ARLI PHARMA shpk | 07.09.2021 | Teleflex Medical 3015 Carrington Mill Blvd., Morrisville, NC, 27560, United States | Weck® Hem-o-lok® Polymer Ligating Clip Appliers and Removers (sipas listes bashkengjitur) | l | Instrumenta qe shebejne per venien dhe heqien e klipeve gjate nderhyrjeve te laparoskopise. | Instrumenta shumeperdorimesh
10081 | Patient Monitor: M800, M860, Q2/Q3, Q4/Q5, Q6Q7 | Biometric Albania shpk | 08.09.2021 | Guangdong Biologht Meditech Co., Ltd. No.2 Innovation First Road Technical Innovation Coast, Hi-tech Zone, Zhuhai 519085 Zhuhai, Guangdong PR of China | Patient Monitor: M800, M860, Q2/Q3, Q4/Q5, Q6Q7 | llb | Monitor per matjen e parametrave vital te njeriut. | Pajisje elektromekanike
10082 | Electronic, non-invasive blood pressure unit | Biometric Albania | 09.09.2021 | Bosch + Sohn GmbH & Co. KG Bahnhofstraße 64, 72417 Jungingen, Germany | Electronic, non-invasive blood pressure unit : medicus; medicusPC2, medicus250, Mercurius E, medicus control, medicus uno, medicus smart, medicus prestige, carat professional, medicus exclusive, medicus X, medicus vital, medicus family, medicus family 4, medicus system, medicus prestige S | IIa | Aparat elektronik per matjen e presionit te gjakut. | Imstrumenta shumeprdorimeshe; Produkte per institucionet e kujdesit shendetesor
10083 | Electroencephalograph | Biometric Albania | 09.09.2021 | EMS Handels Gesellschaft m.b.H. Jochingergasse 1, 2100 korneuburg, Austria | Electroencephalograph (software version 8.1) Sienna Ultimate | IIa | EEG, pajisje per amtjen e aktivitetit te trurit | Pajisje elektromekanike; Produkte per institucionet e kujdesit shendetesor
10084 | Armada 18 PTA Catheter | GP Medical Al sh.p.k | 09.09.2021 | Abbott Vascular, 3200 Lakeside Drive Santa Clara, California 95054 USA | Armada 18 PTA Catheter (sipas listes se bashkengjitur) | IIa | Pajisje te implantueshme per te rregulluar defekte ne qarkullimin qendron te gjalut ne zemer | Pajisje te implantueshme jo aktive
10085 | GRAFTMASTER RX Coronary Stent Graft System | GP Medical Al sh.p.k | 09.09.2021 | Abbott Vascular, 3200 Lakeside Drive Santa Clara, California 95054 USA | GRAFTMASTER RX Coronary Stent Graft System (sipas listes se bashkengjitur) | III | Stenta vaskulare qe ndihmojne ne rikthimin normal ne sistemin kardiak | Pajisje te implantueshme jo aktive
10086 | Sterile Device for microneedling | Gen-Alb Farma | 09.09.2021 | Diaco Biofarmaceutici S.r.l. Via Flavia, 124-34147 Trieste, Italy | Sterile Device for microneedling treatments: PERFOSKIN DEVICE | Iia | Pajisje mjekesore jo aktive e cila perdoret per trajtime me mikrogjilpera per lekuren | Pajisje te implantueshme jo aktive
10087 | Absolute Pro LL Peripheral Self-Expanding Stent System | GP Medical Al | 09.09.2021 | ABBOTT VASCULAR, 3200 Lakeside Drive Santa Clara, California 95054, USA | Absolute Pro LL Peripheral Self-Expanding Stent System (sipas listes se bashkengjitur) | llb | Stent e shumefisht periferike per arterien, permireson diametrin luminal | Pajisje te implantueshme jo aktive
10088 | RX Accunet Embolic Protection System | GP Medical Al | 09.09.2021 | ABBOTT VASCULAR, 3200 Lakeside Drive Santa Clara, California 95054, USA | RX Accunet Embolic Protection System (sipas listes se bashkengjitur) | lll | Pajisje e implementueshme per te rregulluar difektet ne qarkullimin qendror te gjakut ne zemer | Pajisje te implantueshme jo aktive
10089 | HI-TORQUE BALANCE MIDDLEWEIGHT ™ 0.014" Guide Wire MICROGLIDE 190 cm, Straight 3 cm - 1001780;HI-TORQUE BALANCE MIDDLEWEIGHT ™ 0.014" Guide Wire MICROGLIDE 190 cm, J Tip 3cm -1001780J; HI-TORQUE BALANCE MIDDLEWEIGHT ™ 0.014" Guide Wire MICROGLIDE 300 cm, Straight 3 cm - 1001782;HI-TORQUE BALANCE MIDDLEWEIGHT ™ 0.014" Guide Wire MICROGLIDE 300 cm, J Tip 3cm -1001782J | GP Medical Al | 09.09.2021 | ABBOTT VASCULAR, 3200 Lakeside Drive Santa Clara, California 95054, USA | HI-TORQUE BALANCE MIDDLEWEIGHT ™ 0.014" Guide Wire MICROGLIDE 190 cm, Straight 3 cm - 1001780;HI-TORQUE BALANCE MIDDLEWEIGHT ™ 0.014" Guide Wire MICROGLIDE 190 cm, J Tip 3cm -1001780J; HI-TORQUE BALANCE MIDDLEWEIGHT ™ 0.014" Guide Wire MICROGLIDE 300 cm, Straight 3 cm - 1001782;HI-TORQUE BALANCE MIDDLEWEIGHT ™ 0.014" Guide Wire MICROGLIDE 300 cm, J Tip 3cm -1001782J | lll | Tel suportiv I cili lehteson vendosjen e katetereve dhe stendave | Pajisje te implantueshme jo aktive
10090 | Patient monitor MD-820 | Biometric Albania sh.p.k | 09.09.2021 | Comdek Industrial Corp. 7Fl., No.1, Alley 6, Lane 235, Pao Chiao Rd., Hsin Tien, New Taipei City 23145, Taiwan | Patient monitor MD-820 | Iib | Monitor pacienti per matjen e parametrave jetesore. | Pajisje elektromekanike
10091 | Infant Non-contact Oxygen hood- YZ-130; YZ--160; YZ-200; YZ-300 | Biometric Albania sh.p.k | 09.09.2021 | Ningbo David Medical Device Co., Ltd No.2, Keyuan Road, Shipu Science and Technology Park, Xiangshan 315731 Ningbo, Zhejiang Province, Peoples's Republic of China | Infant Non-contact Oxygen hood- YZ-130; YZ--160; YZ-200; YZ-300 | I | Kaske oksigjeni per te persalindurit. | Pajisje shumeperdorimeshe
10092 | Suction system: VACUSILL 2; VACUSILL 4; VACUJET | Biometric Albania sh.p.k | 09.09.2021 | Hersill, S.L. Puerto de Navacerrada, 3 28935 Mostoles (Madrid) Espana | Suction systems: VACUSILL 2; VACUSILL 4; VACUJET | Iia | Sisteme aspirim pacienti. | Pajisje elektromekanike
10093 | Syringe pump TCI-7 | Biometric Albania sh.p.k | 09.09.2021 | HEDY Medical Device Co., Ltd. No. 286, Science Avenue, Guangzhou High and New Tech Development Zone Guangzhou, 510663, P.R.China | Syringe pump TCI-7 | Iib | Shiringa elektrike per injektim. | Pajisje elektromekanike
10094 | HI-TORQUE Floppy ™II 0.014'' Guide Wire with Hydrocoat Hydrophilic Coating: Straight Tip Shape-223X9H; 'J' Tip Shape-223X9HJ; Straight Tip Shape-233X9H-XXX; 'J' Tip Shape-223X9HJ-XXX | GP Medical AL sh.p.k | 09.09.2021 | Abbott Vascular 3200 Lakeside Drive Santa Clara, California 95054, USA | HI-TORQUE Floppy ™II 0.014'' Guide Wire with Hydrocoat Hydrophilic Coating: Straight Tip Shape-223X9H; 'J' Tip Shape-223X9HJ; Straight Tip Shape-233X9H-XXX; 'J' Tip Shape-223X9HJ-XXX | III | Tel suportiv I cili lehteson vendosjen e katetereve. | Pajisje te implantueshme aktive
10095 | RX Acculink Carotid Stent System | GP Medical AL sh.p.k | 09.09.2021 | Abbott Vascular 3200 Lakeside Drive Santa Clara, California 95054, USA | RX Acculink Carotid Stent System (sipas listës bashkëngjitur) | III | Stent per riparimin e stenozes ne arterien karotide. | Pajisje te implantueshme aktive
10096 | StarClose SE Vascular Closure System 14679-02; 14679 | GP Medical AL sh.p.k | 09.09.2021 | Abbott Vascular 3200 Lakeside Drive Santa Clara, California 95054, USA | StarClose SE Vascular Closure System 14679-02; 14679 | Iib | Sistemi i mbylljes vaskulare i cili indikohet ne mbylljen perkutane të vendeve të aksesit të arterieve femorale të zakonshme | Pajisje te implantueshme aktive
10097 | Omnilink Elite Peripheral Stent System | GP Medical Al | 09.09.2021 | ABBOTT VASCULAR, 3200 Lakeside Drive Santa Clara, California 95054, USA | Omnilink Elite Peripheral Stent System(sipas listes se bashkengjitur) | llb | Stent e shumefisht periferike per arterien, permireson diametrin luminal | Pajisje te implantueshme aktive
10098 | HI-TORQUE Floppy™ II 0.014" Guide Wire | GP Medical Al | 09.09.2021 | ABBOTT VASCULAR, 3200 Lakeside Drive Santa Clara, California 95054, USA | HI-TORQUE Floppy™ II 0.014" Guide Wire (sipas listes se bashkengjitur) | lll | Tel suportiv I cili lehteson vendosjen e katetereve dhe stendave | Pajisje te implantueshme aktive
10099 | HT Floppy™ II 0.014" EXTRA SUPPORT Guide Wire | GP Medical Al | 09.09.2021 | ABBOTT VASCULAR, 3200 Lakeside Drive Santa Clara, California 95054, USA | HT Floppy™ II 0.014" EXTRA SUPPORT Guide Wire (sipas listes se bashkengjitur) | lll | Tel suportiv I cili lehteson vendosjen e katetereve | Pajisje te implantueshme aktive
10100 | Amoena Breast Care | Eurofarma TQ Tolica | 13.09.2021 | Amoena Medizin-Orthopädie-Technik GmbH, Kapellenweg 36, Raubling, 83064, Germany | Amoena Breast Care : Amoena Essential Light 2S - 442 UDI 40265275Y063018WC | I | Eshte nje proteze gjiri qe perdoret pas kirurgjise se heqjes se gjirit, nje forme kompensimi gjiri | Tjeter
10101 | Amoena Breast Care | Eurofarma TQ Tolica | 13.09.2021 | Amoena Medizin-Orthopädie-Technik GmbH, Kapellenweg 36, Raubling, 83064, Germany | Amoena Breast Care : Amoena Basic Light 2S - 292 UDI 40265275Y063018WC | I | Eshte nje proteze gjiri qe perdoret pas kirurgjise se heqjes se gjirit, nje forme kompensimi gjiri | Tjeter
10102 | Donafil, vaginal ovules | Eurofarma TQ Tolica | 13.09.2021 | Farmaimpresa Srl, Via Cipro, 1 Brescia - Italy | Vagina ovules - DONAFIL 10 ovules of 2 gr (with boric acid, lactic acid, policarbophil and semisynthetic triglyceride) | Iia | Eshte pajisje mjekesore ne forme ovule vaginale e perbere nga acidi borik, acid laktik etj per parandalimin e irritimeve vaginale dhe te nje natyre mykotike si dhe ndohmon ne reduktimin e simpotmave te djegies ose kruarjes | Tjeter
10103 | Gima strecher | MSE sh.p.k | 13.09.2021 | Gima S.p.a Via Marconi,1 20060 Gessate(MI)-Italy | Gima Strecher 4 - foldable in 4 / 34107 UDI 80232790000V089906000008V | I | Shtrat barele | Produkte per institucione te kujdesit shendetesor
10104 | Astra weight scale | MSE sh.p.k | 13.09.2021 | Gima S.p.a Via Marconi,1 20060 Gessate(MI)-Italy | Astra weight scale 27310; Family weight scale 27301; Pegaso weight scale 27288 | I | Pajisje me funksion mates per peshen | Tjeter
10105 | XIENCE PRO Everolimus Eluting Coronary and Peripheral Stent Systems (Includes XIENCE PRO, XIENCE PRO˟, XIENCE PROᴬ and XIENCE PRO 48) (sipas listes bashkengjitur) | GP MEDICAL AL shpk | 14.09.2021 | Abbott Vascular 3200 Lakeside Drive, Santa Clara, California 85054, USA | XIENCE PRO Everolimus Eluting Coronary and Peripheral Stent Systems (Includes XIENCE PRO, XIENCE PRO˟, XIENCE PROᴬ and XIENCE PRO 48) (sipas listes bashkengjitur) | lll | Stenta qe perdoren per permiresimin e diametrit te arteries koronare. | Pajisje te implantueshme aktive
10106 | X.ACT Carotid Stent System (sipas listes bashkengjitur) | GP MEDICAL AL shpk | 14.09.2021 | Abbott Vascular 3200 Lakeside Drive, Santa Clara, California 85054, USA | X.ACT Carotid Stent System (sipas listes bashkengjitur) | lll | Stent per riaprimin e stenozes ne arterien carotide. | Pajisje te implantueshme aktive
10107 | XIENCE Sierra Everolimus Eluting Coronary Stent Systems (sipas listes bashkengjitur) | GP MEDICAL AL shpk | 14.09.2021 | Abbott Vascular 3200 Lakeside Drive, Santa Clara, California 85054, USA | XIENCE Sierra Everolimus Eluting Coronary Stent Systems (sipas listes bashkengjitur) | lll | Stenta qe perdoren per permiresimin e diametrit luminal te arteries koronare. | Pajisje te implantueshme aktive
10108 | AMP Rapid Test SARS-CoV-2 Ag | Intermed sh.p.k | 14.09.2021 | AMEDA Labordiagnostik GmbH, Krenngasse 12, 8010 Graz, Austria | AMP Rapid Test SARS-CoV-2 Ag: RT2951; AMP Rapid Test SARS-CoV-2 Ag; RT2952; AMP Rapid Test SARS-CoV-2 Ag w. controls: RT2952-C; AMP Rapid Test SARS-CoV-2 Ag: RT2952-S | In Vitro | Test I shpejt imuno-kromatografik per zbulimin cilesor te antigenit Sars-CoV-2 ne mostrat e nazale ose nazofaringeale | Pajisje te diagnostikimit in vitro
10109 | EVA Combined machine including Laser (DORC connector) - 8000.COM02 | Salus Sha | 14.09.2021 | D.O.R.C. Dutch Ophthalmic Research Center (INTERNATIONAL) B.V. Scheijdelveweg 2 3214 VN Zuidland The Netherlands | EVA Combined machine including Laser (DORC connector) - 8000.COM02 | llb | Strument mjekesor per nderhyrjet kirurgjikale ne sy | Pajisje oftalmike dhe optike
10110 | 2019-nCoV Antigen Test Kit (Colloidal gold method) 1-20 Tests/Kit | INTERMED sh.p.k | 14.09.2021 | Guangdong Hecin Scientific, Inc. 4F, Building 1, #1 Ruifa Rd, Luogang District, Guangzhou City, Guangdong province, 510530, P.R.China | 2019-nCoV Antigen Test Kit (Colloidal gold method) 1-20 Tests/Kit | In Vitro | Kit I testit antigen covid-19. | Pajisje të diagnostikimit in vitro
10111 | Armada 14 XT PTA Catheter: F2012-006, F2012-008, F2012-012, F2012-015, F2012-020, F2015-006, F2015-008, F2015-012, F2015-015, F2015-020, F2020-006, F2020-008, F2020-012, F2020-015, F2020-020 | GP MEDICAL AL shpk | 16.09.2021 | Abbott Vascular 3200 Lakeside Drive, Santa Clara, California 85054, USA | Armada 14 XT PTA Catheter: F2012-006, F2012-008, F2012-012, F2012-015, F2012-020, F2015-006, F2015-008, F2015-012, F2015-015, F2015-020, F2020-006, F2020-008, F2020-012, F2020-015, F2020-020 | lla | Pajisje e implantueshme per te rregulluar difektet ne qarkullimin qendror te gjakut ne zemer. | Pajisje te implantueshme aktive
10112 | Armada 14 PTA Catheter (sipas listes bashkengjitur) | GP MEDICAL AL shpk | 16.09.2021 | Abbott Vascular 3200 Lakeside Drive, Santa Clara, California 85054, USA | Armada 14 PTA Catheter (sipas listes bashkengjitur) | lla | Pajisje te implantueshme per te rregulluar difektet ne qarkullimin qendror te gjakut ne zemer. | Pajisje te implantueshme aktive
10113 | Armada 35 & Armada 35 LL PTA Catheter (sipas listes bashkengjitur) | GP MEDICAL AL shpk | 16.09.2021 | Abbott Vascular 3200 Lakeside Drive, Santa Clara, California 85054, USA | Armada 35 & Armada 35 LL PTA Catheter (sipas listes bashkengjitur) | lla | Pajisje te implantueshme per te rregulluar difektet ne qarkullimin qendror te gjakut ne zemer. | Pajisje te implantueshme aktive
10114 | Dental Scaler and Air Polisher: PT-A | MOTO-MANIA shpk | 28.09.2021 | Guilin Woodpecker Medical Instrument Co., Ltd. Information Industrial Park Guilin National High-Tech Zone Guilin 541004 Guangxi China | Dental Scaler and Air Polisher: PT-A | lla | Pajisje dentare per heqjen e gurezave te dhembeve dhe pllakave bakteriale. | Pajisje dentare
10115 | Curing Light: O-Star | MOTO-MANIA shpk | 28.09.2021 | Guilin Woodpecker Medical Instrument Co., Ltd. Information Industrial Park Guilin National High-Tech Zone Guilin 541004 Guangxi China | Curing Light: O-Star | l | Llampe polimerizimi. | Pajisje dentare
10116 | Dental Implants & Prosthetic components for dental implants (sipas listes bashkengjitur) | MOTO-MANIA shpk | 28.09.2021 | 3P IMPLAFAVORITE SRL 10060 Scalenghe (TO) - Via Botteghe 31 (ITA) - Italy | Dental Implants & Prosthetic components for dental implants (sipas listes bashkengjitur) | llb | Implante dentare dhe elementet lidhes. | Pajisje dentare
10117 | james-2 bond, mhc microhybrid composite, els unibond, csp ceramic silane primer, csp cermaic silane primer, els duo bond, cmf etch, cmf prime cmf bond, els composite, els flow, els seal, els cem, els bulkfill, microcid etching gel, apt unibond, apt composite, apt flow, els paintart, saremco print CROWNTEC, saremco print DENTURETEC, | Amber Dental shpk | 28.09.2021 | Saremco Dental AG Gewrbestrasse 4, 9445 Rebstein, Switzerland | james-2 bond, mhc microhybrid composite, els unibond, csp ceramic silane primer, csp cermaic silane primer, els duo bond, cmf etch, cmf prime cmf bond, els composite, els flow, els seal, els cem, els bulkfill, microcid etching gel, apt unibond, apt composite, apt flow, els paintart, saremco print CROWNTEC, saremco print DENTURETEC, | lla | Materiale komposit per mbushjen e dhembeve dhe fisurave. | Pajisje dentare
10118 | Radial JAW 4 and Multibite Biopsy Forceps; Rotatable Snare | Montal sh.p.k | 16.09.2021 | Boston Scientific Corporation 300 Boston Scientific Way Marlborough, MA 01752 USA | Radial JAW 4 and Multibite Biopsy Forceps; Rotatable Snare (sipas listës bashkëngjitur) | IIa | Pincete biopsie rrethore dhe lak rrotullues qe perdoret ne procesin e polipektomise. | Instrumenta shumeperdorimesh
10119 | Disposable ECG Electrods | 2A Pharma | 16.09.2021 | Baisheng Medical Co., Ltd. No. 11, Fusheng Road, Xinhui District, Jiangmen, Guangdong, China | Disposable ECG Electrods: 301; 302 | l | Elektroda per EKG | Tjeter
10120 | Disposable Tip Clean Sponge: 0400 | 2A Pharma | 16.09.2021 | Baisheng Medical Co., Ltd. No. 11, Fusheng Road, Xinhui District, Jiangmen, Guangdong, China | Disposable Tip Clean Sponge: 0400 | l | Spunja per disinfektimin e bisturive mjekesore | Tjeter
10121 | Access Reaction Vessels (P/N 81901) | MONTAL shpk | 17.06.2021 | Beckman Coulter Inc. 250 South Kraemer Blvd., Brea, California, 92821, USA | Access Reaction Vessels (P/N 81901) | In Vitro | Kuveta per mbajtjen e reagenteve kimike. | Pajisje te diagnostikimit in vitro
10122 | IVD Reagents (sipas listes bashkengjitur) | MONTAL shpk | 17.06.2021 | Immunotech SAS, A Beckman Coulter Company 130 Avenue de Lattre de Tassigny, BP 177 Marseille, Cedex 9, 13276 France | IVD Reagents (sipas listes bashkengjitur) | In Vitro | Reagente kimike. | Pajisje te diagnostikimit in vitro
10123 | DIART® Injectable implants based on hyaluronic acid in a syringe 1,1%, 2ml; DIART® Injectable implants based on hyaluronic acid in a syringe 1,8%, 2ml | MP Group shpk | 17.06.2021 | Diaco Biofarmaceutici S.r.l. Via Flavia, 124 - 34147 Trieste (TS) Italia | DIART® Injectable implants based on hyaluronic acid in a syringe 1,1%, 2ml; DIART® Injectable implants based on hyaluronic acid in a syringe 1,8%, 2ml | lll | Shiringa te parambushura per tu injektuar ne artikulacione per tu rindertuar perkohesisht visco-elasticiteti i lengut sinovial i artikulacioneve. | Pajisje te implantueshme jo aktive
10124 | Disposable Microtome Blades | Pegasus | 17.09.2021 | Richard-Allan Scientific LLC, a subsidiary of Epredia, 4481 Campus Drive, Kalamazoo, Michigan 49008 USA | Disposable Microtome Blades (sipas listes se bashkengjitur) | In Vitro | Bisturi qe perdoren ne aparaturen mikrotomike per pergatitjen e kampioneve patologjike | Pajisje te diagnostikimit in vitro
10125 | Microtome HM325; | Pegasus | 17.09.2021 | Shandon Diagnostic Limited (a subsidary of Epredia), Tudor Road, Manor Park, Runcorn, Cheshire, WA7 1TA, UK | Microtome HM325; Instruments: HM325 Rotary Microtome - 902100; HM325 Microtome PKG - 902100A; HM325 Rotary Microtome, Pkg ER - 902100ER; HM325 Rotary Microtome - 901140; Accessories Associated: Cool-Cut with UCC - 771110; Cool-Cut with STD - 771120; Section Transfer System - 771200 | In Vitro | Aparature mikrotomike qe sherben per prerjen e indeve te parafinizuara | Pajisje te diagnostikimit in vitro
10126 | 10% Neutral Buffered Formalin Prefilled Container | Pegasus | 17.09.2021 | Richard-Allan Scientific LLC, a subsidiary of Epredia, 4481 Campus Drive, Kalamazoo, Michigan 49008 USA | 10% Neutral Buffered Formalin Prefilled Container(sipas listes se bashkengjitur) | In Vitro | Kontenitor me tretesire 10% buferi formaline | Pajisje te diagnostikimit in vitro
10127 | ALEXA SMOOTH 15mg/ml | GEN-ALB FARMA Sh.p.k | 17.09.2021 | DIACO BIOFARMACEUTICI S.R.L. Via Flavia, 124-34147 Trieste (TS)- Italy | ALEXA SMOOTH 15mg/ml | III | Implant I injektueshem I bazuar ne acid hialuronic te nderlidhur per permirsimin e lekures. | Pajisje te implantueshme jo aktive
10128 | Fully Automated Nucleic Acid Extractor: Nexor32/Nexor96 | 2A - PHARMA shpk | 20.09.2021 | Lepu Medical (Europe) Cooperatief U.A. Abe Lanstra Boulevard 36, 8448 JB, Heerenveen, The Netherlands | Fully Automated Nucleic Acid Extractor: Nexor32/Nexor96 | In Vitro | Pjese te aumatizuara per nxjerrjen e rezultateve te acidit nukleik. | Pajisje te diagnostikimit in vitro
10129 | Inflation Device - P/N: ID1220, P/N: 1221, ID1222 | 2A - PHARMA shpk | 20.09.2021 | Shenzhen Ant Hi-Tech Industrial Co., Ltd. 18 Jinhui Ave, Pingshan New District, Shenzhen, 518122, China | Inflation Device - P/N: ID1220, P/N: 1221, ID1222 | l | Pajisje kardiovaskulare per monitorimin e presionit ne balone. | Tjeter
10130 | CA 72-4 Reagent Kit: 04V1964 (200 tests); CA 72-4 Reagent Kit: 04V1974 (1000 tests); CA 72-4 Calibrators: 04V1901; CA 72-4 Controls: 04V1910 | PEGASUS shpk | 20.09.2021 | Abbott Ireland Diagnostics Division Finisklin Buisness Park, Sligo, Ireland | CA 72-4 Reagent Kit: 04V1964 (200 tests); CA 72-4 Reagent Kit: 04V1974 (1000 tests); CA 72-4 Calibrators: 04V1901; CA 72-4 Controls: 04V1910 | In Vitro | Reagent, kalibrator dhe kontrolle per zbulimin cilesor te markerit tumoral CA 72-4 ne serumin njerezor. | Pajisje te diagnostikimit in vitro
10131 | CA 72-4 Reagent Kit: 09P0925 (100 tests); CA 72-4 Reagent Kit: 09P0935 (500 tests); CA 72-4 Calibrators: 09P0901; CA 72-4 Controls: 09P0910 | PEGASUS shpk | 20.09.2021 | Abbott Ireland Diagnostics Division Finisklin Buisness Park, Sligo, Ireland | CA 72-4 Reagent Kit: 09P0925 (100 tests); CA 72-4 Reagent Kit: 09P0935 (500 tests); CA 72-4 Calibrators: 09P0901; CA 72-4 Controls: 09P0910 | In Vitro | Reagent, kalibrator dhe kontrolle per zbulimin cilesor te markerit tumoral CA 72-4 ne serumin njerezor. | Pajisje te diagnostikimit in vitro
10132 | Pessario in silicone blu sterile | DAPHNE sh.p.k | 20.09.2021 | FOR.ME.SA S.r.l. Via Canvelli, 6 43015 Noceto (PR) Italia | Pessario in silicone blu sterile: Diam.50mm-FOR.70.51950; Diam.55mm-FOR.70.51955; Diam.60mm-FOR.70.51960; Diam.65mm-FOR.70.51965; Diam.70mm-FOR.70.51970; Diam.75mm-FOR.70.51975; Diam.80mm-FOR.70.51980; Diam.85mm-FOR.70.51985; Diam.90mm-FOR.70.51990; Diam.95mm-FOR.70.51995; Diam.100mm-FOR.70.519100; | Iib | Pesare prej silikoni sterile. | Tjeter
10133 | Long-term implantable medical devices to placed in teeth (sipas listes bashkengjitur) | MOTO-MANIA shpk | 20.09.2021 | Micro.Medica S.r.l. Via Robbio, 18/B - 27030 Palestro (PV) - Italy | Long-term implantable medical devices to placed in teeth (sipas listes bashkengjitur) | lla | Vida qelqi intrakanalare per rikonstruksionin edhe qendrueshmerine e kurores dhembore me kompozit. | Pajisje dentare
10134 | Disposible Medikal Mask: Three layer | MOTO-MANIA shpk | 20.09.2021 | RDL Dental Makine Sanayi Ticaret Ltd. Sti. Çerveyolu Cad. Fatih Mah. Akcaaba No: 118 B Selçuklu/Konya/Turkiye | Disposible Medikal Mask: Three layer | l | Maske fytyre nje perdorimeshe per ekzaminime mjekesore. | Pajisje nje perdorimeshe
10135 | Descosept Sensitive: 00323DS-010 (1L), 00323DS-050 (5L), 00323DS-100 (10L), 00323DS-0075-SF (750ml) | MOTO-MANIA shpk | 20.09.2021 | Dr. Schumacher GmbH Am Roggenfeld 3, D-34323 Malsfeld, Germany | Descosept Sensitive: 00323DS-010 (1L), 00323DS-050 (5L), 00323DS-100 (10L), 00323DS-0075-SF (750ml) | lla | Dizinfektant per sdizinfektimin siperfaqesor te pajisjeve dentare. | Pajisje dentare
10136 | Sterile Disposable Surgical Gowns; Drape Sets (Eye surgery, By-pass, Thoracic, Child surgery, Angio, General surgery, Laparotomy, Orthopedy, Arthroscopy, Extremity, Brain surgery, Ear-nose-throat, Gunaecology, Caesarean, Impervious, Operation sterile, Standard syrgery gowns, Protected surgery gowns, Impervious gowns) | MOTO-MANIA shpk | 20.09.2021 | Aden Medikal Cihazlar Ve Aletler Ithalat Ihracat Paz. Sanayi Tic. Ltd. Sti. Fatih Mah. Bursa Cad. No:29/3, Sultanbeyli/Istanbul/Turkey | Sterile Disposable Surgical Gowns; Drape Sets (Eye surgery, By-pass, Thoracic, Child surgery, Angio, General surgery, Laparotomy, Orthopedy, Arthroscopy, Extremity, Brain surgery, Ear-nose-throat, Gunaecology, Caesarean, Impervious, Operation sterile, Standard syrgery gowns, Protected surgery gowns, Impervious gowns) | l | Veshje sterile mjeku dhe pacienti nje perdorimeshe, peceta sterile per perdorim gjate seancave kirurgjikale. | Pajisje nje perdorimeshe
10137 | BIP20/MBP10SL/CRB46LN/FUS10 - Implant Motor Set; CAB10LN/CP10LN - Air Turbine Hand Piece; ACL(B)-01C - Contra Angel Hand Piece | MOTO-MANIA shpk | 20.09.2021 | Saeshin Precision Co., Ltd. #52, Seocheon-ro 1-gil, Dasa-eup, Dalseong-gun, Daegu, Korea | BIP20/MBP10SL/CRB46LN/FUS10 - Implant Motor Set; CAB10LN/CP10LN - Air Turbine Hand Piece; ACL(B)-01C - Contra Angel Hand Piece | lla | Pajisje per vendosjen e implanteve dentare, angel turbin, kontra angel. | Pajisje dentare
10138 | Dental Needles - Hogen Spitze (sipas listes bashkengjitur) | MOTO-MANIA shpk | 20.09.2021 | C-K Dental Ind. Co., Ltd. 88-50, Sudo-ro, Bucheon-si, Gyeonggi-do, Republic of Korea | Dental Needles - Hogen Spitze (sipas listes bashkengjitur) | lla | Age nje perdorimeshe per aplikimin e aneztezise orale. | Pajisje dentare
10139 | Dental implant; Dental Abutments; Dental Drills; Cover screws; Instruments | Dorina Mele Co | 20.09.2021 | medentis medical GmbH Walporzheimer Str. 48 - 52, 53474 Bad Neuenahr-Ahrweiler, Deutschland | Dental implant; Dental Abutments; Dental Drills; Cover screws; Instruments (sipas listes se bashkengjitur) | l; lla; llb | Implante, vida per implante, instrumenta dentare | Pajisje dentare
10140 | Metal Handle, hemostat style ratchet- 33131PSR | Montal sh.p.k | 20.09.2021 | Karl Storz SE & Co. KG Dr.-Karl-Storz-Strabe 34 78532 Tuttlingen Germany | Metal Handle, hemostat style ratchet- 33131PSR | I | Doreze metalike per mbajtjen e pincetave endoskopike e pajisur me mekanizem bllokues hemostatik. | Instrumenta shumeperdorimesh
10141 | 1copy™ COVID-19 qPCR 4plex Kit (M24MD100T) | Biochem NRP shpk | 20.09.2021 | 1drop Inc. A-203, Keumkang Penterium IT Tower, 215, Galmachi-ro, Jungwon-gu, Seongnam-si, Gyeonggi-do, 13217, Republic of Korea | 1copy™ COVID-19 qPCR 4plex Kit (M24MD100T) | In Vitro | Reagent per detektimine Covid-19 ne mostrat virale te SARS-CoV-2. | Pajisje te diagnostikimit in vitro
10142 | Pantyhose Varicose Stockings (open toe) - 963 | Vinipharma | 21.09.2021 | Variteks Ortopedi Sanayi A.S Maltepe Mah. Aile Bahce Sok. Litros Yolu, No:10 Zeytinburnu/Istanbul, Turkey | Pantyhose Varicose Stockings (open toe) - 963 | l | Corape mjekesore per varicet | Tjeter
10143 | Premise and Premise Flowable | Advantage Dental | 21.09.2021 | Kerr Italia S.r.l. Via Passanti, 332-l-84018 Scafati (SA), Italy | Premise and Premise Flowable (sipas listes se bashkengjitur) | lla | Kompozite per mbushje dhembesh | Pajisje dentare
10144 | Matrix and Interdental Wedge | Advantage Dental | 21.09.2021 | Kerr Corporation also trading as Pentrol Clinical 1717 West Collins Avenue Orange, California 92867 USA | Matrix and Interdental Wedge (sipas listes se bashkengjitur) | l | Matrica dentare, kunja druri dentare | Pajisje dentare
10145 | CleanPolish, SuperPolish, Cleanic | Advantage Dental sh.p.k | 21.09.2021 | Kerr Corporation also trading as Pentrol Clinical 1717 West Collins Avenue Orange, California 92867 USA | CleanPolish, SuperPolish, Cleanic: Cleanic in Tube without Fluoride; 360 Cleanpolish; 361 Superpolish; 3210 Cleanic Refill Cartridge, without Fluoride; 3230 Cleanic Jar without Fluoride, 100 g; 3500 Hawe Implant Paste; 3151 Cleanic Prophy-Clip; | I | Paste pastrimi dentare. | Pajisje dentare
10146 | Urodynamic measuring station, NEWTON | Montal sh.p.k | 22.09.2021 | tic Medizintechnik GmbH & Co. KG, Endelner Feld 9, D-46286 Dorsten, Germany | Urodynamic measuring station, NEWTON | Iia | Sistem diagnostifikimi qe sherben per kryerjen e matjeve urodinamike. | Tjeter
10147 | Polywax Modeling Wax; Light Curing Base Plate | Eurodenta sh.p.k | 23.09.2021 | Bilkim Tibbi Urunler LTD.Sti. Kazim Pasa Mah. 1212/1 Sk., No.1-1/1 35660 Menemen, Izmir-Turkey | Polywax Modeling Wax; Light Curing Base Plate | I | Dyll, material kafshimi. | Pajisje dentare
10148 | ICU BED - AD-1355 | MSE | 23.09.2021 | Duman Çelik Eşya San. Ve Tiç. A.Ş. Beylikdüzü Organize San. Bölgesi Açelya Caddesi No: 39/B1 PK.34524 Beylikidüzü - Istanbul / Turkey | ICU BED - AD-1355 | l | Krevat pacienti per reanimacion | Tjeter
10149 | Patient Transfer Stretcher - AD-227.E1 | MSE | 23.09.2021 | Duman Çelik Eşya San. Ve Tiç. A.Ş. Beylikdüzü Organize San. Bölgesi Açelya Caddesi No: 39/B1 PK.34524 Beylikidüzü - Istanbul / Turkey | Patient Transfer Strecher - AD-227.E1 | l | Karroce mjekimi | Tjeter
10150 | Crash Cart - AD-219/C-001 | MSE | 23.09.2021 | Duman Çelik Eşya San. Ve Tiç. A.Ş. Beylikdüzü Organize San. Bölgesi Açelya Caddesi No: 39/B1 PK.34524 Beylikidüzü - Istanbul / Turkey | Crash Cart - AD-219/C-001 | l | Karroce e ndihmes se shpejte | Tjeter
10151 | Wheel Chair - AD-175/PP | MSE | 23.09.2021 | Duman Çelik Eşya San. Ve Tiç. A.Ş. Beylikdüzü Organize San. Bölgesi Açelya Caddesi No: 39/B1 PK.34524 Beylikidüzü - Istanbul / Turkey | Wheel Chair - AD-175/PP | l | Karroce mjekimi | Tjeter
10152 | Hospital Bed Head Adjustment Manually - AD-183/TPM1 | MSE | 23.09.2021 | Duman Çelik Eşya San. Ve Tiç. A.Ş. Beylikdüzü Organize San. Bölgesi Açelya Caddesi No: 39/B1 PK.34524 Beylikidüzü - Istanbul / Turkey | Hospital Bed Head Adjustment Manually - AD-183/TPM1 | l | Krevat pacienti | Tjeter
10153 | Medication Trolley - AD-219.Z | MSE | 23.09.2021 | Duman Çelik Eşya San. Ve Tiç. A.Ş. Beylikdüzü Organize San. Bölgesi Açelya Caddesi No: 39/B1 PK.34524 Beylikidüzü - Istanbul / Turkey | Medication Trolley - AD-219.Z | l | Karroce mjekimi | Tjeter
10154 | VivaDiag™ Pro Sars-Cov-2 Ag Rapid Test | Medipharma sh.p.k | 24.09.2021 | VivaChek Biotech (Hangzhou) Co., Ltd. Level 2, Block 2, 146 East Chaofeng Rd, Yuhang Economy Development Zone, Hangzhou, Zhejiang 311100, China | VivaDiag™ Pro Sars-Cov-2 Ag Rapid Test - VCD16 | In Vitro | Test i shpejte antigjenik per diagnostikimin e infeksionit Covid-19 duke marre mostra nazale, nazofaringeale ose orofaringeale me tampon | Pajisje te diagnotikimit in vitro
10155 | VIDAS TOXO Competition (TXC) Ref. 30211 | Labopharma sh.p.k | 23.09.2021 | BIOMERIUX SA, 376 Chemin de I'Orme - 69280 Marcy I'Etoile, France | VIDAS TOXO Competition (TXC) Ref. 30211 | In Vitro | Test qe sherben per gjetjen e enzimes anti-toksoplazma godil totale ne serumin njerezor dhe plazem. | Pajisje të diagnostikimit in vitro
10156 | VIDAS® Anti-TPO (ATPO) Ref. 30461 | Labopharma sh.p.k | 23.09.2021 | BIOMERIUX SA, 376 Chemin de I'Orme - 69280 Marcy I'Etoile, France | VIDAS® Anti-TPO (ATPO) Ref. 30461 | In Vitro | Test qe sherben per gjetjen e autoantitrupave te klases IgG te prodhuar kunder tiroid peroksidazit ne serumin njerezor dhe plazem. | Pajisje të diagnostikimit in vitro
10157 | VIDAS® TPSA (TPSA ) Ref. 30428 | Labopharma sh.p.k | 23.09.2021 | BIOMERIUX SA, 376 Chemin de I'Orme - 69280 Marcy I'Etoile, France | VIDAS® TPSA (TPSA ) Ref. 30428 | In Vitro | Test qe sherben per gjetjen sasiore te antigenit siperfaqesor te prostates (PSA) ne serumin njerezor ose ne plazem. | Pajisje të diagnostikimit in vitro
10158 | VIDAS® TSH3 (TSH3 ) Ref. 30441 | Labopharma sh.p.k | 23.09.2021 | BIOMERIUX SA, 376 Chemin de I'Orme - 69280 Marcy I'Etoile, France | VIDAS® TSH3 (TSH3 ) Ref. 30441 | In Vitro | Test qe sherben per gjetjen E HORMONIT TIROID STIMULANT ne serumin njerezor ose ne plazem. | Pajisje të diagnostikimit in vitro
10159 | Trypcase Soy Agar 20 tubes - Ref. 42101 (TSA-T) | Labopharma | 27.09.2021 | BIOMÉRIEUX SA, 376 Chemin de l'Orme - 69280 Marcy L'Etoile - France | Trypcase Soy Agar 20 tubes - Ref. 42101 (TSA-T) | In Vitro | Mjedis agari per rritjen e mikroorganizmave te cilat nuk kerkojne kushte rritje specifike | Pajisje te diagnostikimit in vitro
10160 | Trypcase Soy Broth 20 x 9 ml tubes - Ref. 42100 (TSB-T) | Labopharma | 27.09.2021 | BIOMÉRIEUX SA, 376 Chemin de l'Orme - 69280 Marcy L'Etoile - France | Trypcase Soy Broth 20 x 9 ml tubes - Ref. 42100 (TSB-T) | In Vitro | Mjedis agari per rritjen e mikroorganizmave jo fastidioze | Pajisje te diagnostikimit in vitro
10161 | Urée - Arginine LYO 2 - Ref. 42508 | Labopharma | 27.09.2021 | BIOMÉRIEUX SA, 376 Chemin de l'Orme - 69280 Marcy L'Etoile - France | Urée - Arginine LYO 2 - Ref. 42508 | In Vitro | Mjedis I cili perdoret per gjetjen e mikroplazmes urogenitale | Pajisje te diagnostikimit in vitro
10162 | Vidas® HBs Ag Ultra Confirmation - Ref. 30317 (30 teste) | Labopharma | 27.09.2021 | BIOMÉRIEUX SA, 376 Chemin de l'Orme - 69280 Marcy L'Etoile - France | Vidas® HBs Ag Ultra Confirmation - Ref. 30317 (30 teste) | In Vitro | Test qe perdoret per konfirmimin e antigenit siperfaqesor te prodhuar kunder hepatitit B | Pajisje te diagnostikimit in vitro
10163 | Vidas® CA 19-9™ (199) - Ref. 30427 (30 teste) | Labopharma | 27.09.2021 | BIOMÉRIEUX SA, 376 Chemin de l'Orme - 69280 Marcy L'Etoile - France | Vidas® CA 19-9™ (199) - Ref. 30427 (30 teste) | In Vitro | Test qe sherben per gjetjen e antigenit 1116-NS-19-9 determinant ne serumin njerezor | Pajisje te diagnostikimit in vitro
10164 | Vidas® Anti-HAV Total (HAVT) - Ref. 30312 (30 teste) | Labopharma | 27.09.2021 | BIOMÉRIEUX SA, 376 Chemin de l'Orme - 69280 Marcy L'Etoile - France | Vidas® Anti-HAV Total (HAVT) - Ref. 30312 (30 teste) | In Vitro | Test qe sherben per gjetjen e antitrupave totale te prodhuara kunder hepatitit A | Pajisje te diagnostikimit in vitro
10165 | Vidas® Anti-HBs Total ll (AHBS) - Ref. 30318 (60 teste) | Labopharma | 27.09.2021 | BIOMÉRIEUX SA, 376 Chemin de l'Orme - 69280 Marcy L'Etoile - France | Vidas® Anti-HBs Total ll (AHBS) - Ref. 30318 (60 teste) | In Vitro | Test qe perdoret per gjetjen e antitrupave te prodhuar kunder antigenit siperfaqesor te hepatitit B | Pajisje te diagnostikimit in vitro
10166 | Vidas® Anti-Tg (ATG) - Ref. 30462 (30 teste) | Labopharma | 27.09.2021 | BIOMÉRIEUX SA, 376 Chemin de l'Orme - 69280 Marcy L'Etoile - France | Vidas® Anti-Tg (ATG) - Ref. 30462 (30 teste) | In Vitro | Test qe sherben per gjetjen e autoantitrupave te klases IgG te prodhuara kunder tiroglobulones. | Pajisje te diagnostikimit in vitro
10167 | Vidas® ß2 Microglobulin (B2M) - Ref. 30420 (30 teste) | Labopharma | 27.09.2021 | BIOMÉRIEUX SA, 376 Chemin de l'Orme - 69280 Marcy L'Etoile - France | Vidas® ß2 Microglobulin (B2M) - Ref. 30420 (30 teste) | In Vitro | Test qe sherben per gjetjen sasiore te mikroglobulines β2 | Pajisje te diagnostikimit in vitro
10168 | Vidas® CA 125 II™ (125) - Ref. 30426 (30 teste) | Labopharma | 27.09.2021 | BIOMÉRIEUX SA, 376 Chemin de l'Orme - 69280 Marcy L'Etoile - France | Vidas® CA 125 II™ (125) - Ref. 30426 (30 teste) | In Vitro | Test qe sherben per gjetjen e antigenit OC 125 | Pajisje te diagnostikimit in vitro
10169 | Vidas® CEA (S) (CEAS) - Ref. 30453 (60 teste) | Labopharma | 27.09.2021 | BIOMÉRIEUX SA, 376 Chemin de l'Orme - 69280 Marcy L'Etoile - France | Vidas® CEA (S) (CEAS) - Ref. 30453 (60 teste) | In Vitro | Test qe sherben per gjetjen sasiore te antigenit karcinoemriotik (CEA) | Pajisje te diagnostikimit in vitro
10170 | Vidas® CK-MB (CK- MB) - Ref. 30421 (30 teste) | Labopharma | 27.09.2021 | BIOMÉRIEUX SA, 376 Chemin de l'Orme - 69280 Marcy L'Etoile - France | Vidas® CK-MB (CK- MB) - Ref. 30421 (30 teste) | In Vitro | Test qe sherben per gjetjen sasiore te izoenzimes MB | Pajisje te diagnostikimit in vitro
10171 | Vidas® EBV VCA/EA IgG (VCAG) - Ref. 30236 (60 teste) | Labopharma | 27.09.2021 | BIOMÉRIEUX SA, 376 Chemin de l'Orme - 69280 Marcy L'Etoile - France | Vidas® EBV VCA/EA IgG (VCAG) - Ref. 30236 (60 teste) | In Vitro | Test qe sherben per gjetjen e antitrupave IgG anti-VCA dhe anti-EA | Pajisje te diagnostikimit in vitro
10172 | Vidas® Estradiol II (EII) - Ref. 30431 (30 teste) | Labopharma | 27.09.2021 | BIOMÉRIEUX SA, 376 Chemin de l'Orme - 69280 Marcy L'Etoile - France | Vidas® Estradiol II (EII) - Ref. 30431 (30 teste) | In Vitro | Test qe sherben per gjetjen sasiore te 17 β estradiol | Pajisje te diagnostikimit in vitro
10173 | Vidas® Ferritin (FER) - Ref. 30411 (60 teste) | Labopharma | 27.09.2021 | BIOMÉRIEUX SA, 376 Chemin de l'Orme - 69280 Marcy L'Etoile - France | Vidas® Ferritin (FER) - Ref. 30411 (60 teste) | In Vitro | Test qe sherben per gjetjen e ferritines humane | Pajisje te diagnostikimit in vitro
10174 | Vidas® FSH (FSH) - Ref. 30407 (60 teste) | Labopharma | 27.09.2021 | BIOMÉRIEUX SA, 376 Chemin de l'Orme - 69280 Marcy L'Etoile - France | Vidas® FSH (FSH) - Ref. 30407 (60 teste) | In Vitro | Test qe sherben per gjetjen e hormonit folikulant stimulant | Pajisje te diagnostikimit in vitro
10175 | VIDAS® FT4 Ref. 30459 | Labopharma sh.p.k | 23.09.2021 | BIOMERIUX SA, 376 Chemin de I'Orme - 69280 Marcy I'Etoile, France | VIDAS® FT4 (FT4N) Ref. 30459 | In Vitro | Test qe sherben per gjetjen e tiroksines se lire ne serumin njerezor ose ne plazem. | Pajisje të diagnostikimit in vitro
10176 | VIDAS® HAV IgM 9havm) Ref. 30307 | Labopharma sh.p.k | 23.09.2021 | BIOMERIUX SA, 376 Chemin de I'Orme - 69280 Marcy I'Etoile, France | VIDAS® HAV IgM (HAVM) Ref. 30307 | In Vitro | Test qe sherben per gjetjen e antitrupave IgM te prodhuar kunder virusit te hepatiti A ne serumin njerezor ose ne plazem. | Pajisje të diagnostikimit in vitro
10177 | VIDAS® HBc IgM II (HBCM) Ref. 30439 | Labopharma sh.p.k | 23.09.2021 | BIOMERIUX SA, 376 Chemin de I'Orme - 69280 Marcy I'Etoile, France | VIDAS® HBc IgM II (HBCM) Ref. 30439 | In Vitro | Test qe sherben per gjetjen e antitrupave IgM te prodhuar kunder berthames se virusit te hepatiti B ne serumin njerezor ose ne plazem. | Pajisje të diagnostikimit in vitro
10178 | VIDAS® Hbe/Anti-Hbe (HBE/HBET) Ref. 30305 | Labopharma sh.p.k | 23.09.2021 | BIOMERIUX SA, 376 Chemin de I'Orme - 69280 Marcy I'Etoile, France | VIDAS® Hbe/Anti-Hbe (HBE/HBET) Ref. 30305 | In Vitro | Test qe sherben per gjetjen e antigenit Hbe Ag ose antitrupave anti Hbe te prodhuar kunder hepatiti B ne serumin njerezor ose ne plazem. | Pajisje të diagnostikimit in vitro
10179 | VIDAS® HIV DUO Ultra (HIV5) Ref. 30443 | Labopharma sh.p.k | 23.09.2021 | BIOMERIUX SA, 376 Chemin de I'Orme - 69280 Marcy I'Etoile, France | VIDAS® HIV DUO Ultra (HIV5) Ref. 30443 | In Vitro | Test qe sherben per gjetjen e imunoglobulinat anti HV-1 dhe anti HIV2 ne serumin njerezor ose ne plazem. | Pajisje të diagnostikimit in vitro
10180 | VIDAS® LH (LH) Ref. 30406 | Labopharma sh.p.k | 23.09.2021 | BIOMERIUX SA, 376 Chemin de I'Orme - 69280 Marcy I'Etoile, France | VIDAS® LH (LH) Ref. 30406 | In Vitro | Test qe sherben per gjetjen e hormonit leteinizant human ne serumin njerezor ose ne plazem. | Pajisje të diagnostikimit in vitro
10181 | VIDAS® Lyme IgM (LYM) Ref. 30319 | Labopharma sh.p.k | 23.09.2021 | BIOMERIUX SA, 376 Chemin de I'Orme - 69280 Marcy I'Etoile, France | VIDAS® Lyme IgM (LYM) Ref. 30319 | In Vitro | Test qe sherben per gjetjen e antitrupave IgM te prodhuar kunder BORRELIA BURGDORFERI SENSU LATO ne serumin njerezor ose ne plazem. | Pajisje të diagnostikimit in vitro
10182 | VIDAS® Progesterone (PRG) Ref. 30409 | Labopharma sh.p.k | 23.09.2021 | BIOMERIUX SA, 376 Chemin de I'Orme - 69280 Marcy I'Etoile, France | VIDAS® Progesterone (PRG) Ref. 30409 | In Vitro | Test qe sherben per gjetjen sasiore te progesteronit ne serumin njerezor ose ne plazem. | Pajisje të diagnostikimit in vitro
10183 | VIDAS® Prolactin (PRL) Ref. 30410 | Labopharma sh.p.k | 23.09.2021 | BIOMERIUX SA, 376 Chemin de I'Orme - 69280 Marcy I'Etoile, France | VIDAS® Prolactin (PRL) Ref. 30410 | In Vitro | Test qe sherben per gjetjen e hormonit te prolaktines ne serumin njerezor ose ne plazem. | Pajisje të diagnostikimit in vitro
10184 | VIDAS® Protein C (PC) Ref. 30115 | Labopharma sh.p.k | 23.09.2021 | BIOMERIUX SA, 376 Chemin de I'Orme - 69280 Marcy I'Etoile, France | VIDAS® Protein C (PC) Ref. 30115 | In Vitro | Test qe sherben per gjetjen sasiore te proteines c ne serumin njerezor ose ne plazem. | Pajisje të diagnostikimit in vitro
10185 | VIDAS® T3 (T3) Ref. 30403 | Labopharma sh.p.k | 23.09.2021 | BIOMERIUX SA, 376 Chemin de I'Orme - 69280 Marcy I'Etoile, France | VIDAS® T3 (T3) Ref. 30403 | In Vitro | Test qe sherben per gjetjen sasiore te triiodotironines ne serumin njerezor ose ne plazem. | Pajisje të diagnostikimit in vitro
10186 | VIDAS® T4 (T4) Ref. 30404 | Labopharma sh.p.k | 23.09.2021 | BIOMERIUX SA, 376 Chemin de I'Orme - 69280 Marcy I'Etoile, France | VIDAS® T4 (T4) Ref. 30404 | In Vitro | Test qe sherben per gjetjen sasiore te tiroksines totale ne serumin njerezor ose ne plazem. | Pajisje të diagnostikimit in vitro
10187 | VIDAS® Testosterone II (TES2) Ref. 414320 | Labopharma sh.p.k | 23.09.2021 | BIOMERIUX SA, 376 Chemin de I'Orme - 69280 Marcy I'Etoile, France | VIDAS® Testosterone II (TES2) Ref. 414320 | In Vitro | Test qe sherben per gjetjen sasiore te testosteronit ne serumin njerezor ose ne plazem. | Pajisje të diagnostikimit in vitro
10188 | Mediprestil Cerotti delicati | Farmatech sh.p.k | 27.09.2021 | EUROSIREL S.p.A. Viale Europa, 30 - 20090 Cusago (MI) Italia | Patch with antiseptic gauze, non sterile | III | Ankerplast shirit me graze antisekptike | Tjeter
10189 | Simplexa Covid-19 Direct | Labor Dr.Limbach Heidelberg Germany shpk | 27.09.2021 | DiaSorin Molecular LLC, 11331 Valley View Street, Cypress, California 90630, USA | Simplexa™ Covid-19 Direct - MOL4150; Simplexa™ Covid-19 Positive Control Pack - MOL4160; | In Vitro | Reagent in vitro per diagnotikimin e sars cov-19 me menyren e RT-PCR | Pajisje te diagnostkimit in vitro
10190 | Monopolare Electo surgery cables: 360185; 360186;360178;360188 | O.E.S Distrimed | 29.09.2021 | Sutter Medizintechnik GmbH Tullastraße 87 79108 Freiburg, Germany | Monopolar Electro surgery cables: 360185; 360186;360178;360188 | l | Kabuj monopolar mjekesor per elektrokirurgji | Instrumenta shumeperdorimesh
10191 | Campylosel Agar | Labopharma sh.p.k | 28.09.2021 | BIOMÈRIEUX SA, 376 Chemin de l'Orme - 69280 Marcy l'Etoile - France | Campylosel Agar : 43 361, 2 x 10 plates (90mm) | In Vitro | Mjedis agar cili perdoret per izolimin selktiv te campylobacterit | Pajisje te diagnostkimit in vitro
10192 | chromID P. aeruginosa Agar | Labopharma sh.p.k | 28.09.2021 | BIOMÈRIEUX SA, 376 Chemin de l'Orme - 69280 Marcy l'Etoile - France | chromID™ P. aeruginosa Agar : 43462, 2 x 10 plates (90mm) | In Vitro | Eshte medium kromogjen perzgjedhes qe prdoret per identifikimin e pseudomonas aeruginosa | Pajisje te diagnostkimit in vitro
10193 | CHROMID CPS Elite agar | Labopharma sh.p.k | 28.09.2021 | BIOMÈRIEUX SA, 376 Chemin de l'Orme - 69280 Marcy l'Etoile - France | CHROMID® CPS® Elite agar/Columbia CNA agar + 5% sheep blood : 418229 (CPSE/CAN), 2 x 10 plates (90mm) | In Vitro | Jane pjata agari kromogjenik qe sherbejne per izolimin, numerimin dhe identifikimin edrejtperdrejte te organizmave te infeksionit te rrugeve urinare | Pajisje te diagnostkimit in vitro
10194 | chromID Salmonella Agar | Labopharma sh.p.k | 28.09.2021 | BIOMÈRIEUX SA, 376 Chemin de l'Orme - 69280 Marcy l'Etoile - France | chromID™ Salmonella Agar : 43621, 2 x 10 plates (90mm); 43629, 2 x 10 plates (90mm) | In Vitro | Eshte medium agari i cili perdoret per izolimin selektiv dhe diferencimin e salmoneles | Pajisje te diagnostkimit in vitro
10195 | chromID Strepto B Agar | Labopharma sh.p.k | 28.09.2021 | BIOMÈRIEUX SA, 376 Chemin de l'Orme - 69280 Marcy l'Etoile - France | chromID™ Strepto B Agar : 43461, 2 x 10 plates (90mm) | In Vitro | Eshte medium kromogjen perzgjedhes qe perdoret per testimin e mbarjtjes se S.agalactiae ne grate shtatzane dhe te porsalindurit duke perdorur mostra klinike | Pajisje te diagnostkimit in vitro
10196 | CHROMID® Candida Agar | Labopharma sh.p.k | 28.09.2021 | BIOMÈRIEUX SA, 376 Chemin de l'Orme - 69280 Marcy l'Etoile - France | CHROMID® Candida Agar (CAN2) : 43631, 2 x 10 plates (90mm); 43639, 2 x 10 plates (90mm) | In Vitro | Jane pjata agari kromogjenik qe sherbejne per izolimin selektiv dhe identifikimin e drejtperdrejte te candida albicans | Pajisje te diagnostkimit in vitro
10197 | Color Gram | Labopharma sh.p.k | 28.09.2021 | BIOMÈRIEUX SA, 376 Chemin de l'Orme - 69280 Marcy l'Etoile - France | Color Gram 2 ( COLOR GRAM 2 - F) - 55542; Color Gram 2 ( COLOR GRAM 2 R1 - F) - 55545; Color Gram 2 ( COLOR GRAM 2 R2 - F) - 55546; Color Gram 2 ( COLOR GRAM 2 R3 - F) - 55547; Color Gram 2 ( COLOR GRAM 2 R4 - F) - 55548 | In Vitro | Jane solucione qe perdoren per te ngjyrosur mikroorganizmat bakterial dhe fungal per ekzaminimin direkt sipas metodes gram | Pajisje te diagnostkimit in vitro
10198 | Columbia CAN agar | Labopharma sh.p.k | 28.09.2021 | BIOMÈRIEUX SA, 376 Chemin de l'Orme - 69280 Marcy l'Etoile - France | Columbia CNA agar + 5% sheep blood : 43 071, 2 x 10 plates (90mm); 43 079, 10 x 10 plates (90mm) | In Vitro | Eshte mjedis agar i cili perdoret per izolimin selektiv te baktereve fastidioze | Pajisje te diagnostkimit in vitro
10199 | Dermatophyte Agar | Labopharma sh.p.k | 28.09.2021 | BIOMÈRIEUX SA, 376 Chemin de l'Orme - 69280 Marcy l'Etoile - France | Dermatophyte Agar (DERM): 43062, 2 x 10 plates (90mm) | In Vitro | Jane pjata agari qe sherbejne per rritjen selektive te dermatophyteve | Pajisje te diagnostkimit in vitro
10200 | Drigalski agar | Labopharma sh.p.k | 28.09.2021 | BIOMÈRIEUX SA, 376 Chemin de l'Orme - 69280 Marcy l'Etoile - France | Drigalski agar(DRIG): 43341, 2 x 10 plates (90mm) | In Vitro | Jane pjata agari qe perdoren per izolimin selektiv te enterobaktereve dhe baktere te tjera gram negative | Pajisje te diagnostkimit in vitro
10201 | Esculin Agar | Labopharma sh.p.k | 28.09.2021 | BIOMÈRIEUX SA, 376 Chemin de l'Orme - 69280 Marcy l'Etoile - France | Esculin Agar: 42086 | In Vitro | Eshte mjedis agar i cili perdoret per izolimin selektiv te baktereve | Pajisje te diagnostkimit in vitro
10202 | Hektoen agar | Labopharma sh.p.k | 28.09.2021 | BIOMÈRIEUX SA, 376 Chemin de l'Orme - 69280 Marcy l'Etoile - France | HEKTOEN AGAR (HEKT): 43111, 2 x 10 plates (90mm) | In Vitro | Eshte mjedis agar i cili perdoret per izolimin selektiv te bakterIt salomonela dhe shigela | Pajisje te diagnostkimit in vitro
10203 | Schaedler Broth + vit.K3 | Labopharma sh.p.k | 28.09.2021 | BIOMÈRIEUX SA, 376 Chemin de l'Orme - 69280 Marcy l'Etoile - France | Schaedler broth + vit.K3: 42106, 20 x 13 ml tubes | In Vitro | Eshte mjedis agar i cili perdoret per rritjen e mikroorganizmave anaerobike | Pajisje te diagnostkimit in vitro
10204 | Schaedler Broth with 0.02% Agar + vit.K3 | Labopharma sh.p.k | 28.09.2021 | BIOMÈRIEUX SA, 376 Chemin de l'Orme - 69280 Marcy l'Etoile - France | Schaedler broth with 0.02% Agar + vit.K3: 42097, 20 x 13 ml tubes | In Vitro | Eshte mjedis agar i cili perdoret per rritjen e mikroorganizmave anaerobike | Pajisje te diagnostkimit in vitro
10205 | Schaedler neo. Vanco. Agar + 5% sheep blood | Labopharma sh.p.k | 28.09.2021 | BIOMÈRIEUX SA, 376 Chemin de l'Orme - 69280 Marcy l'Etoile - France | Schaedler neo. Vanco. Agar + 5% sheep blood: 413195, 2 x 10 plates (90mm) | In Vitro | Eshte medium agari per izolimin e stafilokokut | Pajisje te diagnostkimit in vitro
10206 | Selenite F broth | Labopharma sh.p.k | 28.09.2021 | BIOMÈRIEUX SA, 376 Chemin de l'Orme - 69280 Marcy l'Etoile - France | Selenite F broth: 42099, 20 x 9 ml tubes | In Vitro | Eshte mjedis agar i cili perdoret per pasurimin e salmoneles nga lopata qe merret mostra | Pajisje te diagnostkimit in vitro
10207 | Thioglycollate broth with resazurin | Labopharma sh.p.k | 28.09.2021 | BIOMÈRIEUX SA, 376 Chemin de l'Orme - 69280 Marcy l'Etoile - France | Thioglycollate broth with resazurin: 42074, 20 x 9 ml tubes | In Vitro | Eshte mjedis agar i cili perdoret per rritjen e mikroorganizmave anaerobike dhe aerobike | Pajisje te diagnostkimit in vitro
10208 | Automated External Defibrillator REANIBEX 200 | Montal sh.p.k | 29.09.2021 | Osatu S. Coop. Edificio Zearrekobuelta Subida de Areitio N 5 48260-Ermua Bizkaia (SPAIN) | Automated External Defibrillator REANIBEX 200 | Iib | Defibrilar automatik I jashtem I pajisur me nje sistem te njohjes se ritmit kardiak dhe qe sherben per te dhene automatikisht nje goditje elektrike. | Pajisje asistive per persona me aftesi te kufizuar
10209 | Autotransfusion set | Fedos sh.p.k | 29.09.2021 | Fresenius Kabi AG 61346 Bad Homburg GERMANY | Autotransfusion set (sipas listës bashkëngjitur) | Iia | Sete me qese gjaku per mbledhjen e gjakut dhe aksesore te cilet perdoren per mbledhjen dhe ndarjen e komponenteve te gjakut. | Pajisje nje perdorimeshe
10210 | InterSol solution with male luer lock connector 500 ML RGB8110B; InterSol solution with female luer lock connector 500 ML DGB8110B; InterSol solution 280 ML RGR8109B; InterSol solution 200 ML RGR8114B; | Fedos sh.p.k | 29.09.2021 | Fresenius Kabi AG 61346 Bad Homburg GERMANY | InterSol solution with male luer lock connector 500 ML RGB8110B; InterSol solution with female luer lock connector 500 ML DGB8110B; InterSol solution 280 ML RGR8109B; InterSol solution 200 ML RGR8114B; | III | Konservues gjaku, solucione per konservimin e gjakut. | Pajisje per institucione te kujdesit shendetesor
10211 | Elefix-EP/EEG paste | Fedos | 30.09.2021 | Nihon Kohden Corporation 1-31-4 Nishiochiai, Shinjuku-ku Tokyo 161-8560, Japan | Elefix-EP/EEG paste - Z-181BE (UDI-DI: 4931921Z181BEDU);Elefix-EP/EEG paste - Z-181JE (UDI-DI: 4931921Z-181JEEL);Elefix-EP/EEG paste - Z-401CE (UDI-DI: 4931921Z-401CED8) | l | Paste percuese per ezhe | Produkte per institucione te kujdesit shendetesor
10212 | Defibrillator Monitor: S6; S8 | Fedos | 30.09.2021 | SHENZHEN COMEN MEDICAL INSTRUMENTS CO., LTD. Floor 10, Floor 11 and section C of Floor 12 of Building 1A & Floor 1 to Floor 5 of Building 2, FIYTA Timepiece Building, Nanhuan Avenue, Matian Sub-district. Guangming District, Shenzhen, Guangdong 518106, P.R | Defibrillator Monitor: S6; S8 | llb | Instrument qe perdor rrymen elektrike dhe perdoret per te goditur zemren per rikthimin e ritmit | Pajisje elektromekanike
10213 | Transfer Sets incl. Accessories | Fedos | 30.09.2021 | Fresenius Kabi AG 61346 Bad Homburg, Germany | Transfer Sets incl. Accessories (sipas listes se bashkengjitur) | llb | Qese per mbledhjen e gjakut | Pajisje nje perdorimeshe
10214 | Medical instruments | Fedos | 30.09.2021 | Gima S.p.A Via Marconi,1 20060 Gessate(MI)-Italy | Medical instruments (sipas listes se bashkengjitur) | lla | Instrumenta per matjen e oksigjenit, pulsit etj | Instrumenta shumeperdorimesh
10215 | Voluson E8; Voluson E10 | Montal | 30.09.2021 | GE Healthcare Austria GmbH& Co OG Tienfenbach 15 4871 Zipf Austria | Voluson E8; Voluson E10 (sipas listes se bashkengjitur) | lla | Sisteme ultrazanore per perfitimin e imazheve | Pajisje diagnostikuese dhe terapeutike me rrezatim
10216 | Bedside Monitor | Fedos | 30.09.2021 | Nihon Kohden Corporation 1-31-4 Nishiochiai, Shinjuku-ku Tokyo 161-8560, Japan | Bedside Monitor: SVM-7501; SVM-7502; SVM-7503; SVM-7504; SVM-7521; SVM-7522; SVM-7523; SVM-7524 | llb | Monitor pacienti per matjen e parametrave jetesor | Pajisje elektromekanike
10217 | Blood Donor Chair: MYS-718 | PEGASUS shpk | 30.09.2021 | Meyosis Hastane Ekipmanlari Sanayi Ve Ticaret Anonom Sirketi İnönü Mahallesi Kayışdağı Caddesi No:128 D-1 Kandiş İş Merkezi Ataşehir - İstanbul / Türkiye | Blood Donor Chair: MYS-718 | l | Poltron per marrje gjaku. | Pajisje per mobilim spitalor
10218 | Alinity c Lactic Acid Reagent Kit: 08P2121 (10 x 100 tests); ARCHITECT Lactic Acid Reagent: 09P1821 (10 x 100 tests) | PEGASUS shpk | 30.09.2021 | Fisher Diagnostics, a division of Fisher Scientific Company, LLC, a part of Thermo Fisher Scientific, Inc. 8365 Valley Pike, Middletown, VA. 22645-1905 USA | Alinity c Lactic Acid Reagent Kit: 08P2121 (10 x 100 tests); ARCHITECT Lactic Acid Reagent: 09P1821 (10 x 100 tests) | In Vitro | Reagente qe perdoren ne analizatoret Alinity dhe Architect per gjetjen e acidit lactik te prodhuar ne plazmen dhe serumin njerezor. | Pajisje te diagnostikimit in vitro
10219 | VIDAS® TSH: 30400 (60 tests) | Labopharma shpk | 30.09.2021 | BIOMERIEUX SA 376 Chemin de l'Orme - 69280 Marcy l'Etoile - France | VIDAS® TSH: 30400 (60 tests) | In Vitro | Test per gjetjen e hormonit tiroid stimulant ne serumin njerezor dhe plazem. | Pajisje te diagnostikimit in vitro
10220 | VIDAS® Varicella-Zoster IgG: 30217 (60 tests) | Labopharma shpk | 30.09.2021 | BIOMERIEUX SA 376 Chemin de l'Orme - 69280 Marcy l'Etoile - France | VIDAS® Varicella-Zoster IgG: 30217 (60 tests) | In Vitro | Test per gjetjen e antitupave IgG prodhuar kunder virusit Varicella-Zoster. | Pajisje te diagnostikimit in vitro
10221 | VIDAS® vWF: 30436 (30 tests) | Labopharma shpk | 30.09.2021 | BIOMERIEUX SA 376 Chemin de l'Orme - 69280 Marcy l'Etoile - France | VIDAS® vWF: 30436 (30 tests) | In Vitro | Test per gjetjen e faktorit von Willebrand. | Pajisje te diagnostikimit in vitro
10222 | ID indole TDA (R1: 1 x 2.5ml dropper bottle / flacon compte-gouttes, R2: 1x 2.5ml dropper bottle / flacon compte-gouttes) : 56541 | Labopharma shpk | 30.09.2021 | BIOMERIEUX SA 376 Chemin de l'Orme - 69280 Marcy l'Etoile - France | ID indole TDA (R1: 1 x 2.5ml dropper bottle / flacon compte-gouttes, R2: 1x 2.5ml dropper bottle / flacon compte-gouttes) : 56541 | In Vitro | Reagent per zbulimin e enterobacteria te prodhimit te indolit dhe pranine e nje triptofan deaminazes. | Pajisje te diagnostikimit in vitro
10223 | Mac Conkey Agar / CAN agar + 5% sheep blood: 43474 (2 x 10 plates 90mm) | Labopharma shpk | 30.09.2021 | BIOMERIEUX SA 376 Chemin de l'Orme - 69280 Marcy l'Etoile - France | Mac Conkey Agar / CAN agar + 5% sheep blood: 43474 (2 x 10 plates 90mm) | In Vitro | Medium agari i cili perdoret per izolimin selektiv te enterobakteria CAE dhe Esheria coli. | Pajisje te diagnostikimit in vitro
10224 | Mannitol Salt 2 agar: 43671 (2 x 10 plates 90mm), 43679 (10 x 10 plates 90mm) | Labopharma shpk | 30.09.2021 | BIOMERIEUX SA 376 Chemin de l'Orme - 69280 Marcy l'Etoile - France | Mannitol Salt 2 agar: 43671 (2 x 10 plates 90mm), 43679 (10 x 10 plates 90mm) | In Vitro | Medium agari i cili perdoret per izolimin selektiv te stafilokokut. | Pajisje te diagnostikimit in vitro
10225 | Oestrofact HL | Partners Pharma | 30.09.2021 | Biofactor Sp.zo.o ul. Czysta 4 96-100 Skierniewice Poland | Oestrofact HL | lla | Ovula vaginale me acid hialuronik dhe acid laktik | Tjeter
10226 | Dental Materials | Lookdent | 30.09.2021 | ANTEEA S.r.l. Viale Europa, 126 P/O 55012 Capannori - Fraz. Lammari, LU - Italia | Dental Materials (sipas listes se bashkengjitur) | l;lla; llb | Implante dentare | Pajisje dentare
10227 | Disqe antibiotikesh | Krijon shpk | 30.09.2021 | BioMaxima S.A. Ul. Vetterów 5, 20-277 Lublin, Poland | Florfenicol 30 - E110619 | In Vitro | Disqe antibiotikesh qe sherbejne per testim antimikrobial | Tjeter
10228 | Mueller Hinton 2 LAB AGAR | Krijon shpk | 30.09.2021 | BioMaxima S.A. Ul. Vetterów 5, 20-277 Lublin, Poland | Mueller Hinton 2 LAB AGAR - PS 79 | In Vitro | Terren mikrobiologjik per testimin e ndjeshmerise ne shpejtesine e rritjes se baktereve anaerobe ose anaerobe fakultative | Tjeter
10229 | Flowflex SARS-CoV-2 Antigen rapid test | Fedos shpk | 30.09.2021 | ACON Laboratories, Incorporated 5850 Oberlin Drive, #340 San Diego, CA 92121, USA | Flowflex SARS-CoV-2 Antigen Rapid Test - L031-11815 | In Vitro | Test rapid per diagnostikimin e covid 19 | Pajisje te diagnostikimit in vitro
10230 | Mueller Hinton 2 Agar + 5% sheep blood: 43321 (2 x 10 plates 90mm) | Labopharma shpk | 01.10.2021 | BIOMERIEUX SA 376 Chemin de l'Orme - 69280 Marcy l'Etoile - France | Mueller Hinton 2 Agar + 5% sheep blood: 43321 (2 x 10 plates 90mm) | In Vitro | Pjata agari te cilat sherbejne per teste endjeshmerise antimikrobike. | Pajisje te diagnostikimit in vitro
10231 | Mycoplasma IST 3: 422083 (25 tests) | Labopharma shpk | 01.10.2021 | BIOMERIEUX SA 376 Chemin de l'Orme - 69280 Marcy l'Etoile - France | Mycoplasma IST 3: 422083 (25 tests) | In Vitro | Test manual kualitativ dhe gjysem sasior . | Pajisje te diagnostikimit in vitro
10232 | Portagem pylori: 42041 (8 x 2.5ml bottles) | Labopharma shpk | 01.10.2021 | BIOMERIEUX SA 376 Chemin de l'Orme - 69280 Marcy l'Etoile - France | Portagem pylori: 42041 (8 x 2.5ml bottles) | In Vitro | Mjedis agari i cili perdoret per transportimin e biopsive gastrike per identifikimin e E.pilori. | Pajisje te diagnostikimit in vitro
10233 | Portagem bottles: 41995 (10 bottles) | Labopharma shpk | 01.10.2021 | BIOMERIEUX SA 376 Chemin de l'Orme - 69280 Marcy l'Etoile - France | Portagem bottles: 41995 (10 bottles) | In Vitro | Mjedis agari i cili perdoret per transportimin e mostrave ne gjendje ujore ne temperature ambienti. | Pajisje te diagnostikimit in vitro
10234 | Quality Control VIDAS®: 30706 (60 tests) | Labopharma shpk | 01.10.2021 | BIOMERIEUX SA 376 Chemin de l'Orme - 69280 Marcy l'Etoile - France | Quality Control VIDAS®: 30706 (60 tests) | In Vitro | Test kontrolli i cili perdoret per te pare nese ka ndonje anomali ne proceset e paratures VIDA. | Pajisje te diagnostikimit in vitro
10235 | Sabouraud Chloramphenicol Actidione Agar: 42094 (20 tubes slanted) | Labopharma shpk | 01.10.2021 | BIOMERIEUX SA 376 Chemin de l'Orme - 69280 Marcy l'Etoile - France | Sabouraud Chloramphenicol Actidione Agar: 42094 (20 tubes slanted) | In Vitro | Mjedis agari i cili perdoret per identifikimin e kerpudhave filamentose ne mostrat polimikrobike. | Pajisje te diagnostikimit in vitro
10236 | Sabouraud 2 agar: 42037 (20 tubes slanted) | Labopharma shpk | 01.10.2021 | BIOMERIEUX SA 376 Chemin de l'Orme - 69280 Marcy l'Etoile - France | Sabouraud 2 agar: 42037 (20 tubes slanted) | In Vitro | Mjedis agari i cili perdoret per rritjen e myshqeve. | Pajisje te diagnostikimit in vitro
10237 | Sabouraud liquid broth: 42108 (20 x 9ml tubes) | Labopharma shpk | 01.10.2021 | BIOMERIEUX SA 376 Chemin de l'Orme - 69280 Marcy l'Etoile - France | Sabouraud liquid broth: 42108 (20 x 9ml tubes) | In Vitro | Mjedis agari i cili perdoret per rritjen e myshqeve dhe majave. | Pajisje te diagnostikimit in vitro
10238 | VascuGraft NEO (sipas listes bashkengjitur) | O.E.S DISTRIMED shpk | 01.10.2021 | B. Braun Melsungen AG Carl-Braun-Strasse 1 34212 Melsungen Deutchland/Germany | VascuGraft NEO (sipas listes bashkengjitur) | llb | Proteza vaskulare te implantueshme ePTFE, perdorim ne kirurgji vaskulare. | Pajisje te implantueshme jo aktive
10239 | Vivid S70N, Vivid S60N - Ultrasound system, Imaging, Cardiovascular - Software Version: 204 (sipas listes bashkengjitur) | MONTAL shpk | 04.10.2021 | GE Vingmed Ultrasound A/S Strandpromenaden 45, 3191 Horten, Norway | Vivid S70N, Vivid S60N - Ultrasound system, Imaging, Cardiovascular - Software Version: 204 (sipas listes bashkengjitur) | lla | Sisteme imazherie ultrasound kardiovaskulare. | Pajisje diagnostikuese dhe terapeutike me rrezatim
10240 | NADAL COVID-19 Ag Test | 2 AE sh.p.k | 04.10.2021 | Nal von minden GmbH Carl-Zeiss-Str. 12 47445 Moers Germany | NADAL COVID-19 Ag Test 243103N-20 | In Vitro | Test I shpejte per zbulimin e cov-2 ne mostrat nazofaringeale ose orofaringeale. | Pajisje të diagnostikimit in vitro
10241 | NADAL COVID-19 Ag + Influenza A/B Test | 2 AE sh.p.k | 04.10.2021 | Nal von minden GmbH Carl-Zeiss-Str. 12 47445 Moers Germany | NADAL COVID-19 Ag + Influenza A/B Test 243203N-20 | In Vitro | Test e nje metode te shpejte imunokromatografike vizuale per zbulimin cilesor te cov-2 si dhe virusit te gripit per antigjenet nukleoproteinike virale te tipit A dhe B. | Pajisje të diagnostikimit in vitro
10242 | Across Gel Cards: Across gel Double ABO/D 810206; Across Gel Cross Match 810217; | 2 AE sh.p.k | 04.10.2021 | Dia Pro Tibbi Urunler Sanayi ve Ticaret A.S. Barbaros Mah. Tophanelioglu Cad. Isik Apt. no: 70/1 Uskudar, Istanbul, Turkiye | Across Gel Cards: Across gel Double ABO/D 810206; Across Gel Cross Match 810217; | In Vitro | Teste imunohematologjike per te vezhguar pajtueshmerine e grupeve te gjakut ne situata mjekesore ose kirurgjikale kur duhet transfuzion I gjakut. | Pajisje të diagnostikimit in vitro
10243 | Vivid T8, Vivid T9 | Montal sh.p.k | 04.10.2021 | GE Medical Systems (China) Co., Ltd. No. 19, Changjiang Road WuXi National Hi-Tech Dev.Zone 214028 Jiangsu China | Ultrasound Diagnostic Systems and Probes (sipas listës bashkëngjitur) | IIa | Jane sisteme imazherie ultrasound kardiovaskulare | Pajisje diagnostikuese dhe terapeutike me rrezatim
10244 | Dynamic ECG System | Fedos sh.p.k | 04.10.2021 | Contec Medical Systems Co., Ltd. No.112 Qinhuang West Street, Economic & Technical Development Zone, 066004 Qinhuangdao, hebei Province, PR of China | Dynamic ECG System : TLC9803 | IIa | Holter ritmi, eshte pajisje per matjen e parametrave kardiake | Pajisje elektromekanike
10245 | Digital EEG and Mapping Systems | Fedos sh.p.k | 04.10.2021 | Contec Medical Systems Co., Ltd. No.112 Qinhuang West Street, Economic & Technical Development Zone, 066004 Qinhuangdao, hebei Province, PR of China | Digital EEG and Mapping Systems : KT88-2400 | IIa | Pajisje per matjen e aktivitetit te trurit | Pajisje elektromekanike
10246 | Alinity i Anti-HBe Reagent Kit (2 x 100 tests) 07P6322; Alinity i Anti-HBe Calibrator 07P6301; Alinity i Anti-Hbe Controls 07P6310 | Pegasus | 04.10.2021 | Abbott GmbH & Co.KG Max-Planck-Ring 2 65205 Wiesbaden Germany | Alinity i Anti-HBe Reagent Kit (2 x 100 tests); (2 x 500 tests) 07P6322; Alinity i Anti-HBe Calibrator 07P6301; Alinity i Anti-Hbe Controls 07P6310 | In Vitro | Kjo analize perdoret per kalibrimin, kontrollin e precizionit dhe percaktimin sasior te antitrupave te hepatitit B dhe antigjenit anti-Hbe ne serum dhe ne plazme me analizuesin c Alinity. Perdoren si ndihme ne diagnozen dhe monitorimin e hepatiti B. | Pajisje të diagnostikimit in vitro
10247 | VISTA PLUS H.F - E051CAO012 - 8436562860028 Accessories: 09651 Trolley Stand 8,8 Kg; 09655 Trolley Stand 4 Kg; | Fedos sh.p.k | 04.10.2021 | MIMSAL TRADE S.L. C. MOLLET 17, Poligono Industrial Palou Nord 08401 Granollers (Barcelona) | VISTA PLUS H.F - E051CAO012 - 8436562860028 Accessories: 09651 Trolley Stand 8,8 Kg; 09655 Trolley Stand 4 Kg; | I | Llampa mjeksore zmadhuese me aksesore perkates te cilat perdoren gjate ekzaminimeve mjekesore. | Produkte per institucione te kujdesit shendetesor
10248 | LUPA LED H.F - 09340 - 8436562860073 Accessories: 09651 Trolley Stand 8,8 Kg; 09655 Trolley Stand 4 Kg; | Fedos sh.p.k | 04.10.2021 | MIMSAL TRADE S.L. C. MOLLET 17, Poligono Industrial Palou Nord 08401 Granollers (Barcelona) | LUPA LED H.F - 09340 - 8436562860073 Accessories: 09651 Trolley Stand 8,8 Kg; 09655 Trolley Stand 4 Kg; | I | Llampa mjeksore zmadhuese me aksesore perkates te cilat perdoren gjate ekzaminimeve mjekesore. | Produkte per institucione te kujdesit shendetesor
10249 | LUXIFLEX LED - I0104AOLED - 8436562860011 Accessories: 09651 Trolley Stand 8,8 Kg; 09655 Trolley Stand 4 Kg; | Fedos sh.p.k | 04.10.2021 | MIMSAL TRADE S.L. C. MOLLET 17, Poligono Industrial Palou Nord 08401 Granollers (Barcelona) | LUXIFLEX LED - I0104AOLED - 8436562860011 Accessories: 09651 Trolley Stand 8,8 Kg; 09655 Trolley Stand 4 Kg; | I | Llampa mjeksore zmadhuese me aksesore perkates te cilat perdoren gjate ekzaminimeve mjekesore. | Produkte per institucione te kujdesit shendetesor
10250 | Oximeters (sipas listes bashkengjitur) | Fedos shpk | 05.10.2021 | GIMA S.P.A., Via Macroni 1, 20060 Gessate (MI) - Italy | Oximeters (sipas listes bashkengjitur) | lla | Mates oksigjeni. | Pajisje elektromekanike.
10251 | Cardiovascular Cannula | Fedos sh.p.k | 04.10.2021 | Tianjin Plastics research Institute Co., Ltd. No.24-1, Keda 1 Road, Teda (Jinnan) Microelectronics Park Jiannin District, Tianjin China, 300350 | Cardiovascular Cannula (sipas listës bashkëngjitur) | III | Kanjula kardiovaskulare perdoren per nxjerrjen dhe futjen e gjakut gjate qarkullimit ekstrakorporal | Pajisje nje perdorimeshe
10252 | Auto Hematology Analyzer: BC-5120 | Fedos shpk | 05.10.2021 | Shenzhen Mindray Bio-Medical Electronics Co., Ltd Mindray Building Keji 12th Road South Hi-Tech Industrial Park Nanshan 518057 Shenzhen People's Republic of China | Auto Hematology Analyzer: BC-5120 | In Vitro | Analizues i automatizuar hematologjie. | Pajisje te diagnostikimit in vitro
10253 | Microscope with AC Adapter | Pegasus | 04.10.2021 | Nikon Corporation 471, Nagaodao-cho, Sakae-ku, Yokohama, Kanagawa 244-8533 Japan | Microscope with AC Adapter: Eclipse Ei R; EclipseEi L with ATS018T-P050 | In Vitro | Mikroskope qe perdoret ne laborator | Pajisje të diagnostikimit in vitro
10254 | Operating table: SU-03 | Fedos shpk | 05.10.2021 | FAMED Żywiec Sp. z. o. o. Ul. Fabryczna 1, PL / 34-300 Żywiec | Operating table: SU-03 | l | Krevat operacioni. | Pajisje per mobilim spitalor
10255 | High Pressure Syringe | Fedos shpk | 05.10.2021 | Shenzhen Ant Medical Devices Co., Ltd 18 Jinhui Ave., Pingshan New District 518122 Shenzhen China | High Pressure Syringe | lla | Shiringe kontrasti me presion te larte. | Pajisje nje perdorimeshe
10256 | IALUNA® (sodium hyaluronate ovules for gynecological use) - 10 vaginal ovules | DELTA PHARMA - AL shpk | 06.10.2021 | IBSA Farmaceutici Italia SRL 26900 Lodi (LO) - Via Martiti di Cefalonia 2 (ITA) - Italy | IALUNA® (sodium hyaluronate ovules for gynecological use) - 10 vaginal ovules | lla | Ovula me baze hialuronat natriumi per perdorim gjinekologjik, ndihmues ne trajtimin e semundjeve jo agresive vaginale. | Tjeter
10257 | Surgical Sutures and Medical Materials (sipas listes bashkengjitur) | O.E.S DISTRIMED shpk | 06.10.2021 | B. Braun Surgical, S.A. Carretera de Terrasa 121, 08191 Rubi (Barcelona), Spain | Surgical Sutures and Medical Materials (sipas listes bashkengjitur) | l, lla, llb | Sutura kirurgjikale dhe materiale mjekesore. | Pajisje nje perdorimeshe
10258 | Rist™ Radial Access Selective Catheter; Guide Catheter (sipas listes bashkengjitur) | O.E.S DISTRIMED shpk | 06.10.2021 | Micro Therapeutics, Inc. DBA ev3 Neurovascular 9775 Toledo Way Irvine, CA 92618 USA | Rist™ Radial Access Selective Catheter; Guide Catheter (sipas listes bashkengjitur) | lll | Katetere radiale neurovaskulare aksesi. | Pajisje nje perdorimeshe
10259 | SURGISPON® - Gelatin based, sterile, absorbable, haemostatic sponge for surgical use (sipas listes bashkengjitur) | Fedos shpk | 05.10.2021 | Aegis Lifesciences Pvt. Ltd. 215/1216, Mahagujarat Industrial Estate-382 213, Ahmetabad, Gujarat, India | SURGISPON® - Gelatin based, sterile, absorbable, haemostatic sponge for surgical use (sipas listes bashkengjitur) | lll | Sfungjer hemostatik. | Produkte per institucione te kujdesit shendetesor
10260 | Spinal implants | Turk Med | 05.10.2021 | 4U Makina Medikal Otomativ San. Ve Tiç. Ltd. Şti. Turgut Özal Mah. 2118. Cad No:6/A Yenimahalle ANKARA, Turkey | Spinal implants (sipas listës bashkëngjitur) | IIb | Implante spinale per operacione per kompensim te nje demtimi | Pajisje te implantueshme ja aktive
10261 | LCD Monitor | Montal shpk | 05.10.2021 | EIZO Corporation, 153, Shimokashiwano, Hakusan, Ishikawa, 924-8566 | LCD Monitor (Medical Device Equipment) EIZO EX272# | I | LCD monitor sherben per ripordhimin me besnikeri te imazheve kirurgjikale 3D | Tjeter
10262 | Vaccine cold Box | Montal shpk | 05.10.2021 | Nilkamal Limited, SRV No:393, 396, 389 & 391, Naroli-Kharadpada Road, Kharadpada, Silvassa - 396230, U.T of Daman Diu & Dadra & Nagar Haveli, India | Vaccine cold Box : RCB264SL | I | Kontenier i izoluar per te mbajtur vaksinat ne temperaturen e duhur gjate trasportit ose magazinimit | Tjeter
10263 | Biosyn™ Absorbable Suture (sipas listes bshkengjitur) | O.E.S DISTRIMED shpk | 06.10.2021 | Covidien Ilc 15 Hampshire Street Mansfield,MA 02048 USA | Biosyn™ Absorbable Suture (sipas listes bshkengjitur) | lll | Sutura kirurgjikale te absorbueshme me/ose pa gjilpere. | Pajisje nje perdorimeshe
10264 | SARS-CoV-2 Ag Rapid Test Kit (Colloidal Gold) | Pipero Care | 07.10.2021 | JOYSBIO (Tianjin) Biotechnology Co., Ltd. Tianjin International Joint Academy of Biotechnology & Medicine 9th floor, No.220, Dongting Road, TEDA 300457 Tianjin, China | SARS-CoV-2 Ag Rapid Test Kit (Colloidal Gold) 20tests/box(1test/bag x 20 bags); 40tests/box (1test/bag x 40 bags) | In Vitro | Test i shpejte per detektimin e antigjeneve te SARS-CoV-2 ne materialin nazal dhe faringeal. | Pajisje te diagnostikimit in vitro
10265 | Nadal® Covid-19 Ag Test | Pipero Care | 07.10.2021 | nal von minden GmbH Carl-Zeiss-Str. 12 47445 Moers, Deutschland | Nadal® Covid-19 Ag Test - 243103N-20 | In Vitro | Test i shpejte per detektimin e antigjeneve te SARS-CoV-2 ne materialin nazal dhe faringeal. | Pajisje te diagnostikimit in vitro
10266 | S/S Kidney Dish - 280 x 141 x 33 mm: 26612 | Fedos | 07.10.2021 | Gima S.p.A Via Marconi,1 20060 Gessate (MI)-Italy | S/S Kidney Dish - 280 x 141 x 33 mm: 26612 (UDI-DI: 80232790000V0420400000RQ) | l | Ene per instrumente | Instumenta shume perdorimesh
10267 | S/S Kidney Dish - 207 x 128 x 33 mm: 26601 | Fedos | 07.10.2021 | Gima S.p.A Via Marconi,1 20060 Gessate (MI)-Italy | S/S Kidney Dish - 207 x 128 x 33 mm: 26601 (UDI-DI: 80232790000V0420400000RQ) | l | Ene per instrumente | Instumenta shume perdorimesh
10268 | S/S Kidney Dish - 254 x 141 x 33 mm: 26611 | Fedos | 07.10.2021 | Gima S.p.A Via Marconi,1 20060 Gessate (MI)-Italy | S/S Kidney Dish - 254 x 141 x 33 mm: 26611 (UDI-DI: 80232790000V0420400000RQ) | l | Ene per instrumente | Instumenta shume perdorimesh
10269 | Museux Vulsellum Forceps | Fedos sh.pk | 07.10.2021 | Gima S.p.a Via Marconi,1 20060 Gessate(MI)-Italy | Museux Vulsellum Forceps - 26979 | I | Instrumenta per gjinekologji | Instrumenta shume perdorimesh
10270 | Rapid Covid-19 Antigen test | Intermed sh.p.k | 07.10.2021 | Anbio (Xiamen) Biotechnology Co., Ltd. No.2016, Wengjiao West Road, Xinyang Street, Haicang District, 361026 Xiamen, Fujian, China | Rapid Covid-19 Antigen Test (Colloidal Gold) | In Vitro | test i shpejte per percaktimin e Sars-Cov-2 | Pajisje te diagnostikimit i vitro
10271 | SUTURE SET - 12 pieces (26965 | Fedos sh.p.k | 07.10.2021 | Gima S.p.a., Via Marconi, 1, 20060 Gessate (MI), Italy | SUTURE SET - 12 pieces (26965) (sipas listës bashkëngjitur) | I | Set metalik suturash I perbere nga 12 instrumenta qe perdoret ne kirurgji. | Instrumenta shumeperdorimesh
10272 | ICU Pediatric Hospital Bed: 90101137.SS.P; Pediatric Bed: 90102102; Patient Bed with manual control: 90101212.S; Mobile Stretcher: 90107101.S, 90107208.S; Examination Bed: 90114304.S | Fedos shpk | 08.10.2021 | Dolsan Medikal Ekipmanlar Imalat Insaat Gida Paz. San. Ve Tic. Ltd. Sti. Bahcelievler Mh. Yavuz Cd. No: 31/A Hasanoglan, Elmadag/ Ankara /Turkey | ICU Pediatric Hospital Bed: 90101137.SS.P; Pediatric Bed: 90102102; Patient Bed with manual control: 90101212.S; Mobile Stretcher: 90107101.S, 90107208.S; Examination Bed: 90114304.S | l | Shtrat reanimacioni, shtrat me kontroll manual pediatrik dhe adult, bsrrerla te levizshme, shtrat ekzaminimi. | Pajisje per mobilim spitalor
10273 | Gynaecology Trousse: 26810; Foerster Forceps 25cm: 26801; Schroeder Forceps 25cm: 26802; Sims Scissors Curved 23cm: 26803; Sims Hysterometer 33cm: 26804 | Fedos shpk | 08.10.2021 | GIMA S.P.A., Via Macroni 1, 20060 Gessate (MI) - Italy | Gynaecology Trousse: 26810; Foerster Forceps 25cm: 26801; Schroeder Forceps 25cm: 26802; Sims Scissors Curved 23cm: 26803; Sims Hysterometer 33cm: 26804 | l | Cante me instrumenta gjinekologjike qe perfshin pinca, gershere, histerometer. | Instrumenta shumeperdorimesh
10274 | Surgical aspirators: 28220, 28209, 28210, 28211, 28212, 28243, 28222, 28224, 28208, 28190, 28191, 28192, 28231, 28215, 28216, 28214, 28232, 28202, 28233, 28234, 28194, 28196, 28198, 28200, 28201, 28203, 28204, 28193, 28183, 28182 | Fedos shpk | 08.10.2021 | GIMA S.P.A., Via Macroni 1, 20060 Gessate (MI) - Italy | Surgical aspirators: 28220, 28209, 28210, 28211, 28212, 28243, 28222, 28224, 28208, 28190, 28191, 28192, 28231, 28215, 28216, 28214, 28232, 28202, 28233, 28234, 28194, 28196, 28198, 28200, 28201, 28203, 28204, 28193, 28183, 28182 | lla | Aspiratore kirurgjikal per thithjen e lengjeve gjate proccedurave kirurgjikale. | Instrumenta shumeperdorimesh
10275 | Minor Delivery Set - 25 pieces: 26966 (sipas listes bashkengjitur) | Fedos shpk | 08.10.2021 | GIMA S.P.A., Via Macroni 1, 20060 Gessate (MI) - Italy | Minor Delivery Set - 25 pieces: 26966 (sipas listes bashkengjitur) | l | Set prej 25 instrumentash metalike per lindje. | Instrumenta shumeperdorimesh
10276 | ALT/05850797190; ALTLP/04467388190; ALTPM/05531462190; ALTP/08056773190; | Evita sh.p.k | 08.10.2021 | Roche Diagnostic GmbH Sandhofer Strasse 116 68305 Mannheim Germany | ALT/05850797190; ALTLP/04467388190; ALTPM/05531462190; ALTP/08056773190; | In Vitro | Reagent per matjen e ALT ne serum dhe plazem humane. | Tjeter
10277 | V-Loc 180™ and V-Loc™ 90 Absorbable Wound Closure Device, V-LOC™ PBT Non-absorbable Wound Closure Device | O.E.S Distrimed | 11.10.2021 | Covidien IIc, 15 Hampshire Street, Mansfield MA 02048, USA | V-Loc 180™ and V-Loc™ 90 Absorbable Wound Closure Device, V-LOC™ PBT Non-absorbable Wound Closure Device (sipas listes se bashkengjitur) | llb; lll | Sutura kirurgjikale te absorbueshme dhe te pa absorbueshme perdorim ne kirurgji te ndryshme | Pajisje nje perdorimeshe
10278 | PrevailTM Paclitaxel-coated PTCA Balloon Catheter | O.E.S Distrimed | 11.10.2021 | Medtronic, Inc. 710 Medtronic Parkway Minneapolis, MN 55432,USA | PrevailTM Paclitaxel-coated PTCA Balloon Catheter (sipas listes se bashkengjitur) | lll | Kateter me ballone te veshur me ilac perdorim ne kardiologji hemodinamike | Pajisje nje perdorimeshe
10279 | Drug Eluting Coronary Stents and Delivery Systems | O.E.S Distrimed | 11.10.2021 | Medtronic, Inc. 710 Medtronic Parkway Minneapolis, MN 55432,USA | Drug Eluting Coronary Stents and Delivery Systems (sipas listes se bashkengjitur) | lll | Sisteme stentash koronare te implantueshme te veshur me ilac perdorim ne kardiologji hemodinamike | Pajisje te implantueshme jo aktive
10280 | Resolute Onyx Zotarolimus-Eluting Coronary Stent System | O.E.S Distrimed | 11.10.2021 | Medtronic, Inc. 710 Medtronic Parkway Minneapolis, MN 55432,USA | Resolute Onyx Zotarolimus-Eluting Coronary Stent System (sipas listes se bashkengjitur) | lll | Sisteme stentash koronare te implantueshme te veshur me ilac perdorim ne kardiologji hemodinamike | Pajisje te implantueshme jo aktive
10281 | Dental Posts (OBL); Dental Reamers (OBL) (sipas listes bashkengjitur) | EURODENTA shpk | 11.10.2021 | Parmax AB Finspångsgatan 42 SE-163 53 Spånga, Sweden | Dental Posts (OBL); Dental Reamers (OBL) (sipas listes bashkengjitur) | lla | Vida me fibra qelqi, vida titaniumi, hapes kanalesh per vida, vida metali gold. | Pajisje dentare
10282 | Covid 19 Antigen Rapid Test | Campus IEA | 12.10.2021 | Hangzhou Clongene Biotech Co., Ltd. No.1 Yinchuang Road, Yuhan Sub-District, Yuhang District, 311121 Hangzhou, China | Covid 19 Antigen Rapid Test Casette | In Vitro | test antigjenik qe perdoret per dianotikimin e sars-covid 19 | Pajisje te diagnostikimit in vitro
10283 | BIOSYNEX COVID-19 Ag BSS: SW40006 | GP MEDICAL AL shpk | 13.10.2021 | BIOSYNEX SWISS SA, Rue de Romont 29-31, CH-1700 Fribourg - Switzerland | BIOSYNEX COVID-19 Ag BSS: SW40006 | In Vitro | Teste nazofaringeale per diagnostikimin e Sars-Cov-2, te shpejta. | Pajisje te diagnostikimit in vitro
10284 | Patient Monitoring system | Euromed sh.p.k | 13.10.2021 | aXcent medical GmbH, Josef-Gorres-Platz 2, 56068 Koblenz/ Germany | Patient Monitoring system PAVO 200-100 | Iib | Pajisje per monitorimin e parametrave jetik te pacientit. | Tjeter
10285 | ARCHITECT AFP Reagent Kit: 3P36-20; 3P36-25; 3P36-30; ARCHITECT AFP Calibrators 3P36-01; ARCHITECT AFP Controls 3P36-10; | Pegasus sh.p.k | 13.10.2021 | Abbott Ireland Diagnostic Division, Finisklin Business Park, Sligo , Ireland | ARCHITECT AFP Reagent Kit: 3P36-20; 3P36-25; 3P36-30; ARCHITECT AFP Calibrators 3P36-01; ARCHITECT AFP Controls 3P36-10; | In Vitro | Imunoanalize qe sherben per percaktimin sasior te alfa fetoproteines. | Pajisje të diagnostikimit in vitro
10286 | ARCHITECT CMV IgM Reagent Kit: 6C16-20; 6C16-25; 6C16-30; ARCHITECT CMV IgM Calibrators 6C16-01; ARCHITECT CMV IgM Controls 6C16-10; | Pegasus sh.p.k | 13.10.2021 | Abbott Ireland Diagnostic Division, Finisklin Business Park, Sligo , Ireland | ARCHITECT CMV IgM Reagent Kit: 6C16-20/25/30; ARCHITECT CMV IgM Calibrators 6C16-01; ARCHITECT CMV IgM Controls 6C16-10; | In Vitro | Imunoanalize qe sherben per percaktimin sasior te antitrupave IgM te prodhuar kundra cytomegalovirusit. | Pajisje të diagnostikimit in vitro
10287 | ARCHITECT CMV IgG Reagent Kit: 6C15-20; 6C16-25; 6C16-30; ARCHITECT CMV IgG Calibrators 6C15-01; ARCHITECT CMV IgG Controls 6C15-10; | Pegasus sh.p.k | 13.10.2021 | Abbott Ireland Diagnostic Division, Finisklin Business Park, Sligo , Ireland | ARCHITECT CMV IgG Reagent Kit: 6C15-20; 6C16-25; 6C16-30; ARCHITECT CMV IgG Calibrators 6C15-01; ARCHITECT CMV IgG Controls 6C15-10; | In Vitro | Imunoanalize qe sherben per percaktimin sasior te antitrupave IgG te prodhuar kundra cytomegalovirusit. | Pajisje të diagnostikimit in vitro
10288 | ARCHITECT Anti-Tg Reagent Kit: 2K46-20; 2K46-25; ARCHITECT Anti-Tg Calibrators 2K46-01; ARCHITECT Anti-Tg Controls 2K46-10; | Pegasus sh.p.k | 13.10.2021 | Abbott Laboratories Diagnostics Division Abbott Park, IL 60064 USA | ARCHITECT Anti-Tg Reagent Kit: 2K46-20; 2K46-25; ARCHITECT Anti-Tg Calibrators 2K46-01; ARCHITECT Anti-Tg Controls 2K46-10; | In Vitro | Imunoanalize qe sherben per percaktimin sasior te antitrupave IgG te tiroglobulines. | Pajisje të diagnostikimit in vitro
10289 | ARCHITECT HIV Ag/Ab Combo Reagent Kit: 4J27-22; 4J27-27; 4J27-32; 4J27-37; ARCHITECT HIV Ag/Ab Combo Calibrators 4J27-03; ARCHITECT HIV Ag/Ab Combo Controls 4J27-12; | Pegasus sh.p.k | 13.10.2021 | Abbott GmbH Max-Planck-Ring 2, 65205 Wiesbaden, Germany | ARCHITECT HIV Ag/Ab Combo Reagent Kit: 4J27-22; 4J27-27; 4J27-32; 4J27-37; ARCHITECT HIV Ag/Ab Combo Calibrators 4J27-03; ARCHITECT HIV Ag/Ab Combo Controls 4J27-12; | In Vitro | Reagente qe perdoren per percaktimin cilesor te antigenit HIV p24. | Pajisje të diagnostikimit in vitro
10290 | ARCHITECT Progesterone Kit, Controls, Calibrators, Manulal Diluent | Pegasus | 14.10.2021 | Abbott Ireland Diagnostics Division Lisnamuck, Longford, Co. Longford, Ireland | ARCHITECT Progesterone Reagent Kit - 7K77-20 (400 teste); 7K77-25 (100 teste); 7K77-35 (500 teste); ARCHITECT Progesterone Calibrators - 7K77-01; ARCHITECT Progesterone Controls - 7K77-10; ARCHITECT Progesterone Manual Diluent - 7K77-50 | In Vitro | Jane reagente, kalobrator, kontrolli dhe solucioni I hollimit per percaktimin e progesteronit ne serumin njerezor | Pajisje të diagnostikimit in vitro
10291 | ARCHITECT Cortisol kit, calibrators | Pegasus | 14.10.2021 | Abbott Laboratories Diagnostics Division Abbott Park, IL 60064 USA | ARCHITECT Cortisol Reagent Kit - 8D15-25(100 teste); ARCHITECT Cortisol Reagent Kit - 8D15-35 (500 teste); ARCHITECT Cortisol Reagent Calibrators - 8D15-02 | In Vitro | Jane reagente dhe kalibrator per percaktimin sasior te kortisolit | Pajisje të diagnostikimit in vitro
10292 | CELL-DYN 18 Plus Controll, Full Pack; CELL-DYN 18 Plus Controll, Half Pack | Pegasus | 14.10.2021 | Abbott Laboratories Diagnostics Division Abbott Park, IL 60064 USA | CELL-DYN 18 Plus Control, Full Pack - 09H69-01; CELL-DYN 18 Plus Control, Half Pack - 09H69-02 | In Vitro | Solucione qe perdoren ne analizatoret Cell-Dyn | Pajisje të diagnostikimit in vitro
10293 | ARCHITECT Probe Conditioning Solution; Concentrated Wash buffer, Pre-Trigger Solution, Multi- Assay Manual Diluent | Pegasus | 14.10.2021 | Abbott Ireland Diagnostics Division Finisklin Business Park, Sligo, Ireland | ARCHITECT Probe Conditioning Solution - 1L56-40;ARCHITECT Concentrated Wash Buffer - 6C54-58;ARCHITECT Concentrated Wash Buffer - 6C54-82;ARCHITECT ARM Concentrated Wash Buffer - 6C54-88; ARCHITECT Trigger Solution - 6C55-60; ARCHITECT Trigger Solution - 6C55-82; ARCHITECT Pre-Trigger Solution - 6E23-65; ARCHITECT Pre-Trigger Solution - 6E23-82; ARCHITECT Multi- Assay Manual Diluent - 7D82-50 | In Vitro | Solucione per mirembajtje te instrumentit | Pajisje të diagnostikimit in vitro
10294 | Direct LDL - 1E31-20 | Pegasus | 19.10.2021 | Sekisui Diagnostics P. E. I. Inc. 70 Watts Avenue Charlottetown Prince Edward Island, C1E 2B9 Canada | Direct LDL - 1E31-20 | In Vitro |  | Pajisje të diagnostikimit in vitro
10295 | ARCHITECT Tacrolimus Reagent kit, Calibrators, Whole Blood Precipitation | Pegasus | 14.10.2021 | Abbott Laboratories Diagnostics Division Abbott Park, IL 60064 USA | ARCHITECT Tacrolimus Reagent Kit - 1L77-25 (100 teste); ARCHITECT Tacrolimus Calibrators - 1L77-01; ARCHITECT Tacrolimus Whole Blood Precipitation Kit - 1L77-55 | In Vitro | Imunoanalize(CMIA) per percaktimin sasior te takrolimusit ne gjak komplet, kalibratori dhe solucioni per ekstraktimin e takrolimusit nga kampionet e marra | Pajisje të diagnostikimit in vitro
10296 | CELL-DYN 3700 | Pegasus | 14.10.2021 | Abbott Laboratories Diagnostics Division Abbott Park, IL 60064 USA | CELL-DYN 3700 CS - 02H30-01;CELL-DYN 3700 SL - 02H31-01; CELL-DYN 3700 Data Station/CPU - 02H32-01; CELL-DYN 3700 Data Station/CPU - 02H36-01;CELL-DYN 3700 CS - 02H30-03;CELL-DYN 3700 SL - 02H31-03; CELL-DYN 3700 Data Station/CPU - 02H32-03; CELL-DYN 3700 Data Station/CPU - 02H36-03;CELL-DYN 3700 Software Upgrade Kit Version 1.3 - 07H37-05 | In Vitro | Aparature per kryerjen e analizave te gjakut qe ka te integruar nje modul manual te aspirimit te mostres | Pajisje të diagnostikimit in vitro
10297 | Sterile Catheter Set with lidocaine: 6ml; 12 ml; | P.N.G sh.p.k | 14.10.2021 | Turkuaz Saglik Hizmetleri Medikal Temizlik Kimyasal Urunler Sanayi ve Ticaret A.S. Yakuplu Mahallesi, Birlik Caddesi, No: 32/1, 34524, Beylikduzu/ Istanbul/ Turkiye | Sterile Catheter Set with lidocaine: 6ml; 12 ml; | III | Kateter steril me lidokaine qe perdoret ne ureter per lehtesimin e dhimbjes para vendosjes se kateterit. | Pajisje nje perdorimeshe
10298 | Leadset | Health&Light sh.p.k | 14.10.2021 | Philips Medical Systems 3000 Minuteman Road Andover MA 01810-1099 USA | Leadset (sipas listës bashkëngjitur) | I | Kabull per marrjen e sinjalit ECG nga pacienti. | Instrumenta shumeperdorimesh
10299 | "Sure-endo" Gutta Percha Points | Dana Dental P. Harsisis & CO shpk | 14.10.2021 | Sure Dent Corporation #809, 52, Sagimakgol-ro, Jungwon-gu, Seongnam-si, Gyeonggi-do, 13210 Republic of Korea | "Sure-endo" Gutta Percha Points | lla | Mbushes i kanalit te rrenjes se dhembit. | Pajisje dentare
10300 | Dental Zirconia Block | Dental Turk A shpk | 14.10.2021 | Shenzhen Yurucheng Dental Materials Co., Ltd. 101-102, Building 4, No.1 Branch of Zhongcheng Life Science Park, No. 14 Zhongxing Road, Xiuxin Community, Kengzi street office, Pingshan District, Shenzhen, China | Dental Zirconia Block | lla | Material qe perdoret per krijim e kllefeve te zirkonit. | Pajisje dentare
10301 | Endoscopic Instruments - Grasper: (DI-5670-33D, DI-5670-45D, DI -5716-33D, DI-5716-45D, DI-5719-33D, DI-5731-33D, DI-5731-45D, DI-5901-33D, DI-5901-45D); Disposable Insufflation Needle: (IN-120, IN-150) | 2A - PHARMA shpk | 14.10.2021 | Lagis Enterprise Co., Ltd. No. 29, Gong 1st Rd., Dajia Dist., Taichung city 437, Taiwan | Endoscopic Instruments - Grasper: (DI-5670-33D, DI-5670-45D, DI -5716-33D, DI-5716-45D, DI-5719-33D, DI-5731-33D, DI-5731-45D, DI-5901-33D, DI-5901-45D); Disposable Insufflation Needle: (IN-120, IN-150) | lla | Instrument endoskopie nje perdorimesh, kapese, kanjula. | Pajisje nje perdorimeshe
10302 | MC-780MA (Body Composition Analyzer) | 2A - PHARMA shpk | 14.10.2021 | Tanita Corporation 1-14-2, Maeno-cho, Itabashi-ku, Tokyo 174-8630, JAPAN | MC-780MA (Body Composition Analyzer) | lla | Pajisje e specializuar per matjen e yndyres trupore, lipometitron. | Tjeter
10303 | ARCHITECT Rubella IgM Reagent Kit: 6C18-25 (100 tests); ARCHITECT Rubella IgM Calibrator: 6C18-01; ARCHITECT Rubella IgM Controls: 6C18-10 | PEGASUS shpk | 14.10.2021 | Abbott Ireland Diagnostics Division, Finisklin Business Park, Sligo, Ireland | ARCHITECT Rubella IgM Reagent Kit: 6C18-25 (100 tests); ARCHITECT Rubella IgM Calibrator: 6C18-01; ARCHITECT Rubella IgM Controls: 6C18-10 | In Vitro | Reagent, kalibrator dhe kontroll per percaktimin e antitrupave IgM te prodhuar kunder virusit te Rubella ne serumin dhe plazmen njerezore. | Pajisje te diagnostikimit in vitro
10304 | ARCHITECT Toxo IgG Reagent Kit: 6C19-25 (1 x 100 tests); ARCHITECT Toxo IgG Reagent Kit: 6C19-35 (1 x 500 tests); ARCHITECT Toxo IgG Calibrators: 6C19-01; ARCHITECT Toxo IgG Controls: 6C19-10; | PEGASUS shpk | 14.10.2021 | Abbott GmbH & Co. KG, Max-Planck-Ring 2, 65205 Wiesbaden, Germany | ARCHITECT Toxo IgG Reagent Kit: 6C19-25 (1 x 100 tests); ARCHITECT Toxo IgG Reagent Kit: 6C19-35 (1 x 500 tests); ARCHITECT Toxo IgG Calibrators: 6C19-01; ARCHITECT Toxo IgG Controls: 6C19-10; | In Vitro | Ragent, kalibrator dhe kontroll per percaktimin e antitrupave IgG te prodhuar kunder Toksoplazmes ne serum dhe plazem. | Pajisje te diagnostikimit in vitro
10305 | ARCHITECT Toxo IgM Reagent Kit: 6C20-25 (1 x 100 tests); ARCHITECT Toxo IgM Reagent Kit: 6C20-35 (1 x 500 tests); ARCHITECT Toxo IgM Calibrators: 6C20-01; ARCHITECT Toxo IgM Controls: 6C20-10; | PEGASUS shpk | 14.10.2021 | Abbott GmbH & Co. KG, Max-Planck-Ring 2, 65205 Wiesbaden, Germany | ARCHITECT Toxo IgM Reagent Kit: 6C20-25 (1 x 100 tests); ARCHITECT Toxo IgM Reagent Kit: 6C20-35 (1 x 500 tests); ARCHITECT Toxo IgM Calibrators: 6C20-01; ARCHITECT Toxo IgM Controls: 6C20-10; | In Vitro | Ragent, kalibrator dhe kontroll per percaktimin e antitrupave IgM te prodhuar kunder Toksoplazmes ne serum dhe plazem. | Pajisje te diagnostikimit in vitro
10306 | Limb Clamp Electrode - 40494E | Health&Light sh.p.k | 15.10.2021 | Philips Medical Systems 3000 Minuteman Road Andover MA 01810-1099 USA | Limb Clamp Electrode - 40494E | l | Elektrod ekstremitetesh per marrjen e sinjalit ECG nga pacienti | Instrumenta shume perdorimesh
10307 | RENASYS AB ABDOMINAL DRESSING KIT WITH SOFT PORT | Layo | 15.10.2021 | Smith & Nephew Medical Limited 101 Hessle Road, Hull HU3 2BN, United Kingdom | RENASYS AB ABDOMINAL DRESSING KIT WITH SOFT PORT - 66800980;RENASYS AB ABDOMINAL DRESSING KIT WITH SOFT PORT - 66801672 | llb | Pajisje mjekim plagesh | Tjeter
10308 | UCS Debrimentt | Salvia Produkte Natyrale sh.p.k | 15.10.2021 | Welcare Research S.r.l. Via San Giovanni sul Muro n.18 - 20121 Milano, Italy | UCS® Debridement WR95150, WR95150F - 30wipes 20 x 20cm; 10 wipes 20 x 20cm; 10 wipes 12 x 10cm; 10 wipes 10 x 10cm. UCSol™ Debridement WR95160, WR95170 - Bottle of 150ml; 350ml; 500ml. UCGel™ Debridement WR95180- Airless bottle of 15ml; 50ml; 250ml | IIb | Peceta, doreza, xhel per heqjen pastrimin dhe larjen e plageve | Tjeter
10309 | Architect HBsAG Reagent kit | Pegasus sh.p.k. | 15.10.2021 | Abbott Ireland Diagnostics Division, Finisklin Business Park, Sligo, Ireland | Architect HBsAG Reagent Kit: 6C36-41;6C36-42; 6C36-43; 6C36-44. | In Vitro | Eshte nje imunoanalize mikrogrimcash kemiluminishente qe sherben per percaktimin sasior te antigenit siperfaqesor te hepatit B ne serumin dhe plazmen njerezore | Pajisje te diagnostikimit in vitro
10310 | Architect Anti-HCV Reagent Kit | Pegasus sh.p.k. | 15.10.2021 | Abbott GmbH, Max-Planck-Ring 2, 65205 Wiesbaden, Germany | Architect Anti-HCV Reagent Kit: 6C37-22 (4x100tests); 6C37-27(1x100tests); 6C37-32(4x500tests); 6C37-37(1x500tests); Architect Anti-HCV calibrator: 6C37-01; Architect Anti-HCV Controls: 6C37-10 | In Vitro | Eshte nje imunoanalize mikrogrimcash kemiluminishente qe sherben per percaktimin sasior te antitrupave te prodhuar kunder virusit te hepatitit C ne serumin dhe plazmen njerezore, calibratore dhe kontrolle | Pajisje te diagnostikimit in vitro
10311 | Quantia | Pegasus sh.p.k. | 15.10.2021 | Biokit S.A. Avda. Can. Montcau, 7. 08186 Lliçà d' Amunt Barcelona - Spain | Quantia (sipas listes bashkelidhur) | In Vitro | Jane reagente, Kalibratore dhe kontrolle qe perdoren gjate analizave ne kampione te serumit njerezor, plazem dhe urine ne analizatoret Alinity | Pajisje te diagnostikimit in vitro
10312 | Architect Septum | Pegasus sh.p.k. | 15.10.2021 | Abbott Laboratories Diagnostics Division Abbott park, IL 60064 USA | Architect Septum: 4D18-03; Architect Replacement Caps : 4D19-01; Architect Sample Cups 7C14-01; Architect Reaction Vessels: 7C15-02; Architect Reaction Vessels: 7C15-03 | In Vitro | Jane tapa, proveza, kapuce dhe proveza per reaksionet kimike | Pajisje te diagnostikimit in vitro
10313 | Architect Anti-HBs Reagent Kit | Pegasus sh.p.k. | 15.10.2021 | Abbott Ireland Diagnostics Division, Finisklin Business Park, Sligo, Ireland | Architect Anti-HBs Reagent Kit: 7C18-27; 7C18-37; 7C18-34; 7C18-28; 7C18-38. Architect Anti-HBs Calibrators: 7c18-03; Architect Anti-HBs Controls: 7C18-13 | In Vitro | Jane reagent qe sherbejne per percaktiin sasiore te antitrupave kunder antigenit siperfaqesor te hepatiti B ne serumin dhe plazmen njerezore, kalibrator dhe kontrolle | Pajisje te diagnostikimit in vitro
10314 | Architect Free T3 Reagent Kit | Pegasus sh.p.k. | 15.10.2021 | Abbott Diagnostics Division Lisnamuck, Longford, Co. Longford, Ireland | Architect Free T3 Reagent Kit: 7K63-20; 7K63-25; 7K63-30; 7K63-35. Architect Free T3 Calibrators: 7K63-01; Architect Free T3 7K63-10 | In Vitro | Jane reagent qe sherbejne per percaktiin sasiore te triiodtiroines ne serumin dhe plazmen njerezore, kalibrator dhe kontrolle | Pajisje te diagnostikimit in vitro
10315 | Cholinesterase | Pegasus sh.p.k | 15.10.2021 | Sentinel CH.Spa,Milan,Via Robert Koch 2, Milan, Italy | Cholinesterase - 6K24-30 | In vitro | Perdoret per percaktimin kolorimetrik kinetik te kolinesterazes tek serumi ose plazma ne cSistem ARCHITECT. | Pajisje te diagnostikimit in vitro
10316 | IntelliSpace Portal V12.1 - IntelliSpace Portal Solutions: 881001/881101; IntelliSpace IX/LX Workstatiobn: 881030/881103; Upgrades IntelliSpace Portal: 881011/881102; Upgrades IntelliSpace IX/LX Worksations: 881033/881104 | Health & Light shpk | 18.10.2021 | Philips Medical Systems Nederland B.V., Veenpluis 6, 5684 PC Best, Netherlands | IntelliSpace Portal V12.1 - IntelliSpace Portal Solutions: 881001/881101; IntelliSpace IX/LX Workstatiobn: 881030/881103; Upgrades IntelliSpace Portal: 881011/881102; Upgrades IntelliSpace IX/LX Worksations: 881033/881104 | lla | Server per rishikimi dhe vizualizimin e imazheve. | Tjeter
10317 | RENASYS Y-Connector: 66800971 (UDI-DI: 5000223SN000101QT) | LAYO shpk | 18.10.2021 | Smith & Nephew Medical Limited 101 Hessle Road Hull, HU3 2BN, United Kingdom | RENASYS Y-Connector: 66800971 (UDI-DI: 5000223SN000101QT) | l | Pajisje per mjekimin e plageve. | Tjeter
10318 | Fit Checker Advanced 1-1 pkg; Fit Checker Advanced Cartr, 2pcs; Fit Checker Advanced Intro Pack; | Eurodenta sh.p.k | 18.10.2021 | GC EUROPE N.V. Research Park Interleuvenlaan 33 B-3001 Leuven Belgium | Fit Checker Advanced 1-1 pkg; Fit Checker Advanced Cartr, 2pcs; Fit Checker Advanced Intro Pack; | I | Material per kontrollin e pershtatshmerise te punimeve protetike te tilla si kurora dhe urave me baze qeramike dhe zirkon. | Pajisje dentare
10319 | JeTest GeneV Molecular PointOf Care Testing System | BioChem NRP sh.p.k | 18.10.2021 | Guangzhou HEAS BioTech Co., Ltd. Unit B, 4th Floor, A8 Building, NO.11 Kaiyuan Road, Science City High-tech Industrial Development, Guangzhou, Guangdong, P.R. China | JeTest GeneV Molecular PointOf Care Testing System: V600 | In Vitro | Aparat melekular per detektimin e viruseve te ndryshme. | Pajisje të diagnostikimit in vitro
10320 | USB Patient Data Cable | Health & Light shpk | 18.09.2021 | Philips Medical Systems, 3000 Minuteman Road, Andover, MA 01810-1099, USA | USB Patient Data Cable: 989803164281 (UDI-DI 0884838BM510SN | I | Kabell per kalimin e sinjalit elektrik nga pacienti tek ecg | Tjeter
10321 | Dental Medical Devices (sipas listes bashkengjitur) | EURODENTA shpk | 18.10.2021 | GC Europe N.V. Research Park, Interleuvenlaan 33, Leuven B-3001 Belgium | Dental Medical Devices (sipas listes bashkengjitur) | lla | Materiale ngjitese, cemente, Sisteme glass ionomer restorative, kondicioner, fibra riforcuese. | Pajisje dentare
10322 | Non Sterile Dental cotton rolls: 3135491, 3135492, 3135493, 3135494, 3135495, 3135496, 3135497, 3135498, 3135499 | EURODENTA shpk | 18.10.2021 | Fomed industries Inc. 20 Han Sha Road, Hou Hu District, 433115 Qian Jiang City, Hubei Province, P.R.China | Non Sterile Dental cotton rolls: 3135491, 3135492, 3135493, 3135494, 3135495, 3135496, 3135497, 3135498, 3135499 | l | Role pambuku jo steril. | Pajisje dentare
10323 | Lipase | Pegasus sh.p.k | 15.09.2016 | Abbott Laboratories Diagnostic Division,Abbott Park,Illinois 60064,USA | 7D80-31 Lipase | In vitro | Perdoret per percaktimin sasior te lipazes ne serumin ose plazmen humane. | Pajisje te diagnostikimit in vitro
10324 | GC Gradia Gum Shades | EURODENTA shpk | 20.10.2021 | GC EUROPE N.V. Research Park Interleuvenlaan 33 B-3001 Leuven Belgium | GC Gradia Gum Shades (sipas listes se bashkengjitur) | lla | Material per sigurimine ngjyres natyrale te gingives | Pajisje dentare
10325 | Viscoat ophtalmic viscosurgical device | Pegasus | 20.10.2021 | Alcon Laboratories, Inc.6201 South Freeway, Fort Worth, Texas.76134-2099, USA | Viscoat Ophtalmic Viscosurgical Device - FID 81994 (UDI-DI 038065GMN000007GR) | III | Solucion viskoelastike e molekulave per tu perdorur ne procedurat kirurgjikale te kataraktit | Pajisje oftalmike dhe optike
10326 | Alcon Incisional Instruments | Pegasus | 20.10.2021 | Alcon Laboratories, Inc.6201 South Freeway, Fort Worth, Texas.76134-2099, USA | Alcon Incisional Instruments (sipas listes se bashkengjitur) | lla | Thika nje perdorimeshe qe perdoren ne nderhyrjet kirurgjikale te syrit | Pajisje oftalmike dhe optike
10327 | Endopath®XCEL; Endopath.BASX.; Flexipath | Evita | 20.10.2021 | Ethicon Endo-Surgery,LLc, 475 Calle C, Guaynabo, Puerto Rico 00969 USA | Endopath®XCEL; Endopath.BASX.; Flexipath (sipas listes se bashkengjitur) | lla | Pajisje qe perdoret per nderhyrjet kirurgjikale laparoskopike | Tjeter
10328 | Sterile Hypodermic syringe, single use | Euromed shpk | 20.09.2021 | Internationa Company Medical Necessities (I.CO) Site 1: 3rd Industrial Zone Block No. 19&67, Abu-tig, Assiut, Egypt; Site 2: Public Free Zone - Ismailia, Egypt | Sterile Hypodermic Syringe for single use: Hypodermic Syringe, Safety Syringe and Insulin Syringe (sipas listes bashkangjitur) | IIa | Pajisje sterile qe synon te eprdoret per injeksione, terheqjete lengjeve, gazit, mjekimit etj | Pajisje nje perdorimeshe
10329 | Custom pack | Pegasus sh.p.k | 20.09.2021 | Alcon Laboratories, Incorporated 6201 South Freeway, Fort Worth, TX 76134 -2099, USA | CUSTOM-PAK - C21422-02 | IIb | Kit per kryerjen e procedurave kirurgjikale nje perdorimeshe | Pajisje nje perdorimeshe
10330 | Surgicel Original etj | Evita sh.p.k | 20.09.2021 | Ethicon SARL, Puit Godet 20, Neuchatel, CH-2000, Switzerland | SURGICEL™/TABOTAMP™ Original and NU-Knit/SURGICEL™ 2 - Absrobable Haemostats (sipas listes bashkangjitur) | III | Hemostate te absorbueshme | Pajisje te implantueshme jo aktive
10331 | Xpert Xpress SARS CoV-2 | Biomedica Albania Distribution shpk | 20.09.2021 | Cepheid 904 Caribbean Drive, Sunnyvale, CA 94089, USA | Xpert Xpress SARS CoV-2: XPRSARS-COV-2-10 | In Vitro | Reagent per detektimin e sars-cov-2 me metodent pcr molekulare | Pajisje te diagnostikimit in vitro
10332 | LIGAMAX5mm; LIGACLIP:(EL5ML; ER320; ER420; LT100; LT102; LT200; LT202; LT300; LT400; MCL20; MCM20; MCM30; MCS20; MSM20) | Evita | 20.10.2021 | Ethicon Endo-Surgery,LLc, 475 Calle C, Guaynabo, Puerto Rico 00969 USA | LIGAMAX5mm; LIGACLIP:(EL5ML; ER320; ER420; LT100; LT102; LT200; LT202; LT300; LT400; MCL20; MCM20; MCM30; MCS20; MSM20) | llb | Aplikator klipesh per endoskopi dhe klipe rimbushes | Tjeter
10333 | G-CEM Try-In Paste A2: 012803; G-CEM Try-In Paste Translucent: 012804; G-CEM Try-In Paste Opaque: 012805; G-CEM Try-In Paste Bleach: 012806 | EURODENTA shpk | 18.10.2021 | GC Europe N.V. Research Park, Interleuvenlaan 33, Leuven B-3001 Belgium | G-CEM Try-In Paste A2: 012803; G-CEM Try-In Paste Translucent: 012804; G-CEM Try-In Paste Opaque: 012805; G-CEM Try-In Paste Bleach: 012806 | l | Cement liner kompoziti | Pajisje dentare
10334 | DIART ONE 30mg/ml - 3ml | MP GROUP sh.p.k | 20.10.2021 | DIACO BIOFARMACEUTICI S.R.L. Via Flavia, 124-34147 Trieste (TS)- Italy | DIART ONE 30mg/ml - 3ml | III | Pajisje mjekesore e injektueshme per trajtimin e patologjive ne lidhje me mungesen e lengut synovial. | Tjeter
10335 | Dental Implants Abutments and Healing Caps | BEGONVIL DENTAL sh.p.k | 20.10.2021 | MSDI Medical System & Devices International Ltd. St. Ba'alei Malacha 26, P.O. Box 25414, haifa 3223020, Israel | Dental Implants Abutments and Healing Caps (sipas listës bashkëngjitur) | I | Implante dhe aksesoret per zevendesimin e dhembit. | Pajisje dentare
10336 | UNI-GRAFT K DV | O.E.S Distrimed | 21.10.2021 | Aesculap AG AM Aesculap-Platz 78532 Tuttlingen, Germany | UNI-GRAFT K DV (sipas listes se bashkengjitur) | lll | Proteza vaskulare te implantueshme ne kirurgjine vaskulare | Pajisje te implantueshme jo aktive | 6406
10337 | Patient Return Electrodes | O.E.S Distrimed | 21.10.2021 | Covidien Ilc 15 Hampshire Street Mansfield, Massachusetts 02048, USA | Patient Return Electrodes (sipas listes se bashkengjitur) | llb | Elektroda vaskulare tokezimi | Pajisje nje perdorimeshe | 6410
10338 | BBL CHROMagar Candida Medium - 257480;BBL CHROMagar Orientation Medium -- 257481 | Pegasus | 21.10.2021 | Becton Dickinson GmbH, Tullastrasse 8-12, 69126 Heidelberg, Germany | BBL CHROMagar Candida Medium - 257480;BBL CHROMagar Orientation Medium -- 257481 | In vitro | Medium agar per izolimin e candida dhe infeksionev urinare | Pajisje të diagnostikimit in vitro | 6425
10339 | BD Vacutainer® K3E 7.2 mg Plus bllod Collection Tubes - 368860;BD vacutainer® K3E 5.4mg Plus bllod Collection Tubes - 368857; | Pegasus | 21.10.2021 | Becton, Dickinson and Company Belliver Industrial Estate, Belliver Way Roborough, Plymouth, PL6 7BP, United Kingdom | BD Vacutainer® K3E 7.2 mg Plus bllod Collection Tubes - 368860;BD vacutainer® K3E 5.4mg Plus bllod Collection Tubes - 368857; | In vitro | Epruveta per marrjen dhe kryerjen e analizave te gjakut | Pajisje të diagnostikimit in vitro | 6428
10340 | Automatic Tissue Processor ATP 1000 | Genius | 21.10.2021 | Histo-Line Laboratories S.r.l. Viale Giuseppe Di Vittorio, 30 20090 Pantigliate (MI), Italy | Automatic Tissue Processor ATP 1000 | In vitro | Instrument mjekesor per kryerjen e analizave histologjike | Pajisje të diagnostikimit in vitro | 6452
10341 | NC Euphora Rapid Exchange Balloon Dilatation Catheter | O.E.S Distrimed sh.p.k | 21.10.2021 | Medtronic, Inc. 7 Medtronic Parkway Minneapolis, MN 55432 USA | NC Euphora Rapid Exchange Balloon Dilatation Catheter (sipas listës bashkëngjitur) | III | Katetere dilatacioni me ballone me shkembim te shpejte qe perdoren ne kardiologji hemodinamike. | Pajisje nje perdorimeshe | 6407
10342 | Columbia CAN Agar with 5% Sheep Blood 254007 | Pegasus sh.p.k | 21.10.2021 | Becton Dickinson GmbH Tullastrasse 8-12 69126 Heidelberg/Germany | Columbia CAN Agar with 5% Sheep Blood 254007 | In Vitro | Mjedis agari qe perdoretper izolimin selektiv te baktereve fastidiose. | Pajisje te diagnostifikimit in vitro | 6411
10343 | Autoclave: CHW-YX280B, CHW-YX280A, CHW-YX280D, CHW-YX280D2, CHW-LXB, CHW-LXB; Portable Phlegm Suction Unit: H003-A, H003-B, H003-F, 23B-II, 23C-V, 23C-I, 23C-II, 23D-I | Gashi - Medical shpk | 21.10.2021 | Nantong Yikun Medical Apparatus Co., Ltd. 198th Zhaoxia Road, Nantong High-tech Zone, Jiangsu Province, China | Autoclave: CHW-YX280B, CHW-YX280A, CHW-YX280D, CHW-YX280D2, CHW-LXB, CHW-LXB; Portable Phlegm Suction Unit: H003-A, H003-B, H003-F, 23B-II, 23C-V, 23C-I, 23C-II, 23D-I | l | Autoklave per dterilizimin e instrumentave te ndryshem dhe aspiratore te ndryshem qe shebejne per thithjen e likideve. | Pajisje elektromekanike | 6358
10344 | BD Vacutainer®9NC 0.109M Buffered Trisodium Citrate Plus Blood Collection Tubes 363048 | Pegasus sh.p.k | 21.10.2021 | Becton, Dickinson and Company Belliver Industrial Estate, belliver Way, Roborough, Plymouth, PL6 7BP, United Kingdom | BD Vacutainer®9NC 0.109M Buffered Trisodium Citrate Plus Blood Collection Tubes 363048 | In Vitro | Proveza qe sherbejne per marrjen e gjakut | Pajisje te diagnostifikimit in vitro | 6426
10345 | Dental Implants, Abutments and Healing Caps (sipas listes bashkengjitur) | Begonvil Dental shpk | 21.10.2021 | MSDI Medical System & Devices International Ltd. St. Ba'alei Malacha 26, P.O. Box 25414, Haifa 3223020, Israel | Dental Implants, Abutments and Healing Caps (sipas listes bashkengjitur) | llb | Implante dentare dhe sksesore qe perdoren per zevendesimin e dhembeve qe mungojne. | Pajisje dentare | 5367/3
10346 | MENTOR® Gel Breast Implants (sipas listes bashkengjitur) | Evita shpk | 21.10.2021 | Mentor Medical Systems B.V. Zarnikedreef 2 2333 CL Leiden The Netherlands | MENTOR® Gel Breast Implants (sipas listes bashkengjitur) | lll | Implante gjiri silikoni me siperfaqe te lemuar dhe te teksturuar. | Pajisje te implantueshme jo aktive | 6372
10347 | Nextractor® : NX-48S | Biocheck Diagnostic Center shpk | 21.10.2021 | Genolution Inc. Rm 506, Rm 804, Bldg. A, 11, Beobwon-ro 11-gil, Songpa-gu, Seoul 05836, Republic of Korea | Nextractor® : NX-48S | In Vitro | Aparat ekstraktimi i mostrave virale. | Pajisje te diagnostikimit in vitro | 6354
10348 | CapSure Sense MRI SureScan lead (52cm, 58cm) - 4074; CapSure Sense MRI SureScan lead (45cm, 53cm) - 4574; CapSure Z Novus MRI™ SureScan leads (52cm, 58cm) - 5054; CapSure Z Novus MRI™ SureScan leads (45cm, 53cm) - 5554; CapSureFix® Novus MRI SureScan lead ( Lead Lengths: 35cm, 45cm, 52cm, 58cm, 65cm, 85cm) - 5076 | O.E.S DISTRIMED shpk | 22.10.2021 | Medtronic Inc. 710Medtronic Parkway N.E. Minneapolis MN 55432 USA | CapSure Sense MRI SureScan lead (52cm, 58cm) - 4074; CapSure Sense MRI SureScan lead (45cm, 53cm) - 4574; CapSure Z Novus MRI™ SureScan leads (52cm, 58cm) - 5054; CapSure Z Novus MRI™ SureScan leads (45cm, 53cm) - 5554; CapSureFix® Novus MRI SureScan lead ( Lead Lengths: 35cm, 45cm, 52cm, 58cm, 65cm, 85cm) - 5076 | Te implantueshme aktive | Elektroda te implantueshme per funksionimin e pacemakerave. | Pajisje te implantueshme aktive | 6408
10349 | Euphora Rapid Exchange Balloon Dilatation Catheter | O.E.S Distrimed sh.p.k | 22.09.2021 | Medtronic, Inc. 710 Medtronic Parkway, Minneapolis, MN 55432, USA | PTCA Balloon Dilatation Catheter: Euphora Rapid Exchange Balloon Dilatation Catheter (sipas listës bashkëngjitur) | III | Kateter dilatacioni me balon me shkembim te shpejte per perdorim ne kardiokirurgji hemodinamike | Pajisje nje perdorimeshe | 6409
10350 | Blood Glucose Test Strip: Rightest GS550 | Pharma One shpk | 22.10.2021 | Bionime Corporation No. 100, Sec. 2, Daqing St., South Dist., Taichung City 40242, Taiwan | Blood Glucose Test Strip: Rightest GS550 | In Vitro | Fisha per matjen e glukozes ne gjak. | Pajisje te diagnostikimit in vitro | 6404
10351 | VascuGraft FLOW | O.E.S Distrimed | 22.10.2021 | B. Braun Melsungen AG Carl-Braun-Strasse 1 34213, Melsungen, Germany | VascuGraft FLOW (sipas listes se bashkengjitur) | llb | Proteza vaskulare te implantueshme ne kirurgjine vaskulare | Pajisje te implantueshme jo aktive | 5866/3
10352 | MICROMED ® PEDIATRIC TUBE WITH K3 EDTA x 0,5 ml OF BLOOD, VIOLET CAP | Krijon sh.p.k | 22.10.2021 | F.L Medical s.r.l. Unipersonale, Torreglia (PD) Via Enrico Mattei, 20 | MICROMED ® PEDIATRIC TUBE WITH K3 EDTA x 0,5 ml OF BLOOD, VIOLET CAP - 40101 | In Vitro | Vakueta per perdorim ne analizat hematologjike | Pajisje nje perdorimeshe; Tjeter | 6487
10353 | VACUMED ® 13x75 mm With Clot Activator x 3ml of blood, Red Cap, Sterile - 42611 | Krijon sh.p.k | 22.10.2021 | F.L Medical s.r.l. Unipersonale, Torreglia (PD) Via Enrico Mattei, 20 | VACUMED ® 13x75 mm With Clot Activator x 3ml of blood, Red Cap, Sterile - 42611 | In Vitro | Vakueta per perdorim ne analizat hematologjike | Pajisje nje perdorimeshe; Tjeter | 6483
10354 | Echelon Circular Powered Stapler: CDH23P, CDH25P, CDH29P, CDH31P;Ethicon Circular Stapler: CDH21B, CDH25B, CDH29B, CDH33B; Ethicon Circular Stapler XL Sealed: ECS21B, ECS25B, ECS29B, ECS33B | Evita | 22.10.2021 | Ethicon Endo-Surgery,LLc, 475 Calle C, Guaynabo, Puerto Rico 00969 USA | Echelon Circular Powered Stapler: CDH23P, CDH25P, CDH29P, CDH31P;Ethicon Circular Stapler: CDH21B, CDH25B, CDH29B, CDH33B; Ethicon Circular Stapler XL Sealed: ECS21B, ECS25B, ECS29B, ECS33B | llb | Stepler cirkular per perdorim ne Endokirurgji | Tjeter | 6490
10355 | Disposable Virus Sampling Collector | Genius sh.p.k | 22.10.2021 | Biobase Biodustry (Shandong) Co., Ltd. No. 51 South Gongye Road, Jinan, Shandong Province, China | Disposable Virus Sampling Collector | In Vitro | Material konsumi in vitro diagnostifikues per marrjen dhe transportin e mostrave per kryerjen e analizave te ndryshme. | tjeter | 6445
10356 | VACUMED 13x75mm WITH SODIUM CITRATE 3,2% x 3,6ML OF BLOOD FOR COAGULATION, LIGHT BLUE CAP, STERILE - 42412 | Krijon sh.p.k | 22.10.2021 | F.L Medical s.r.l. Unipersonale, Via Enrico Mattei, 20 TORREGLIA (PD), ITALY | VACUMED 13x75mm WITH SODIUM CITRATE 3,2% x 3,6ML OF BLOOD FOR COAGULATION, LIGHT BLUE CAP, STERILE - 42412 | In Vitro | Vakueta me Na.Citrat x 3.6 ml gjak per koagulim me kapak me ngjyre blu sterile qe perdoren per marrjen e analizave te ndryshme laboratorike. | tjeter | 6484
10357 | MacConkey II Agar: 254025 | PEGASUS shpk | 25.10.2021 | Becton Dickinson GmbH Tullastrasse 8-12, 69126 Heidelberg/Germany | MacConkey II Agar: 254025 | In Vitro | Medium agari qe perdoret per izolimin selektiv te Enterobacteria. | Pajisje te diagnostikimit in vitro | 6424
10358 | Lactofan | 2A Pharma sh.p.k | 25.10.2021 | Fischer ANalysen Instrumente GmbH, Brahestr. 25-27, 0434 Leipzig, Germany | LactoFAN2 - 2021-0818 | Im | Eshte nje pajisje e cila realizon matjen e perqendrimit te frymemarrjes, teston intolerancen ndaj laktozes dhe karbohidrateve | Pajisje elektromekanike | 6442
10359 | BD VACUTAINER Tubes Cat Plus blood collection tubes | Pegasus sh.p.k | 25.10.2021 | Becton,Dickinson and Company Belliver Industrial Estate, Belliver Way, Roborough,Plymouth PL6 7BP United Kingdom | BD VACUTAINER® Tubes CAT(Clot Activator Tube) Plus Blood Collection Tubes 368815 | In vitro | Jane proveza qe sherbejne per analizat e serumit qe merret nga gjaku | Pajisje te diagnostikimit in vitro | 6427
10360 | Kin Saline Solution (Serum Physiologique) 30 x 5ml | DELTA PHARMA - AL shpk | 25.10.2021 | Unolab Manufacturing, S.L. Avda. De las Flores, nr. 6, 28970, Humanes de Madrid, MADRID(ESPAÑA) | Kin Saline Solution (Serum Physiologique) 30 x 5ml | llb | Tratesire fiziologjike per perdorim, oftalmik, optok dhe nazal. | Pajisje terapie komplementare | 6440
10361 | Vakueta xhel, Clot Activator | Krijon shpk | 25.10.2021 | F.L Medical s.r.l., Via Enrico Mattei, 20 35038, Torreglia (PD) | VACUMED®13x100mm with gel separator + Clot Acivator x 5ml of blood, Golden-Yellow Cap, Sterile - 43726 | In Vitro | vakueta me xhel me kapak me ngjyre te verdhe, gold sterile qe perdoren per marrjen e gjakut per zhvillimin e analizave te ndryshme laboratorike | Pajisje nje perdorimeshe | 6482
10362 | Vakueta me K3 EDTA | Krijon shpk | 25.10.2021 | F.L Medical s.r.l., Via Enrico Mattei, 20 35038, Torreglia (PD) | VACUMED®13x75mm with K3 EDTA x 4ml of blood, Violet cap, Sterile - 42112 | In Vitro | vakueta me edtal me kapak me ngjyre te verdhe, gold sterile qe perdoren per marrjen e gjakut per zhvillimin e analizave te ndryshme laboratorike | Pajisje nje perdorimeshe | 6486
10363 | Echelon Contour Curved Cutter Stapler Reload, Blue | Evita | 25.10.2021 | Ethicon Endo-Surgery,LLc, 475 Calle C, Guaynabo, Puerto Rico 00969 USA | Echelon Contour Curved Cutter Stapler Reload, Blue (Standart) - GCR40B; Echelon Contour Curved Cutter Stapler Reload, Green (Thick) - GCR40G; Echelon Contour Curved Cutter Stapler with Blue Reload - GCS40B; Echelon Contour Curved Cutter Stapler with Green Reload - GCS40G; | IIb | Stapler echelon i lakuar qe perdoret per kirugji | Tjeter | 6491
10364 | Reagente mjekesore | Genius sh.p.k | 25.10.2021 | ORGENTEC Diagnostika GmbH, carl-Zeiss-Strasse 49-51, 55129 Mainz, Germany | Anti-Chlamydia pneumoniae; Anti-Chlamydia trachomatis (sipas listës bashkëngjitur) | In Vitro | Reagente in vitro per kryerjen e analizave te ndryshme biokimike | Tjeter | 6447
10365 | Gradia Direct; Gradia Direct X | EURODENTA shpk | 26.10.2021 | GC EUROPE N.V. Research Park Interleuvenlaan 33 B-3001 Leuven Belgium | Gradia Direct; Gradia Direct X (sipas listes se bashkengjitur) | lla | Kompozite restauruese me drite per dhembet anterior dhe posterior | Pajisje dentare | 6505
10366 | TEMPSMART DC | Eurodenta sh.p.k | 26.10.2021 | GC Europe N.V. research park Interleuvenlaan 23, leuven B-3001, Belgium | TEMPSMART DC (sipas listës bashkëngjitur) | IIa | Cemente provizore rezine | Pajisje dentare | 6504
10367 | Clearfil Majesty Flow | Albadent Group sh.p.k | 26.10.2021 | Kuraray Noritake Dental Inc. 1621 Sakazu, Kurashiki, Okayama, 710-0801 Japan | Clearfil Majesty Flow (sipas listës bashkëngjitur) | IIa | Eshte nje material restaurues rezine i rrjedhshem, radiopak, i indikuar per tu perdorur ne te gjitha klasat e restaurimeve | Pajisje dentare | 6514
10368 | Clearfil Majesty ES Flow | Albadent Group sh.p.k | 26.10.2021 | Kuraray Noritake Dental Inc. 1621 Sakazu, Kurashiki, Okayama, 710-0801 Japan | Clearfil Majesty Flow (sipas listës bashkëngjitur) | IIa | Eshte nje perberes i ri mbushes, i lehte, i rrjedhshem, universal per nje game te gjere perdorimi me qendrueshmeri dhe estetike superiore | Pajisje dentare | 6515
10369 | Clearfil SE Protect | Albadent Group sh.p.k | 26.10.2021 | Kuraray Noritake Dental Inc. 1621 Sakazu, Kurashiki, Okayama, 710-0801 Japan | Clearfil SE Protect (sipas listës bashkëngjitur) | IIa | Eshte nje primer vete gedhendes/sistem lidhes i kuruar me drite | Pajisje dentare | 6516
10370 | Cerviron Ovula | TIDI Group sh.p.k | 26.10.2021 | Perfect Care Distribution srl, No.82 Complexuiu street, Mihallesti city, 085200 Giurgiu country, Romania | Vaginal Ovules : Cerviron Ovules DM01 | Iia | Ovula vaginale per rigjenerim gjinekologjik | Tjeter | 5607/5
10371 | Phosphate Bufferes Saline (PBS) (w/o lons Ca/Mg) | KRIJON shpk | 26.10.2021 | BioMaxima S.A. Vetterow 5, 20-277 Lublin, Poland | Phosphate Bufferes Saline (PBS) (w/o lons Ca/Mg) | In Vitro | Solucion buffer qe perdoret zakonisht ne kerkime biologjike. PBS eshte tretesire kripe me baze uji. | Tjeter | 6481
10372 | Vacumed® 13x75mm with lithium heparin x 4ml of blood, dark green cap, sterile: 42312 | KRIJON shpk | 26.10.2021 | F.L. Medical s.r.l. Unipersonale Torreglia (PD) Via Enrico Mattei, 20 | Vacumed® 13x75mm with lithium heparin x 4ml of blood, dark green cap, sterile: 42312 | In Vitro | Vaketa me li-heparine, me kapak me ngjyre jeshile te erret, sterile. Perdoren per marrjen e gjakut per zhvillimin e analizave te ndryshme laboratorike. | Pajisje te diagnostikimit in vitro | 6485
10373 | EDMA Class 24 09 Micro Biology Disposables as: Pipet Tips (Pipette tips), Centrifuge Tubes and (Micro) centrifuge tubes, Culture Tubes, Disposable Laboratory Plastics, PCR Disposables; EDMA Clas 21 01 1001 CH Hardware and Accessories as: POC Blood Dispenser, Blood Slide Prep Tool | KRIJON shpk | 26.10.2021 | Labcon, North America 3700 Lakeville Highway, Petaluma, California, USA 94954 | EDMA Class 24 09 Micro Biology Disposables as: Pipet Tips (Pipette tips), Centrifuge Tubes and (Micro) centrifuge tubes, Culture Tubes, Disposable Laboratory Plastics, PCR Disposables; EDMA Clas 21 01 1001 CH Hardware and Accessories as: POC Blood Dispenser, Blood Slide Prep Tool | In Vitro | Materiale te ndryshme ku perfshihem, maja pipetash, tube centrifuge, tuba microvcentrifuge, tuba per kultura, materiale plastike nje perdorimeshe per PCR, lama per pergatitjen e mostrave te gjakut. | Pajisje laboratori | 6488
10374 | STANDARD™ Q COVID-19 Ag Test (Ref. Q-NCOV-01G; Cat. 09COV30D) | KRIJON shpk | 26.10.2021 | SD Biosensor, Inc. C-4th&5th, 16, Deogyeong-daero, 1556beon-gil, Yeongtong-gu, Suwon-si, Gyeonggi-do 16690, KOREA | STANDARD™ Q COVID-19 Ag Test (Ref. Q-NCOV-01G; Cat. 09COV30D) | In Vitro | Test i shpejte per detektimin e antigjeneve te SARS-CoV-2 ne materialin nazal dhe faringeal. | Pajisje te diagnostikimit in vitro | 6489
10375 | Clearfil Ceramic Primer Plus - 3637-EU/UK;Clearfil Ceramic Primer Plus (Trial) - 3638-EU/UK | Albadent Group | 27.10.2021 | Kuraray Noritake Dental Inc. 1621 Sakazu, Kurashiki, Okayama, 710-0801, Japan | Clearfil Ceramic Primer Plus - 3637-EU/UK;Clearfil Ceramic Primer Plus (Trial) - 3638-EU/UK | lla | Primer adeziv per te rritur forcen e lidhjes midis materialeve | Pajisje dentare | 6517
10376 | KATANA ZIRCONIA BLOCK | Albadent Group | 26.10.2021 | Kuraray Noritake Dental Inc. 300 Higashiyama, Miyoshi-cho, Miyochi, Aichi, 470-0293 Japan | KATANA ZIRCONIA BLOCK (sipas listes se bashkengjitur) | lla | Blloku shume-shtresor per restaurimet e dhembeve | Pajisje dentare | 6518
10377 | CLEARFIL SE BOND 2 Kit : #3270-EU/UK;CLEARFIL SE BOND 2 Value Pack: #3272-EU/UK;CLEARFIL SE BOND 2 Trial Pack: #3275-EU/UK;CLEARFIL SE BOND 2 BOND: #3281-EU/UK;CLEARFIL SE BOND 2 PRIMER: #3282-EU/UK;CLEARFIL SE BOND 2 Unit Dose Standard Pack:#3286-EU/UK;CLEARFIL SE BOND 2 Unit Dose Trial Pack: #3287-EU/UK | Albadent Group | 26.10.2021 | Kuraray Noritake Dental Inc. 1621 Sakazu, Kurashiki, Okayama, 710-0801, Japan | CLEARFIL SE BOND 2 Kit : #3270-EU/UK CLEARFIL SE BOND 2 Value Pack: #3272-EU/UK CLEARFIL SE BOND 2 Trial Pack: #3275-EU/UK CLEARFIL SE BOND 2 BOND: #3281-EU/UK CLEARFIL SE BOND 2 PRIMER: #3282-EU/UK CLEARFIL SE BOND 2 Unit Dose Standard Pack:#3286-EU/UK CLEARFIL SE BOND 2 Unit Dose Trial Pack: #3287-EU/UK | lla | Sistem lidhës i thjeshtuar, i kuruar me dritë që përmban një primer me bazë uji. Koha e procedurës me CLEARFIL SE BOND është zvogëluar ndjeshëm, duke siguruar forcë të shtuar të lidhjes dhe veti vulosëse. | Pajisje dentare | 6519
10378 | Neonatal Incubator: B8,B6,B3 | Fedos | 27.10.2021 | SHENZHEN COMEN MEDICAL INSTRUMENTS CO., LTD. Floor 10, Floor 11 and section C of Floor 12 of Building 1A & Floor 1 to Floor 5 of Building 2, FIYTA Timepiece Building, Nanhuan Avenue, Matian Sub-district. Guangming District, Shenzhen, Guangdong 518106, P.R | Neonatal Incubator: B8,B6,B3 | llb | Inkubator per te porsalindur | Pajisje elektromekanike | 6554
10379 | Colposcope: KP3000 LED; KP3000 S LED; SOM42; SOM52 | Fedos | 27.10.2021 | Karl Kaps GmbH & Co. Schulstrasse 57 35614 Asslar/Wetzlar Germany | Colposcope: KP3000 LED; KP3000 S LED; SOM42; SOM52 | l | Kolposkop per ekzaminimin e qafes se mitres | Instrumenta shumeperdorimesh | 6555
10380 | GRADIA PLUS | Eurodenta sh.p.k | 27.10.2021 | GC EUROPE N.V. Research Park Interleuvenlaan 33 B-3001 Leuven Belgium | GRADIA PLUS (sipas listës bashkëngjitur) | Iia | Sistem modular I perbere per restaurime indirekte. | Pajisje dentare | 6507
10381 | KATANA Cleaner | Albadent Group sh.p.k | 27.10.2021 | Kuraray Noritake Dental Inc. 1621 sakazu, Kurashiki, Okayama, 710-0801, Japan | KATANA Cleaner: #3970-EU; #3970-UK; KATANA Cleaner (Trial):#3971-EU; #3971-UK | Iia | Agjent pastrimi universal per dhembim, kanalet e rrenjeve etj. | Pajisje dentare | 6511
10382 | MobileDetect Bio BCC19 (MD-Bio BCC19) Test Kit (with approved: 8-well, 32-well or 96-well thermal cyrcles options) | Swissmed | 27.10.2021 | Mobile Detect Bio, INC 120 Industrial Blvd Sugar Land, TX 77478 USA | MobileDetect Bio BCC19 (MD-Bio BCC19) Test Kit (with approved: 8-well, 32-well or 96-well thermal cyrcles options) | In Vitro | Aparat inkubimi | Pajisje te diagnostikimit in vitro; Pajisje laboratori | 6602
10383 | Hematology analyzer: YUMIZEN H500 OT | Biometric Albania | 27.10.2021 | Horiba ABX SAS Parc Euromedecine Rue du Caducee- BP7290 34184 Montpellier Cedex 4-France | Hematology analyzer: YUMIZEN H500 OT | In Vitro | Analizator per hematologji | Pajisje te diagnostikimit in vitro; Pajisje laboratori | 6624
10384 | Multi Parameter Patient Monitor | Fedos sh.p.k | 27.10.2021 | Shenzen Comen Medical Instruments Co., Ltd. Floor10, Floor 11 and Section C of Floor 12 of Building 1A & Floor 1 to Floor 5 of Building 2, FIYTA Timepiece Building, Nanhuan Avenue, Matian Sub-district, Guangming District, Shenzen, Guangdong, 518106, P.R.China | Multi Parameter Patient Monitor: C30,C50,C70,C80,C86,C90,C30A, C70A,C90A,C500,C800,C860 ,NC19, NC19A , Datalys 750, Datalys 770, Datalys 780, Datalys 790 , STARS000,ST ARS000A, ST ARS000B, STAR8000C, STAR8000D, ST AR8000E, STARS000H ,STARS000F , NC8,NC10,NC12,C100A,NC8A, NC10A, NC12A ,OPUS i8, OPUS i10, OPUS i10 Expert, OPUS i12, OPUS i12 oro, OPUSi15 | IIb | Monitor pacienti per amtjen e disa parametrave jetesore | Pajisje elektromekanike | 6544
10385 | Fetal Monitor | Fedos sh.p.k | 27.10.2021 | Bistos Co., Ltd. 7th Floor., A Bldg., Woolim Lions Valley 5-cha, 302, Galmachi-ro, Jungwon-gu, Seongnam-si, Gyeonggi-do, Korea | Fetal Monitor: BT-300 | Iia | Monitor fetusi per monitorimine parametrave jetesore te fetusit | Pajisje elektromekanike | 6546
10386 | Miracle Mix Cap box of 50 caps: 000124; Miracle Mix intropackage, P/L 15g/8ml: 000239 | EURODENTA shpk | 27.10.2021 | GC Europe N.V. Research Park, Interleuvenlaan 33, Leuven B-3001 Belgium | Miracle Mix Cap box of 50 caps: 000124; Miracle Mix intropackage, P/L 15g/8ml: 000239 | lla | Material jeonomer restaurues provizor dhe i perhershem. | Pajisje dentare | 6506
10387 | KATANA Zirconia - Dental Ceramic Block (sipas listes bashkengjitur) | Albadent Group shpk | 27.10.2021 | Kuraray Noritake Dental Inc. 300 Higashiyama, Miyoshi-cho, Miyoshi, Aichi 470-0293, Japan | KATANA Zirconia - Dental Ceramic Block (sipas listes bashkengjitur) | lla | Pllaka zirkoni. | Pajisje dentare | 6520
10388 | CLEARFIL MAJESTY Posterior - Dental materials, restorative, composite (sipas listes bashkengjitur) | Albadent Group shpk | 27.10.2021 | Kuraray Noritake Dental Inc. 1621 Sakazu, Kurashiki, Okayama, 710-0801, Japan | CLEARFIL MAJESTY Posterior - Dental materials, restorative, composite (sipas listes bashkengjitur) | lla | Rreshire me perberes restaurues, radiopake, me mbushes inorganik nano dhe mikro te trajruar me nje teknilogji te veshjes se siperfaqes, Indikohet ne restaurimet e dhembeve. | Pajisje dentare | 6521
10389 | KATANA AVENCIA Block | Albadent Group sh.p.k | 27.10.2021 | Kuraray Noritake Dental Inc. 1621 sakazu, Kurashiki, Okayama, 710-0801, Japan | KATANA AVENCIA Block (sipas listës bashkëngjitur) | Iia | Lloj qeramike hibride me madhesi nano. | Pajisje dentare | 6512
10390 | K-ETCHANT Syringe: #3252-EU; #3252-Uk Needle tip : #3253-EU; #3253-UK | Albadent Group sh.p.k | 27.10.2021 | Kuraray Noritake Dental Inc. 1621 sakazu, Kurashiki, Okayama, 710-0801, Japan | K-ETCHANT Syringe: #3252-EU; #3252-Uk Needle tip : #3253-EU; #3253-UK | Iia | Acidifikues per dhembim. | Pajisje dentare | 6513
10391 | A1CX3 Tina-quant Hemoglobin A1cDx Gen.3 : 08056668190; 08445699190; | Evita sh.p.k | 27.10.2021 | Roche Diagnostic GmbH Sandhofer Strasse 116 68305 Mannheim Germany | A1CX3 Tina-quant Hemoglobin A1cDx Gen.3 : 08056668190; 08445699190; | In Vitro | Reagent per matjen e AAGP ne serumin dhe plazmen humane. | Pajisje te diagnostifikimit in vitro | 6085
10392 | Salpingograph: 5250 | Fedos shpk | 28.10.2021 | Rudolf Riester GmbH Bruckstrasse 31, D-72417 Jungingen, Germany | Salpingograph: 5250 | l | Instrument gjinekologjik per kontrollin e tubave te fallopit. | Instrumenta shumeperdorimesh | 6556
10393 | Diagnostic Ultrasound System: DC-32, DC-30, DC-28, DC-26, DC-25, DC-20, DC-20S, DC-20 Exp, DC-20 Pro, DC-21, DC-22, DC-30S, DC-30 Exp, DC-32S, DC-32 Exp, DC-32 Pro, DC-Bela (Included are following transducers: 35C50P, 3C5P, 75L38P, 6CV1P, 2P2P, 7L5P, 6C2P, D6-2P, 7L4P, C6-2P, V10-4BP, 7L4BP, 6LE7P and following needle-guided brackets: NGB-001, NGB-002, NGB-004, NGB-005, NGB-006, NGB-007, NGB-011, NGB-009, NGB-022) | Fedos shpk | 28.10.2021 | Shenzhen Mindray Bio-Medical Electronics Co., Ltd Mindray Building Keji 12th Road South Hi-Tech Industrial Park Nanshan 518057 Shenzhen People's Republic of China | Diagnostic Ultrasound System: DC-32, DC-30, DC-28, DC-26, DC-25, DC-20, DC-20S, DC-20 Exp, DC-20 Pro, DC-21, DC-22, DC-30S, DC-30 Exp, DC-32S, DC-32 Exp, DC-32 Pro, DC-Bela (Included are following transducers: 35C50P, 3C5P, 75L38P, 6CV1P, 2P2P, 7L5P, 6C2P, D6-2P, 7L4P, C6-2P, V10-4BP, 7L4BP, 6LE7P and following needle-guided brackets: NGB-001, NGB-002, NGB-004, NGB-005, NGB-006, NGB-007, NGB-011, NGB-009, NGB-022) | lla | Eko me ultratinguj per diagnostikim ekografik. | Pajisje elektromekanike | 6557
10394 | Defibrillator Monitor:S3, S5, S6, S8 | Fedos shpk | 28.10.2021 | Shenzhen Comen Medical Instruments Co., Ltd. F10-11& Sect C, F12 of BLDG 1A and F1-5 of BLDG 2, FIYTA Timepiece Building, Nanhuan Avenue, Matian Subdistrict, Guangming District, 518106 Shenzhen, Guangdong, P.R.China | Defibrillator Monitor:S3, S5, S6, S8 | llb | Monitor defibrilatori per monitorimin e parametrave jetesore para dhe pas atakut kardiak. | Pajisje elektromekanike | 6558
10395 | SURTRON and relative accessories: Needle electrode: 152-125; Loop electrode: 152-175-10; Blade curved electrode/ball curved electrode/needle curved electrode: 152-112; Neutral electrode: F7915 | Fedos shpk | 28.10.2021 | LED SpA 03100 Frosinone (FR) - Via Marco Tullio Cicerone 138 (ITA) - Italy | SURTRON and relative accessories: Needle electrode: 152-125; Loop electrode: 152-175-10; Blade curved electrode/ball curved electrode/needle curved electrode: 152-112; Neutral electrode: F7915 | llb | Aksesore per bisturi elektrike, pajisje per kryerjen e elektrokirurgjise. |  | 6559
10396 | Raucodrape® Surgical Incise Drape REF: 25440, 25441, 25442, 25443, 25444, 25445, 25446, 25447, 25448 | Gen-Albfarma | 01.11.2021 | Lohmann & Rauscher International GmbH & Co. KG Westerwaldstrasse 4 56579 Rengsdorf Germany | Raucodrape® Surgical Incise Drape REF: 25440, 25441, 25442, 25443, 25444, 25445, 25446, 25447, 25448 | ls | MBULESE KIRURGJIKALE film poliuretani i veshur me ngjitës poliakrilat | Pajisje nje perdorimeshe | 6610
10397 | Vliwaktiv® Ag ABSORBENT ACTIVATED CHARCOAL DRESSING WITH SILVER REF : 20705, 20706, 20707 ;Vliwaktiv® Ag ACTIVATED CHARCOAL ROPE WITH SILVER REF: 20700, 20701, 20702 | Gen-Albfarma | 01.11.2021 | Lohmann & Rauscher International GmbH & Co. KG Westerwaldstrasse 4 56579 Rengsdorf Germany | Vliwaktiv® Ag ABSORBENT ACTIVATED CHARCOAL DRESSING WITH SILVER REF : 20705, 20706, 20707 ;Vliwaktiv® Ag ACTIVATED CHARCOAL ROPE WITH SILVER REF: 20700, 20701, 20702 | llb | Produkt për trajtimin e plagëve të kolonizuara në mënyrë kritike, plagëve me erë të infektuar dhe/ose me një rrezik të shtuar të infeksionit. | Pajisje nje perdorimeshe | 6611
10398 | VLIWASORB PRO SUPERABSORBENT WOUND DRESSING REF : 32640, 32641, 32642, 32643, 326434, 32645, 32646, 32647, 32648, 32649, 34460, 34461, 34462, 34463, 34464, 34465, 34466, 34467, 34475, 34476, 34477, 32964, 32965, 32966, 32967, 32968 | Gen-Albfarma | 01.11.2021 | Lohmann & Rauscher International GmbH & Co. KG Westerwaldstrasse 4 56579 Rengsdorf Germany | VLIWASORB PRO SUPERABSORBENT WOUND DRESSING REF : 32640, 32641, 32642, 32643, 326434, 32645, 32646, 32647, 32648, 32649, 34460, 34461, 34462, 34463, 34464, 34465, 34466, 34467, 34475, 34476, 34477, 32964, 32965, 32966, 32967, 32968 | llb | Garze super -absorbuese për plagët me nivele mesatare deri në shumë të larta të eksudatit | Pajisje nje perdorimeshe | 6612
10399 | Setpack® Gauze Swabs, X-ray detectable REF: 15100-15112, 15114-15119, 82771 | Gen-Albfarma | 01.11.2021 | Lohmann & Rauscher International GmbH & Co. KG Westerwaldstrasse 4 56579 Rengsdorf Germany | Setpack® Gauze Swabs, X-ray detectable REF: 15100-15112, 15114-15119, 82771 | lla | Garza të gatshme për përdorim, të zbulueshme nga rrezet X, të bëra nga garzë pambuku absorbuese | Pajisje nje perdorimeshe | 6613
10400 | Gazin® Gauze Swab X-ray detectable REF: 10943, 10947, 10957, 10961, 10972, 18511, 18512, 18514-18517, 18603, 19242 | Gen-Albfarma | 01.11.2021 | Lohmann & Rauscher International GmbH & Co. KG Westerwaldstrasse 4 56579 Rengsdorf Germany | Gazin® Gauze Swab X-ray detectable REF: 10943, 10947, 10957, 10961, 10972, 18511, 18512, 18514-18517, 18603, 19242 | lla | Garza te buta, absorbuese dhe te pershkueshme nga ajri | Pajisje nje perdorimeshe | 6614
10401 | Diagnostic Ultrasound System: DC-40, DC-41, DC-42, DC-43, DC-44, DC-45, DC-40S, DC-40 Pro, DC-40 Exp, DC-40T (Included are following transducers: 3C5A, 6C2, L14-6, L12-3E, 7L4A, V10-4B, 7L5, L7-3, L14-6NE, CB10-4E, P7-3, D7-2E, V11-3, P4-2, CW5s, V10-4, C6-2, 7L4B, L13-3, D7-2, DE11-3E, 6LB7, P10-4E and following needle-guided brackets: NGB-004, NGB-005, NGB-006, NGB-007, NGB-009, NGB-011, NGB-016, NGB-022, NGB-027) | Fedos shpk | 28.10.2021 | Shenzhen Mindray Bio-Medical Electronics Co., Ltd Mindray Building Keji 12th Road South Hi-Tech Industrial Park Nanshan 518057 Shenzhen People's Republic of China | Diagnostic Ultrasound System: DC-40, DC-41, DC-42, DC-43, DC-44, DC-45, DC-40S, DC-40 Pro, DC-40 Exp, DC-40T (Included are following transducers: 3C5A, 6C2, L14-6, L12-3E, 7L4A, V10-4B, 7L5, L7-3, L14-6NE, CB10-4E, P7-3, D7-2E, V11-3, P4-2, CW5s, V10-4, C6-2, 7L4B, L13-3, D7-2, DE11-3E, 6LB7, P10-4E and following needle-guided brackets: NGB-004, NGB-005, NGB-006, NGB-007, NGB-009, NGB-011, NGB-016, NGB-022, NGB-027) | lla | Eko me ultratinguj per diagnostikim ekografik. | Pajisje elektromekanike | 6561
10402 | Infant Radiant Warmer : BQ80; BQ80A | Fedos sh.p.k | 28.10.2021 | Shenzhen Comen Medical Instruments Co., Ltd. Floor 10, Floor 11 and Section C of Floor 12 of Building 1A & Floor 1 to Floor 5 of Building 2, FIYTA Timepiece Building, Nanhuan Avenue, Matian Sub-district, Guangming District, shenzhen, Guangdong, 518106, P.R.China | Infant Radiant Warmer : BQ80; BQ80A | Iib | Ngrohes per te porsalindurit. | Pajisje elektromekanike | 6564
10403 | Medical Air/Oxygen Blender: KL-20 | Fedos sh.p.k | 28.10.2021 | Shenzhen Comen Medical Instruments Co., Ltd. Floor 10, Floor 11 and Section C of Floor 12 of Building 1A & Floor 1 to Floor 5 of Building 2, FIYTA Timepiece Building, Nanhuan Avenue, Matian Sub-district, Guangming District, shenzhen, Guangdong, 518106, P.R.China | Medical Air/Oxygen Blender: KL-20 | Iib | Perzjeres mjeksore ajri/oksigjeni per lehtesimin e procesit te frymarrjes. | Pajisje elektromekanike | 6565
10404 | ri-scope ® L otoscope head: from 10562 to 10581-301 | Fedos sh.p.k | 28.10.2021 | Rudolf Riester GmbH Bruckstrabe 31, D-72417 Jungingen, Germany | ri-scope ® L otoscope head: from 10562 to 10581-301 | I | Koke otoskopi per ekzaminimin e kanalit dhe daulles se veshit. | Pajisje nje perdorimeshe | 6566
10405 | bilibluelight 0218020 | Fedos sh.p.k | 28.10.2021 | Lowenstein Medical GmbH & Co. KG, Arzbacher strasse 80, 56130 Bad Ems, Germany | bilibluelight 0218020 | Iia | Llampe fototerapie per uljen e nivelit te bilirubines tek te porsalindurit. | Pajisje elektromekanike | 6562
10406 | Neonatal ventilator: NV6; NV7; NV8; NV9; | Fedos sh.p.k | 28.10.2021 | Shenzhen Comen Medical Instruments Co., Ltd. Floor 10, Floor 11 and Section C of Floor 12 of Building 1A & Floor 1 to Floor 5 of Building 2, FIYTA Timepiece Building, Nanhuan Avenue, Matian Sub-district, Guangming District, shenzhen, Guangdong, 518106, P.R.China | Neonatal ventilator: NV6; NV7; NV8; NV9; | Iib | Ventilator per te porsalindurin | Pajisje elektromekanike | 6563
10407 | Clinical chemistry analyzer: PENTRA C200; PENTRA C200 Option I.S.E. | Biometric Albania sh.p.k | 28.10.2021 | HORIBA ABX SAS parc Euromedecine Rue du Caducee- BP7290 34184 MONTPELLIER Cedex 4 - FRANCE | Clinical chemistry analyzer: PENTRA C200; PENTRA C200 Option I.S.E. | In Vitro | Analizator kimik klinik | Pajisje laboratori | 6626
10408 | Gazin ®Ribbon Gauze Ref. 13470; 13471; 13473 | GEN-ALB FARMA Sh.p.k | 29.10.2021 | Lohmann & rauscher International GmbH & Co. KG westerwaldstrabe 4 56579 Rengsdorf GERMANY | Gazin ®Ribbon Gauze Ref. 13470; 13471; 13473 | Iia | garze sterile e mbeshtjelle ne nje bombol me vrime nxjerrese plastike me 1 shtrese. | Pajisje nje perdorimeshe | 6622
10409 | Mentor Contour PROFILE Breast Implant Cohesive III | Evita sh.p.k | 28.10.2021 | MENTOR MEDICAL SYSTEMS B.V. Zernikedreef 2, 2333 CL Leiden, The Netherlands | Mentor® Contour PROFILE™ Breast Implant Cohesive III (sipas listës bashkëngjitur) | III | Implant gjiri i mbushur me silikon xhel me siperfaqe te teksturuara | Pajisje te implantueshme aktive | 6312/3
10410 | External components for Cochlear Implant Systems: | Evita sh.p.k | 28.10.2021 | Med-El Elektromedizinische Geräte GmbH Fürstenweg 77A 6020 Innsbruck Austria | External components for Cochlear Implant Systems: SONNET 2 - ME1510; ME1511; ME1512; ME1513; SONNET 2 EAS - ME1520; ME1521; ME1522; ME1523. (audio processors) and FineTuner (remote control) | Te implantueshme aktive | Procesor audio per implant koklear | Pajisje te implantueshme aktive | 5345/7
10411 | Curapor, Surgical Wound Dressing | Gen-Alb Farma Sh.p.k | 29.10.2021 | Lohmann & Rauscher International GmbH & Co. KG Westerwaldstrasse 4, 56579 Rengsdorf Germany | Surgical Wound Dressing: Curapor® - 32890; 32891; 32892; 32893; 32894; 32895; 32896; 32897; 32902; 32903; 32912; 32913; 32914; 32915; 32916; 32917; 32918; 32960; 32961; 32962; 32963 | Is | Eshte nje veshje kirurgjikale e bere nga nje film i papershkrueshem nga uji qe merr fryme | Pajisje nje perdorimeshe | 6606
10412 | Humasis COVID-19 Ag Test | ArliPharma sh.p.k | 29.10.2021 | Humasis Co., Ltd. Rm. 114, 502, 504, 604, 604-1, B03-1, B03-2, 88, Jeonpa-ro, Dongan-gu, Anyang-si,Gyeonggi-do, 14042, Republic of Korea | Humasis COVID-19 Ag Test ACOVA-7025 | In Vitro | Test I shpejte per covid 19 | Pajisje te diagnostifikimit in vitro | 6130
10413 | Pro-ophta® Junior MINI/MAX Occlusive eye Dressing REF 16840-16846, 34231 | GEN-ALB FARMA Sh.p.k | 29.10.2021 | Lohmann & Rauscher International GmbH & Co. KG westerwaldstrabe 4 56579 Rengsdorf GERMANY | Pro-ophta® Junior MINI/MAX Occlusive eye Dressing REF 16840-16846, 34231 | I | Mbulese e erret per syrin gjate terapise se okluzionit. | Pajisje nje perdorimeshe | 6620
10414 | Synthetic Undercat Padding: Cellona | Gen-Alb Farma Sh.p.k | 29.10.2021 | Lohmann & Rauscher International GmbH & Co. KG Westerwaldstrasse 4, 56579 Rengsdorf Germany | Synthetic Undercat Padding: Cellona® - 12770; 12773 | Is | Eshte nje mbushje elastike e perdorur per te mborjtur kockat dhe nervat e ekspozuara nga gipsi sentetik, ruan elasticitetin e tij me kalimin e kohes | Pajisje nje perdorimeshe | 6607
10415 | Vliwasoft | Gen-Alb Farma Sh.p.k | 29.10.2021 | Lohmann & Rauscher International GmbH & Co. KG Westerwaldstrasse 4, 56579 Rengsdorf Germany | Nonwoven Wound Dressing: Vliwasoft® - 12065; 12066; 12068; 12069; 12071; 12073; 12076; 12077; 12079; 12080; 12082; 12083; 12085; 12086; 13989; 14948; 14949; 14947; 80949; 80950; 80958; 80960; 80965; 80966; 94209; 94210; 94211; 94212; 94707; 98070; 98071; 98072; 98075; 98076; 98077; 98078; 98079 | Is | Veshje sterile dhe jo sterile me 4 ose 6shtresa me material jo i thurur, jo i endur, shume absorbues dhe veti te uleta ngjitese | Pajisje nje perdorimeshe | 6608
10416 | Debrisoft | Gen-Alb Farma Sh.p.k | 29.10.2021 | Lohmann & Rauscher International GmbH & Co. KG Westerwaldstrasse 4, 56579 Rengsdorf Germany | Debrisoft® Pad: 34321; 34323; 34988; 34989; 136988; 136989; | Is | Lejon heqjen e mbeturinave dhe eksudatit nga plaga, metode e thjeshte dhe pa dhimbje | Pajisje nje perdorimeshe | 6609
10417 | Coagulation analyzer | Biometric Albania sh.p.k | 29.10.2021 | HORIBA ABX SAS, Parc Euromèdecinè, Rue de Caducèe - BP7290, 34184 Montpellier Cedex 4 - France | Coagulation analyzer- YUMIZEN G200 | In Vitro | Analizator per koagulimin e gjakut | Pajisje te diagnostikimit in vitro; Pajisje laboratori | 6625
10418 | Mollelast® Conforming Bandage REF 20290-20293 | GEN-ALB FARMA Sh.p.k | 29.10.2021 | Lohmann & Rauscher International GmbH & Co. KG westerwaldstrabe 4 56579 Rengsdorf GERMANY | Mollelast® Conforming Bandage REF 20290-20293 | Is | Fasha elastike. | Pajisje nje perdorimeshe | 6621
10419 | Reagente per mikrobiologji | Swissmed sh..p.k | 29.10.2021 | BioMaxima S.A. Ul. Vetterów 5, 20-277 Lublin, Poland | Microbiology reagents (sipas listës bashkëngjitur) | In Vitro | Reagent mikrobiologjik | Pajisje te diagnostikimit in vitro; Pajisje laboratori | 6601
10420 | Suprasorb® X + PHMB Antimicrobial HydroBalance Wound Dressing/ Packing Ropes REF 20540, 20541, 20542, 20543, 23279, 23281, 23282, 23283, 121908, 121909 | GEN-ALB FARMA Sh.p.k | 29.10.2021 | Lohmann & Rauscher International GmbH & Co. KG westerwaldstrabe 4 56579 Rengsdorf GERMANY | Suprasorb® X + PHMB Antimicrobial HydroBalance Wound Dressing/ Packing Ropes REF 20540, 20541, 20542, 20543, 23279, 23281, 23282, 23283, 121908, 121909 | III | Veshje plagesh antimikrobike qe vepron kunder nje sperktri te gjere patogjenesh. | Pajisje nje perdorimeshe | 6623
10421 | Portable 16 sample PCR instrument | INTERMED shpk | 29.10.2021 | Suzhou Precigenome Ltd., Co. A4-101, No.128, XingHu Street, Biobay, Suzhou Industrial Park, Suzhou, Jiangsu Province, 215000, P.R.China | Portable 16 sample PCR instrument | In Vitro | Instrument PCR i levizshem per nxjerrjen ne kohe reale te rezultatit per zbulimin e Covid-19, per eprdorim ne laboratore te kualifikuar. | Pajisje te diagnostikimit in vitro | 6541
10422 | Rosidal® haft: 20550-20553; Rosidal® K: 20650-206-53 | Gen-Alb Farma shpk | 29.10.2021 | Lohmann & Rauscher Inernational GmbH & Co. KG Westerwaldstraße 4, 56579 Rengsdorf, GERMANY | Rosidal® haft: 20550-20553; Rosidal® K: 20650-206-53 | l | Mbeshtetes per lehtesimin e presionit te sistemit te ligamenteve kapsulare. | Pajisje nje perdorimeshe | 6615
10423 | Vilwasoft® (split dressing): 12098, 12099, 23844, 125000, 125001 | Gen-Alb Farma shpk | 29.10.2021 | Lohmann & Rauscher Inernational GmbH & Co. KG Westerwaldstraße 4, 56579 Rengsdorf, GERMANY | Vilwasoft® (split dressing): 12098, 12099, 23844, 125000, 125001 | l | Material jo i thurur, jo i endur, shume absorbues me veti te uleta njgjitese te kesaj garze. | Pajisje nje perdorimeshe | 6616
10424 | Suprasorb® CNP (Wound foam): 31800, 31801, 31802, 31803, 31804 | Gen-Alb Farma shpk | 29.10.2021 | Lohmann & Rauscher Inernational GmbH & Co. KG Westerwaldstraße 4, 56579 Rengsdorf, GERMANY | Suprasorb® CNP (Wound foam): 31800, 31801, 31802, 31803, 31804 | llb | Garza sterile te paketuara individualisht dyfish, vendosen ne plage duke bere keshtu nje rritje te aftesive thithese. | Pajisje nje perdorimeshe | 6617
10425 | Suprasorb® Liquacel (Hydroactive Fibre Dressing / Rope): 33435-33437, 33438, 125435-125437, 125438 | Gen-Alb Farma shpk | 29.10.2021 | Lohmann & Rauscher Inernational GmbH & Co. KG Westerwaldstraße 4, 56579 Rengsdorf, GERMANY | Suprasorb® Liquacel (Hydroactive Fibre Dressing / Rope): 33435-33437, 33438, 125435-125437, 125438 | llb | Zvogelon rrezikun e maceraxcionit duke thithur vertikalisht dhe transferuar eksudatin ne veshjen sekondare. | Pajisje nje perdorimeshe | 6618
10426 | Lomatuell® H (Paraffin Gauze Dressing, hydrophobic): 23314, 23315, 23316, 23317, 23318, 18295 | Gen-Alb Farma shpk | 29.10.2021 | Lohmann & Rauscher Inernational GmbH & Co. KG Westerwaldstraße 4, 56579 Rengsdorf, GERMANY | Lomatuell® H (Paraffin Gauze Dressing, hydrophobic): 23314, 23315, 23316, 23317, 23318, 18295 | llb | Garze hidrofobike i gathem per perdorim, e ngopur me vazeline te bardhe dhe e mbuluar te dyja anet me xham. | Pajisje nje perdorimeshe | 6619
10427 | Taperloc System/Sterile Total Hip Arthroplasty | Trimed sh.p.k | 29.10.2021 | Biomet UK Limited Waterton Industrial Estate Bridgend CF31 3XA United Kingdom | Taperloc System/Sterile Total Hip Arthroplasty (sipas listës bashkëngjitur) | III | Pajisje te implantueshme jo aktive qe ndihmon ne implantimin e protezave kokso-femorale dhe qe perdoren ne rastin e frakturave ne nderhyrje te ndryshme kirurgjikale. | pajisje te implantueshme jo aktive | 6604
10428 | Laboratory Equipment: D2012 plus, D3024, DM0408, DM0424, DM0506, Mx-t6-S | SWISSMED shpk | 29.10.2021 | DLAB Scientific Co., Ltd. No.21, Yu'an Road, Airoport Economic Core Area, Shunyi District, Being, China | Laboratory Equipment: D2012 plus, D3024, DM0408, DM0424, DM0506, Mx-t6-S | In Vitro | Centrifuga dhe perzieres gjaku per perdorim laboratorik. | Pajisje laboratori | 6603
10429 | Mentor Sterile Resterilizable gel Brest Implant Size | Evita sh.p.k | 29.10.2021 | MENTOR MEDICAL SYSTEMS B.V. Zernikedreef 2 2333 CL Leiden THE NETHERLANDS | Mentor Sterile Resterilizable Gel Breast Implant Size rs(sipas listës bashkëngjitur) | Iia | Marres mase per implante gjiri, invaziv I riperdorshem. | tjeter | 6386
10430 | Architect Estradiol reagent Kit - 7K72-25 (100 teste); Architect Estradiol calibrators - 7K72-01 ; Architect Estradiol Controls - 7K72-10 | Pegasus | 01.11.2021 | Abbott Ireland Diagnostics Division Lisnamuck, Longford, Co. Longford, Ireland | Architect Estradiol reagent Kit - 7K72-25 (100 teste); Architect Estradiol calibrators - 7K72-01 ; Architect Estradiol Controls - 7K72-10 | In vitro | Imunoanalize per percaktimin sasior te estradiolit ne serumin human dhe plazme. | Pajisje te diagnostikimit in vitro | 6703
10431 | Bilirubin Calibrator - 1E66-04 | Pegasus | 01.11.2021 | Abbott Laboratories Diagnostics Division Abbott Park, Illinois 60064 USA | Bilirubin Calibrator - 1E66-04 | In vitro | Kalibrator gjate analizave te bilirubines. | Pajisje te diagnostikimit in vitro | 6704
10432 | Detergent A - 1J72-20 | Pegasus | 01.11.2021 | Abbott Laboratories Diagnostics Division Abbott Park, Illinois 60064 USA | Detergent A - 1J72-20 | In vitro | Solucione mirembajtje | Pajisje te diagnostikimit in vitro | 6705
10433 | CELL-DYN Sapphire dhe CELL-DYN Ruby Systems DILUENT/SHEATH - 01H73-01 | Pegasus | 01.11.2021 | Abbott Laboratories Diagnostics Division Abbott Park, Illinois 60064 USA | CELL-DYN Sapphire dhe CELL-DYN Ruby Systems DILUENT/SHEATH - 01H73-01 | In vitro | Solucione mirembajtje | Pajisje te diagnostikimit in vitro | 6706
10434 | Architect CEA Reagent Kit - 7K68-27 (100 teste); Architect CEA Calibrators - 7K68-02;Architect CEA Controls - 7K68-12 | Pegasus | 01.11.2021 | Abbott Ireland Diagnostics Division Lisnamuck, Longford, Co. Longford, Ireland | Architect CEA Reagent Kit - 7K68-27 (100 teste); Architect CEA Calibrators - 7K68-02;Architect CEA Controls - 7K68-12 | In vitro | Per percaktimin sasior te antigjenit Carcinoembrionik ne serumin human dhe plazme. | Pajisje te diagnostikimit in vitro | 6707
10435 | Instruments with Suction and Irrigations | Mse | 01.11.2021 | evonos GmbH & Co. KG Stockacher Strasse 134 D-78532 Tuttlingen, Germany | Instruments with Suction and Irrigations (sipas listes se bashkengjitur) | lla | Instrumenta per perdorim kirurgjikal | Tjeter | 3431/3
10436 | DEVICE SARS-CoV-2 (Covid-19) qRT-PCR | Vivien Medical | 01.11.2021 | Eryiğit Endüstriyel Makina ve Tibbi Cihazlar Iml.Ith.Ihr.Inş.Tic. A.Ş. Ivedik Organize Sanayi Bölgesi Öz Anadolu Sitesi 1453 Sol No. 3, Ostim Ankara Turkey | DEVICE SARS-CoV-2 (Covid-19) qRT-PCR | In Vitro | Aparature mjekesore qe perdoret per kryerjen e analizave te tamponeve PCR | Pajisje elektomekanike | 6444/3
10437 | Reagents | Montal | 01.11.2021 | Beckman Coulter, Inc. 250 South Kraemer Blvd, Brea, CA 92821 USA | Reagents (sipas listes se bashkengjitur) | In Vitro | Reagent per te diagnostikuar ose monitoruar problemet ne gjak ose ne organet e tjera te trupit. | Pajisje te diagnostikimit in vitro | 6436/3
10438 | DxH 500 Series Control: B36872 | Montal | 01.11.2021 | Beckman Coulter Ireland Inc. Lismeehan O'Callaghan's Mills Co. Clare, Ireland | DxH 500 Series Control: B36872 | In vitro | Cell counter dhe reagentet perkates per analiza Hematologjike | Pajisje te diagnostikimit in vitro | 6432/3
10439 | Dental Instruments; Surgical Instruments | Eurodenta | 01.11.2021 | Shalatco (Pvt) Ltd 68A-69A. Tipu Road. Small Industries Estate, Sialkot, Pakistan | Dental Instruments; Surgical Instruments (sipas listes se bashkengjitur) | l | Instrumenta dentare | Pajisje dentare | 6671
10440 | PDS™ ll (Polydioxanone) Monofilament Suture, Dyed and Undyed | Evita | 01.11.2021 | Johnson&Johnson International, c/o European Logistic Center Leonardo Da Vincilaan 15 BE-1831 Diegem, Belgium | PDS™ ll (Polydioxanone) Monofilament Suture, Dyed and Undyed | III | Penj per qepje kirurgjikale. | Pajisje nje perdorimeshe | 6683
10441 | HALLSEPT spray for mouth and throat, solution 30ml | Ilma sh.p.k | 01.11.2021 | BIONIKA Pharmaceuticals Ltd. Str. Skupi No.57 1000 Skopje | HALLSEPT spray for mouth and throat, solution 30ml | I | Ndihmon ne zvogelimin dhe eleminimin e dhimbjes se fytit dhe gojes nepermjet efektit antiinflamator, antiseptik etj. | tjeter | 5604/3
10442 | Dental Medical Devices (sipas listes bashkengjitur) | EURODENTA shpk | 01.11.2021 | GC Europe N.V. Research Park, Interleuvenlaan 33, Leuven B-3001 Belgium | Dental Medical Devices (sipas listes bashkengjitur) | l | Silikon per berjen e urave, aksesore, maja per perzierje, materiale akrilike zbutese, xhel flourizues. | Pajisje dentare | 6672
10443 | Cell-Dyn Enzymatic Cleaner Concentrate: 99644-01 | PEGASUS shpk | 01.11.2021 | Abbott Laboratories Diagnostics Division, Abbott Park, IL 60064, USA | Cell-Dyn Enzymatic Cleaner Concentrate: 99644-01 | In Vitro | Solucion lares qe perdoret ne analizatorin Cell Dyn. | Pajisje te diagnostikimit in vitro | 6708
10444 | Multichem IA Plus - Assayed/tri-level : 05P76-10 | PEGASUS shpk | 01.11.2021 | Techno-path Manufacturing Ltd. Fort Henry Business Park, Ballina, Co. Tipperay, Ireland | Multichem IA Plus - Assayed/tri-level : 05P76-10 | In Vitro | Solucion i cili perdoret per te kontrolluar cilesine dhe m onitoruar saktesine e procedurave te testimeve laboratorike. | Pajisje te diagnostikimit in vitro | 6709
10445 | ARCHITECT Anti-TPO Reagent Kit: 2K47-25 (100 tests); ARCHITECT Anti-TPO Calibrators: 2K47-01; ARCHITECT Ant-TPO Controls: 2K47-10 | PEGASUS shpk | 01.11.2021 | Abbott Laboratories Diagnostics Division, Abbott Park, IL 60064, USA | ARCHITECT Anti-TPO Reagent Kit: 2K47-25 (100 tests); ARCHITECT Anti-TPO Calibrators: 2K47-01; ARCHITECT Ant-TPO Controls: 2K47-10 | In Vitro | Reagente, kalibratore dhe kontrolle per percaktimin sasior te antitrupave IgG te tiroid peroksidazes ne serum dhe plazem. | Pajisje te diagnostikimit in vitro | 6710
10446 | ARCHITECT Anti-Tg Reagent Kit: 2K46-20 (400 tests); ARCHITECT Anti-Tg Reagent Kit: 2K46-25 (100 tests); ARCHITECT Anti-Tg Calibrators: 2K46-01; ARCHITECT Anti-Tg Controls: 2K46-10 | PEGASUS shpk | 01.11.2021 | Abbott Laboratories Diagnostics Division, Abbott Park, IL 60064, USA | ARCHITECT Anti-Tg Reagent Kit: 2K46-20 (400 tests); ARCHITECT Anti-Tg Reagent Kit: 2K46-25 (100 tests); ARCHITECT Anti-Tg Calibrators: 2K46-01; ARCHITECT Anti-Tg Controls: 2K46-10 | In Vitro | Reagente, kalibratore dhe kontrolle per percaktimin sasior te antitrupave te imunoglobulines G ne serum dhe plazem. | Pajisje te diagnostikimit in vitro | 6711
10447 | ARCHITECT AFP Reagent Kit: 3P36-20 (100 tests); ARCHITECT AFP Reagent Kit: 3P36-25 (100 tests); ARCHITECT AFP Reagent Kit: 3P36-30 (2000 tests); ARCHITECT AFP Reagent Kit: 3P36-35 (500 tests); ARCHITECT AFP Calibrators: 3P36-01; ARCHITECT AFP Controls: 3P36-10 | PEGASUS shpk | 01.11.2021 | Abbott Ireland Diagnostics Division Finisklin Buisness Park, Sligo, Ireland | ARCHITECT AFP Reagent Kit: 3P36-20 (100 tests); ARCHITECT AFP Reagent Kit: 3P36-25 (100 tests); ARCHITECT AFP Reagent Kit: 3P36-30 (2000 tests); ARCHITECT AFP Reagent Kit: 3P36-35 (500 tests); ARCHITECT AFP Calibrators: 3P36-01; ARCHITECT AFP Controls: 3P36-10 | In Vitro | Reagente, kalibratore dhe kontrolle per percaktimin sasior dhe cilesor te alpha-ferroproteines serum dhe plazem per te ndihmuar ne menaxhimin e kancerit dhe ne lengun amniotik gjate javes 15-21 me qellim detektimin e defekteve ne tubin neural. | Pajisje te diagnostikimit in vitro | 6712
10448 | Acid Wash: 6K01-20 | PEGASUS shpk | 01.11.2021 | Abbott Laboratories Diagnostics Division, Abbott Park, IL 60064, USA | Acid Wash: 6K01-20 | In Vitro | Solucione per mirembajtje aparature. | Pajisje te diagnostikimit in vitro | 6713
10449 | ARCHITECT TSH Reagent Kit 7K62-25; ARCHITECT TSH Calibrators 7K62-01; ARCHITECT TSH Controls 7K60-10 | Pegasus sh.p.k | 01.11.2021 | Abbott Ireland Diagnostics Division Lisnamuck, Longford Co. Longford Ireland | ARCHITECT TSH Reagent Kit 7K62-25; ARCHITECT TSH Calibrators 7K62-01; ARCHITECT TSH Controls 7K60-10 | In Vitro | Reagente per gjetje sasiore te hormonit TSH ne serumin njerezor dhe plazen. | Pajisje te diagnostifikimit in vitro | 6692
10450 | ARCHITECT Total PSA Reagent Kit 7K70-25; ARCHITECT Total PSA Calibrators 7K70-01; ARCHITECT Total PSA Controls 7K70-10 | Pegasus sh.p.k | 01.11.2021 | Abbott Ireland Diagnostic Division, Finisklin Business Park, Sligo , Ireland | ARCHITECT Total PSA Reagent Kit 7K70-25; ARCHITECT Total PSA Calibrators 7K70-01; ARCHITECT Total PSA Controls 7K70-10 | In Vitro | Reagente per gjetje sasiore te antigenit prostatik specifik ne serumin njerezor dhe plazen. | Pajisje te diagnostifikimit in vitro | 6693
10451 | Rheumatoid Factor Calibrator 8G67-02 | Pegasus sh.p.k | 01.11.2021 | Abbott Laboratories Giagnostics Division Abbott Park, Illinois 60064 USA | Rheumatoid Factor Calibrator 8G67-02 | In Vitro | Kalibratore qe perdoren gjate testit per gjetjen e faktorit reumatoid. | Pajisje te diagnostifikimit in vitro | 6694
10452 | Multiconstituent Calibrator 1E65-05 | Pegasus sh.p.k | 01.11.2021 | Abbott Laboratories Giagnostics Division Abbott Park, Illinois 60064 USA | Multiconstituent Calibrator 1E65-05 | In Vitro | Kalibratore qe perdoren gjate analizave te albumines , kalciumit etj. | Pajisje te diagnostifikimit in vitro | 6695
10453 | Multichem S Plus Assayed 05P78-10; 05P78-11; 05P78-12; | Pegasus sh.p.k | 01.11.2021 | Techno-path Manufacturing Ltd. Fort Henry Business Park, Ballina, Co. Tipperary, Ireland | Multichem S Plus Assayed 05P78-10; 05P78-11; 05P78-12; | In Vitro | Eshte solucion I cili perdoret per te kontrolluar cilesine dhe per te monitoruar saktesine e procedurave te testimeve laboratorike. | Pajisje te diagnostifikimit in vitro | 6696
10454 | MENTOR becker Breast Implant Cohesive I and Cohesive II SILTEX Round BECKER 25 Expander/Breast Implant Cohesive I: 354-1500; 354-2000; 354-2500; 354-3000; 354-3500; 354-4000; 354-5000; 354-6000; 354-7000; 354-8000; SILTEX Contour Profile BECKER 35 Expander/Breast Implant Cohesive II: 324-0955; 324-1055; 324-1155; 324-1205; 324-1255; 324-1305; 324-1355; 324-1405; 324-1505; 324-1605; | Evita sh.p.k | 01.11.2021 | MENTOR MEDICAL SYSTEMS B.V. Zernikedreef 2 2333 CL Leiden THE NETHERLANDS | MENTOR becker Breast Implant Cohesive I and Cohesive II SILTEX Round BECKER 25 Expander/Breast Implant Cohesive I: 354-1500; 354-2000; 354-2500; 354-3000; 354-3500; 354-4000; 354-5000; 354-6000; 354-7000; 354-8000; SILTEX Contour Profile BECKER 35 Expander/Breast Implant Cohesive II: 324-0955; 324-1055; 324-1155; 324-1205; 324-1255; 324-1305; 324-1355; 324-1405; 324-1505; 324-1605; | III | Proteza gjiri mbushur me silikon xhel dhe solucion kripe. | pajisje te implantueshme jo aktive | 6371
10455 | everStick ORTHO; PERIO; POST | Eurodenta sh.p.k | 01.11.2021 | GC EUROPE N.V. Research Park Interleuvenlaan 33 B-3001 Leuven Belgium | everStick ORTHO; PERIO; POST (sipas listës bashkëngjitur) | Iia | Fibra perforcues per ura te vogla invazive. | Pajisje dentare | 01.11.2021
10456 | DxH 500 Series Diluent, B36845 | Montal sh.p.k | 01.11.2021 | Beckman Coulter Ireland Inc. Lismeehan O'Callaghab's Mills Co. Clare, Ireland | DxH 500 Series Diluent, B36845 | In Vitro | Tretes I mostrave qe analizohen dhe nje shperlares I moduleve te analizatorit gjate kalimit nga 1 analize ne tjetren. | Pajisje te diagnostifikimit in vitro | 6429
10457 | DxH 500 Series Calibrator, B36880 | Montal sh.p.k | 01.11.2021 | Beckman Coulter Ireland Inc. Lismeehan O'Callaghab's Mills Co. Clare, Ireland | DxH 500 Series Calibrator, B36880 | In Vitro | Kalibrator qe percakton faktoret e kalibrimit te CBC. | Pajisje te diagnostifikimit in vitro | 6433
10458 | Medical Device | Montal sh.p.k | 01.11.2021 | Fresenius Medical Care AG&Co. KGaA 61346 Bad Homburg GERMANY | Medical Device (sipas listës bashkëngjitur) | IIa Iib | Makina hemodialize, koncentrate dhe solucione, katetere dhe aksesore, desinfektant, filtra dhe age fistula venoze dhe arteriale. | Pajisje asistive per persona me aftesi te kufizuar | 6437
10459 | NC Treck OTW Coronary Dilatation Catheter (sipas listes bashkengjitur) | GP Medical AL sh.p.k | 01.11.2021 | ABBOTT VASCULAR, 3200 Lakeside Drive Santa Clara, California 95054, USA | NC Treck OTW Coronary Dilatation Catheter (sipas listes bashkengjitur) | III | Perdoren për te diagnostikuar dhe monitoruar difektetet te zemres dhe të arteries koronare. | Pajisje te implantueshme aktive | 6772
10460 | DxH 500 Series Lyse: B36846 | MONTAL shpk | 01.11.2021 | Beckman Coulter Inc. 250 South Kraemer Blvd., Brea, California, 92821, USA | DxH 500 Series Lyse: B36846 | In Vitro | Reagent kimik per percaktimin sasior te hemoglobines dhe numurimin e leukociteve. | Pajisje te diagnostikimit in vitro | 6430
10461 | DxH 500: B40601 | MONTAL shpk | 01.11.2021 | Beckman Coulter Inc. 250 South Kraemer Blvd., Brea, California, 92821, USA | DxH 500: B40601 | In Vitro | Analizator hematologjie. | Pajisje laboratori | 6434
10462 | Perclose Proglide Suture Medicated Closure System: 12673-05; 12673 | GP Medical AL sh.p.k | 01.11.2021 | ABBOTT VASCULAR, 3200 Lakeside Drive Santa Clara, California 95054, USA | Perclose ProGlide Suture Mediated Closure System: 12673-05; 12673 | Iib | Sistemi i mbylljes vaskulare i cili indikohet ne mbylljen perkutane të vendeve të aksesit të arterieve femorale të zakonshme | Pajisje te implantueshme aktive | 6773
10463 | Emboshield NAV6 Embolic Protection System: Small,2.5-4.8mm, 190 22442-19; Large, 4.0-7.0mm, 190cm 22443-19 | GP Medical AL sh.p.k | 01.11.2021 | ABBOTT VASCULAR, 3200 Lakeside Drive Santa Clara, California 95054, USA | Emboshield NAV6 Embolic Protection System: Small,2.5-4.8mm, 190 22442-19; Large, 4.0-7.0mm, 190cm 22443-19 | III | Filter per riparimin e stenozes ne arterien karotide. | Pajisje te implantueshme aktive | 6774
10464 | Test tubes for blood collection | O.E.S DISTRIMED shpk | 01.11.2021 | FL Medical SRL Torreglia (PD) Via Enrico Mattei, 20 | Test tubes for blood collection | In Vitro | Tuba testimi laboratorike per marrjen e gjakut. | Pajisje laboratori | 6741
10465 | ESR system | O.E.S DISTRIMED shpk | 01.11.2021 | FL Medical SRL Torreglia (PD) Via Enrico Mattei, 21 | ESR system | In Vitro | Sistem laboratorik ESR (taba dhe pipeta) per matjen e eritrosedimentit. | Pajisje laboratori | 6745
10466 | Electrosurgical Forceps and cable; Electrosurgical Pencil; Electrosurgical Pads; Electrosurgical Electrode; Electrosurgical generator & Accessories (sipas listes bashkengjitur) | 2A - PHARMA shpk | 02.11.2021 | Baisheng Medical Co., Ltd. No.11, Fusheng Road, Xinhui District, Jiangmen, Guangdong, China | Electrosurgical Forceps and cable; Electrosurgical Pencil; Electrosurgical Pads; Electrosurgical Electrode; Electrosurgical generator & Accessories (sipas listes bashkengjitur) | llb | Pajisje dhe aksesore elektrokirurgjik, laps elektrokirurgjik, elektroda te ndryshme elektrokirurgjike, kabllo per perdorim mjekesor. | Tjeter | 5558/3
10467 | Stainless Steel Suture | Evita sh.p.k | 01.11.2021 | ETHICON, INC. Route 22 West PO Box 151 Somerville, new jersey 08876-0151 USA | Stainless Steel Suture | Iib | Sutura me qepje kirurgjikale me perberje celik inox. | Pajisje nje perdorimeshe | 6691
10468 | Coated Vicryl™ Plus Antibacterial (Polyglactin 910) Sterile Synthetic Absorbable Suture | Evita | 01.11.2021 | Ethicon, LLC 475C Street Los Frailes Industrial Park Suite 401 Guaynabo Puerto Rico 00969 USA | Coated Vicryl™ Plus Antibacterial (Polyglactin 910) Sterile Synthetic Absorbable Suture | III | Penj per qepje kirurgjikale. | Pajisje nje perdorimeshe | 6682
10469 | Prolene™ Polypropylene (Monofilament) Sterile, Synthetic Non-absorbable Surgical Suture | Evita | 01.11.2021 | Ethicon, Inc Route 22 West PO Box 151 Somerville, New Jersey 08876-0151 USA | Prolene™ Polypropylene (Monofilament) Sterile, Synthetic Non-absorbable Surgical Suture | III | Penj per qepje kirurgjikale | Pajisje nje perdorimeshe | 6680
10470 | Prolene™ Polypropylene (Monofilament) Sterile, Synthetic Non-absorbable Surgical Suture | Evita | 01.11.2021 | Johnson&Johnson International, c/o European Logistic Center Leonardo Da Vincilaan 15 BE-1831 Diegem, Belgium | Prolene™ Polypropylene (Monofilament) Sterile, Synthetic Non-absorbable Surgical Suture | III | Penj per qepje kirurgjikale. | Pajisje nje perdorimeshe | 6681
10471 | Tips for pipettes | O.E.S Distrimed | 02.11.2021 | F.L Medical s.r.l. Unipersonale, Torreglia (PD) Via Enrico Mattei, 20 | Tips for pipettes | In Vitro | Maja per pipeta elektronike | Pajisje te diagnostikimit in vitro | 6740
10472 | Test tubes for biological liquids collection | O.E.S Distrimed | 02.11.2021 | F.L Medical s.r.l. Unipersonale, Torreglia (PD) Via Enrico Mattei, 21 | Test tubes for biological liquids collection | In Vitro | Tuba testimi laboratorik per marrjen e likideve biologjike | Pajisje te diagnostikimit in vitro | 6744
10473 | Dermoxen FLOREXIL VAGINAL DOUCHE | CFO Pharma sh.p.k | 01.11.2021 | EKUBERG Pharma S.r.l. Via Tito Schipa, 6-73020 Carpignano Salentino (LE) Italy | Dermoxen FLOREXIL VAGINAL DOUCHE EKDX028, 5 bottles of 100ml with cannulas | Iia | Antibakterial per mbrojtjen e lekures vaginale dhe mukozes. | Tjeter | 6649
10474 | Stainless Steel Suture | Evita sh.p.k | 01.11.2021 | Johnson & Johnson International c/o European Logistics Centre Leonardo Da Vincilaan 15 BE- 1831 Diegem Belgium | Stainless Steel Suture | Iib | Sutura me qepje kirurgjikale me perberje celik inox. | Tjeter | 6688
10475 | Stainless Steel Suture | Evita sh.p.k | 01.11.2021 | ETHICON LLC Highway 183 Km 8.3 San Lorenzo Puerto Rico, 00754, USA | Stainless Steel Suture | Iib | Sutura me qepje kirurgjikale me perberje celik inox. | Tjeter | 6689
10476 | Stainless Steel Suture | Evita sh.p.k | 01.11.2021 | ETHICON LLC 475C Street Los Frailes Industrial Park Suite 401 Guaynabo Puerto Rico, 00969, USA | Stainless Steel Suture | Iib | Sutura me qepje kirurgjikale me perberje celik inox. | Tjeter | 6690
10477 | MONOCRYL™ Poliglecarpone 25 (Monofilament) Sterile Synthetic Surgical Suture | Evita shpk | 01.11.2021 | Johnson & Johnson International c/o European Logistics Centre Leonardo Da Vincilaan 15 BE-1831 Diegem Belgium | MONOCRYL™ Poliglecarpone 25 (Monofilament) Sterile Synthetic Absorbable Surgical Suture | lll | Penj per qepje kirurgjikale te absorbueshem, monofilament me perberje poliglecarpon. | Pajisje nje perdorimeshe | 6684
10478 | MONOCRYL™ Poliglecarpone 25 (Monofilament) Sterile Synthetic Absorbable Surgical Suture | Evita shpk | 01.11.2021 | Ethicon, LLC 475 C Street Los Frailes Industrial Park Suite 401 Guaynabo Puerto Rico 00969 USA | MONOCRYL™ Poliglecarpone 25 (Monofilament) Sterile Synthetic Absorbable Surgical Suture | lll | Penj per qepje kirurgjikale te absorbueshem, monofilament me perberje poliglecarpon. | Pajisje nje perdorimeshe | 6685
10479 | Coated VICRYL™ Plus Antibacterial (Polyglactin 910) Sterile Synthetic Absorbable Suture | Evita shpk | 01.11.2021 | Johnson & Johnson International c/o European Logistics Centre Leonardo Da Vincilaan 15 BE-1831 Diegem Belgium | Coated VICRYL™ Plus Antibacterial (Polyglactin 910) Sterile Synthetic Absorbable Suture | lll | Penj per qepje kirurgjikale antibakterial me perberje Poliglatin te absorbueshem. | Pajisje nje perdorimeshe | 6686
10480 | PDS™ II (Polydioxanone) Sterile Synthetic, Absorbable Suture | Evita shpk | 01.11.2021 | ETHICON, INC. 1000 Route 202, Raritan, New Jersey 08869, USA | PDS™ II (Polydioxanone) Sterile Synthetic, Absorbable Suture | lll | Penj per qepje kirurgjikale me perberje polidiaksoni te absorbueshem. | Pajisje nje perdorimeshe | 6687
10481 | Reusable Endoscopic Electrodes with S/I Lumen | 2A Pharma | 02.11.2021 | Lagis Enterprise Co., Ltd. No. 29, Gong 1st Rd., Dajia Dist., Taichung City 437, Taiwan | Reusable Endoscopic Electrodes with S/I Lumen: LRSI-33J, LRSI-33L, LRSI-33N, LRSI-33S, LRSI-33P, LRSIV-33J, LRSIV-33L,LRSIV-33N and LRSIV-33S | llb | Instrumenta endoskopik me elektrod | Tjeter | 5554/3
10482 | Dental handpieces: Micromotors; Contra-angles; Turbines | Service Dental Albania | 02.11.2021 | Ivory S.r.l. Via Larga, 7 20122 Milano, Italy | Dental handpieces: Micromotors; Contra-angles;Turbines - M714C; M714L; SL211C; SL211L; SL211E; SL411C; SL411L; SL411E; SL421C; SL421L; SL116C; SL132C;SL164C; SL1128C; SL415C; SL415L; SL4201C; S502B; S504M; T501LB; T501LK; T501LN; T501LS | lla | Aksesore qe vendosen ne poltronat dentare | Pajisje dentare | 6752
10483 | IVDD Equipment and Reagents for cardiology | O.E.S Distrimed sh.p.k | 01.11.2021 | Medtronic, Inc. 710 Medtronic Parkway N.E. Minneapolis, MN 55432 USA | In vitro diagnostic devices (sipas listes bashkengjitur) | In Vitro | Pajisje dhe reagente laboratorike per diagnostikimin e parametrave te nevojshem ne kardiologji-hemodinamike. | Pajisje te diagnostifikimit in vitro | 6742
10484 | GIA Surgical Staplers and Single Use Loading Units | O.E.S Distrimed sh.p.k | 01.11.2021 | Covidien IIc 15 Hampshire Street Mansfield, MA 02048 USA | GIA Surgical Staplers and Single Use Loading Units (sipas listes bashkengjitur) | III | Staplera kirurgjikale dhe rimbushesit qe perdoren ne kirurgji te ndryshme. | Instrumenta shemeperdeorimesh; Pajisje nje perdorimeshe | 6746
10485 | Dornier Relax + Endo, K1043571 UDI-DI: 04049957005894 | 2A Pharma sh.p.k | 01.11.2021 | Dornier MedTech GmbH, Argelsrieder Feld 7, 82234 Webling, Deutschland | Dornier Relax + Endo, K1043571 UDI-DI: 04049957005894 | I | Eshte nje pajisje qe perdoret ne endurologji. | Tjeter | 6738
10486 | Disposable Skin Staplers: OBS-MR, OBS-MW, OBS-MH, OBS-FR, OBS-FW, OBS-FH | 2A Pharma | 02.11.2021 | Baisheng Medical Co., Ltd. No. 11, Fusheng Road, Xinhui District, Jiangmen, Guangdong, China | Disposable Skin Staplers: OBS-MR, OBS-MW, OBS-MH, OBS-FR, OBS-FW, OBS-FH | lla | Ngjites te lekures | Tjeter | 5555/3
10487 | Dornier Compact Sigma: Dornier Compact Sigma ROW 230v/50Hz -K0125662 ; Dornier Compact Sigma US 120V/60Hz - K1025660 ; Dornier Compact Sigma JAP 100V/50Hz - K1025661; Dornier Compact Sigma MEX 127V/60Hz - K106349; Dornier Compact Sigma 220V/60Hz - K1029396 | 2A Pharma | 02.11.2021 | Dornier MedTech GmbH Argelsrieder Feld 7 82234 Weßling, Germany | Dornier Compact Sigma: Dornier Compact Sigma ROW 230v/50Hz -K0125662 ; Dornier Compact Sigma US 120V/60Hz - K1025660 ; Dornier Compact Sigma JAP 100V/50Hz - K1025661; Dornier Compact Sigma MEX 127V/60Hz - K106349; Dornier Compact Sigma 220V/60Hz - K1029396 | llb | Eshte nje litotripter modular I gjitheanshem | Tjeter | 6736
10488 | HI - TORQUE Supra Core 35 Guide Wire: Hi- Torque Supra Core 35,145: 1002703;Hi- Torque Supra Core 35,190: 1002703-01;Hi- Torque Supra Core 35,300: 1002703-02 | GP Medical Al | 03.11.2021 | ABBOTT VASCULAR, 3200 Lakeside Drive Santa Clara, California 95054, USA | HI - TORQUE Supra Core 35 Guide Wire: Hi- Torque Supra Core 35,145: 1002703;Hi- Torque Supra Core 35,190: 1002703-01;Hi- Torque Supra Core 35,300: 1002703-02 | lll | Pajisje per te monitoruar dhe diagnostikuar difektet ne qarkullimin qendror te gjakut ne zemer | Pajisje të implantueshme jo aktive | 6777
10489 | HI-TORQUE Whisper ES Guide Wire with Hydrophilic Coating | GP Medical Al | 03.11.2021 | ABBOTT VASCULAR, 3200 Lakeside Drive Santa Clara, California 95054, USA | HI-TORQUE Whisper™ Extra Support Guide Wire with Hydrophilic Coating : 1011834H - (Device Length 190 cm, Tip Shape Straight, Radiopaque length 3 cm); 1011834HJ - (Device Length 190 cm, Tip Shape “J” Tip, Radiopaque length 3 cm); 1011835H - (Device Length 300 cm, Tip Shape Straight, Radiopaque length 3 cm); 1011835HJ - (Device Length 300 cm, Tip Shape “J” Tip, Radiopaque length 3 cm) | lll | Tel suportiv qe lehteson vendosjen e katetereve | Pajisje të implantueshme jo aktive | 6778
10490 | TREK and Mini TREK RX, TREK and Mini TREK OTW, Mini TREK II OTW, Coronary Dilatation Catheters | GP Medical Al | 03.11.2021 | ABBOTT VASCULAR, 3200 Lakeside Drive Santa Clara, California 95054, USA | TREK and Mini TREK RX, TREK and Mini TREK OTW, Mini TREK II OTW, Coronary Dilatation Catheters (sipas listes bashkengjitur) | lll | Pajisje qe perdoren per te diagnostikuar dhe monitoruar difektet e zemres dhe te arteries koronare | Pajisje të implantueshme jo aktive | 6779
10491 | HI-TORQUE WHISPER™ MS Guide Wire with Hydrophilic Coating (sipas listes bshkengjitur) | GP MEDICAL AL shpk | 03.11.2021 | Abbott Vascular 3200 Lakeside Drive, Santa Clara, California 95054, USA | HI-TORQUE WHISPER™ MS Guide Wire with Hydrophilic Coating (sipas listes bshkengjitur) | lll | Tel suportiv i cili lehteson vendosjen e katetereve. | Pajisje te implantueshme jo aktive | 6780
10492 | RX Herculink Elite Peripheral Stent System (sipas listes bashkengjitur) | GP MEDICAL AL shpk | 03.11.2021 | Abbott Vascular 3200 Lakeside Drive, Santa Clara, California 95054, USA | RX Herculink Elite Peripheral Stent System (sipas listes bashkengjitur) | llb | Stent e shumfishte periferike per arterien, permireson diametrin luminal. | Pajisje te implantueshme jo aktive | 6781
10493 | Medical Devices (sipas listes bashkengjitur) | MONTAL shpk | 03.11.2021 | Karl Storz SE & Co. KG Dr.-Karl-Storz-strasse 34, 78532 Tuttlingen, Germany | Medical Devices (sipas listes bashkengjitur) | llb | Instrumetna mjekesore dhe kirurgjikale aktive dhe jo aktive, sonfa ultrasonike, implante. | Instrumenta shumeperdorimesh | 6770
10494 | DxH 500 Series Cleaner | Montal sh.p.k | 03.11.2021 | Beckman Coulter Inc. 250 South Kraemer Blvd., Brea, California, 92821, USA | DxH 500 Series Cleaner: B36868 | In Vitro | Eshte nje reagent shtese qe siguron pastrimin e sistemit, kontrollin e cilesise dhe kalibrimit | Pajisje te diagnostikimitin vitro | 6431/3
10495 | Reagent in vitro | Montal sh.p.k | 03.11.2021 | Beckman Coulter Inc. 250 South Kraemer Blvd., Brea, California, 92821, USA | Na Electrode A&T (1 ea.) - MU919400; K Electrode A&T (1 ea.) - MU919500; CL Electrode A&T (1 ea.) - MU919600; REF Electrode A&T (1 ea.) - MU919700 | In Vitro | Jane sensore te joneve elektrokimike qe kovertojne aktivitetin e nje joni te caktuar ne nje potencial elektrik si nje sinjal i matshem | Pajisje te diagnostikimitin vitro | 6435/3
10496 | Suction accessories | Eurodenta sh.p.k | 03.11.2021 | EURONDA S.P.A Via dell'Artigianato, 7 36030 Montecchio Precalcino (Vicenza) Italy | Suction accessories: Saliva Ejector - MEDIBASE (Pompes a saliva flexibles avec embouts detachables) | IIa | Kanjula aspiratore | Pajisje dentare | 6291/3
10497 | MiniUNIKO C.L;MiniUNICO C (EZEEPLANT/EXCALIBUR);MiniUNICO F (GX-ONE);MiniUNICO PZ;MiniUNICO PZL;UNIKO PZ (MAXIPIEZO DUO) | Amber Dental sh.p.k | 03.11.2021 | Mariotti & C. S.r.l. Via Seganti, 73 47121 Forli, FC - Italy | MiniUNIKO C.L;MiniUNICO C (EZEEPLANT/EXCALIBUR);MiniUNICO F (GX-ONE);MiniUNICO PZ;MiniUNICO PZL;UNIKO PZ (MAXIPIEZO DUO) | lla | Mikromotorr elektrike implantesh dhe kirurgjie | Pajisje dentare | 6826
10498 | Xpert Pro Peripheral Self – Expanding Stent System | GP Medical Al | 03.11.2021 | ABBOTT VASCULAR, 3200 Lakeside Drive Santa Clara, California 95054, USA | Xpert Pro Peripheral Self – Expanding Stent System(sipas listes bashkengjitur) | llb | Stent e shumefisht periferike per arterien, permireson diametrin luminal | Pajisje të implantueshme jo aktive
10499 | Pajisje laboratorike | Labor Dr.Limbach Heidelberg Germany shpk | 03.11.2021 | DiaSorin S.p.A. Via Crescentino, snc 13040 Saluggia (VC) Italy | LIAISON® MDX- MOL1011; Laptop with LIAISON® MDX Studio Software- MOL1200-L; Accessory Box- MOL1100 | In Vitro | aAparature laboratorike e cila perdoret per kryerjen e analizve me metoden Rt-Pcr | Pajisje laboratori | 6675
10500 | VICRYL™(Polyglactin 910) Sterile Synthetic Absorbable Surgical Suture | Evita sh.p.k | 03.11.2021 | Ethicon Inc. 1000 Route 202, Ranitan, New Jersey 08869, USA | VICRYL™(Polyglactin 910) Sterile Synthetic Absorbable Surgical Suture | III | Penj per qepje kirurgjikale me perberje polyglactine 910, te absorbueshme | Pajisje nje perdorimeshe | 6676
10501 | VICRYL™(Polyglactin 910) Sterile Synthetic Absorbable Surgical Suture | Evita sh.p.k | 03.11.2021 | Johnson & Johnson International c/o European Logistics Centre Leonardo Da Vincilaan 15 BE- 1831 Diegem Belgium | VICRYL™(Polyglactin 910) Sterile Synthetic Absorbable Surgical Suture | III | Penj per qepje kirurgjikale me perberje polyglactine 910, te absorbueshme | Pajisje nje perdorimeshe | 6677
10502 | PROLENE™ Polypropylene (Monofilament) Sterile, Synthetic Non-Absorbable Surgical Suture | Evita sh.p.k | 03.11.2021 | Ethicon, LLC. Highway 183 Km 8.3, San Lorenzo, Puerto Rico 00754, USA | PROLENE™ Polypropylene (Monofilament) Sterile, Synthetic Non-Absorbable Surgical Suture | III | Penj per qepje kirurgjikale me perberje polyglactine 910, te pa absorbueshme | Pajisje nje perdorimeshe | 6678
10503 | Supera Peripheral Stent System (sipas listes bashkengjitur) | GP MEDICAL AL shpk | 03.11.2021 | Abbott Vascular 3200 Lakeside Drive, Santa Clara, California 95054, USA | Supera Peripheral Stent System (sipas listes bashkengjitur) | llb | Stent e shumfishte periferike per arterien, permireson diametrin luminal. | Pajisje te implantueshme jo aktive | 6828
10504 | Guna Collagen Medical Devices - solution for injection (sipas listes bashkengjitur) | SIDI Group shpk | 03.11.2021 | Guna S.p.a. Via Palmanova 71 - 20132 Milano, Italy | Guna Collagen Medical Devices - solution for injection (sipas listes bashkengjitur) | lll | Trajtime injeksioni me kolagjen per semundje osteo-arthro-myo-fasciale. | Pajisje terapie komplementare | 6829
10505 | SARS-CoV-2 Antigen Rapid Test Kit | Diamant Plus shpk | 03.11.2021 | Triplex International Biosciences (China) Co., Ltd. Unit 101, 201 and 301, No.2041, Unit 101, 201 and 501, No.2045, Xiazhou Road, Tongan District, 361100 Xiamen, P.R.China | SARS-CoV-2 Antigen Rapid Test Kit | In Vitro | Test i shpejte me metoden e antigjenit per detektimin e Covid-19. | Pajisje te diagnostikimit in vitro | 6830
10506 | RX VIATRAC 14 PLUS, Coronary Dilatation Catheter | GP Medical Al | 04.11.2021 | ABBOTT VASCULAR, 3200 Lakeside Drive Santa Clara, California 95054, USA | RX VIATRAC 14 PLUS, Coronary Dilatation Catheter (sipas listes bashkengjitur) | lla | Perdoren për te diagnostikuar dhe monitoruar difektetet të arteries koronare periferike | Pajisje të implantueshme jo aktive
10507 | ARCHITECT LH Reagent Kit | Pegasus sh.p.k | 03.11.2021 | Abbott Ireland Diagnostics Division, Lisnamuck, Longford, Co. Longford, Ireland | ARCHITECT LH Reagent Kit 2P40-25; ARCHITECT LH Calibrators 2P40-01 | In Vitro | Jane reagente qe perdoren per gjetjen sasiore te hormonit luteinizues ne seruimin dhe plazmen njerezore | Pajisje te diagnostikimi in vitro
10508 | ARCHITECT Free T4 | Pegasus sh.p.k | 03.11.2021 | Abbott Ireland Diagnostics Division, Lisnamuck, Longford, Co. Longford, Ireland | ARCHITECT Free T4 Reagent Kit - 7K65-29; ARCHITECT Free T4 Calibrators 7K65-02; ARCHITECT Free T4 Controls 7K65-10 | In Vitro | Jane reagente qe perdoren per gjetjen sasiore te tiroksines se lire ne seruimin dhe plazmen njerezore | Pajisje te diagnostikimi in vitro
10509 | ARCHITECT Free T3 Reagent Kit | Pegasus sh.p.k | 03.11.2021 | Abbott Ireland Diagnostics Division, Lisnamuck, Longford, Co. Longford, Ireland | ARCHITECT Free T3 Reagent Kit 7K63-20; 7K63-25; 7K63-30; 7K63-35. ARCHITECT Free T3 Calibrators 7K63-01; ARCHITECT Free T3 Controls 7K63-10 | In Vitro | Jane reagente qe perdoren per gjetjen sasiore te trijodtironines se lire ne seruimin dhe plazmen njerezore | Pajisje te diagnostikimi in vitro
10510 | ARCHITECT FSH Reagent Kit | Pegasus sh.p.k | 03.11.2021 | Abbott Ireland Diagnostics Division, Lisnamuck, Longford, Co. Longford, Ireland | ARCHITECT FSH Reagent Kit 7K75-25; ARCHITECT FSH Reagent Kit Calibrators 7K75-01; ARCHITECT FSH Reagent Kit Controls 7K75-10 | In Vitro | Eshte nje imunoanalize mikrogrimcash kemiluminishente e perdorur per percaktimin sasior te hormonit folikostimulues ne serumin humand he ne plazme | Pajisje te diagnostikimi in vitro
10511 | ARCHITECT Free PSA | Pegasus sh.p.k | 03.11.2021 | Abbott Ireland Diagnostics Division, Finisklin Business Park, Sligo, Ireland | ARCHITECT Free PSA Reagent Kit 7K71-25; ARCHITECT Free PSA Calibrators 7K71-01; ARCHITECT Free PSA Controls 7K71-10 | In Vitro | Jane kite reagentesh qe perdoren per percaktimin sasior te antigenit specifik te prostates ne serum dhe plazem | Pajisje te diagnostikimi in vitro
10512 | ARCHITECT Ferritin | Pegasus sh.p.k | 03.11.2021 | Abbott Ireland Diagnostics Division, Lisnamuck, Longford, Co. Longford, Ireland | ARCHITECT Ferritin Reagent Kit 7K59-25; ARCHITECT Ferritin Calibrators 7K95-01; ARCHITECT Ferritin Controls 7K59-10 | In Vitro | Jane kite reagentesh qe perdoren per percaktimin sasior te feritines ne serum dhe plazem | Pajisje te diagnostikimi in vitro
10513 | Medical Device | Montal sh.p.k | 04.11.2021 | Karl Storz SE & Co. KG Dr.-Karl-Storz-Strabe 34 78532 Tuttlingen Germany | Medical Device (sipas listes bashkengjitur) | Iia | Instrumenta mjekesore dhe kirurgjikale, endoskope fleksibel dhe te ngurte per diagnostifikim ne terapi, kamera dhe pajisje ndihmese per procedura imazherie. | Instrumenta shumëpërdorimësh; Instrumenta njeperdorimesh
10514 | VOCO Retraction Paste | Eurodenta | 04.11.2021 | VOCO GmbH Anton-Flettner-Straße 1-3 27472 Cuxhaven, Germany | VOCO Retraction Paste: Caps 25 x 0.3g - 1012;Caps 100 x 0.3g - 1013 | lla | Formulim ne forme paste per mbrojtje te perkohshme te gingives | Pajisje dentare
10515 | Impression Copyng Transfer and Screw; Analog | ALBADENT plus shpk | 04.11.2021 | BioSAF IN srl Via Tiraboschi, 36/G 60131 Ancona (AN) | Impression Copyng Transfer and Screw - UDI-DI 805151180GLWCL00IRG050PX3; Analog - UDI-DI 805151180GLWCL00IRG010PWF (sipas listes bashkengjitur) | l | Aksesore per implante | Pajisje dentare
10516 | Torque Type Line Sterile Dental Implants; Kappa Line Sterile Dental Implants; Componentistica Protesica; Instruments | Albadent Plus sh.p.k | 05.11.2021 | BioSAF IN srl Via Tiraboschi, 36/G 60131 Ancona | Torque Type Line Sterile Dental Implants; Kappa Line Sterile Dental Implants; Componentistica Protesica; Instruments (sipas listes bashkengjitur) | IIa; IIb | Implante qe perdoren per zevendesim te dhembeve qe mungojne. | Pajisje dentare
10517 | PROLENE™ Polypropylene (Monofilament) Sterile, Synthetic Non-Absorbable Surgical Suture | Evita sh.p.k | 04.11.2021 | Ethicon, LLC. 475C Street Los Frailes Industrial Park, Suite 401, Guaynabo, Puerto Rico 00969, USA | PROLENE™ Polypropylene (Monofilament) Sterile, Synthetic Non-Absorbable Surgical Suture | III | Penj per qepje kirurgjikale me perberje polyglactine 910, te paabsorbueshme | Pajisje nje perdorimeshe
10518 | Brucella Rose bagnal; VDRL; Antibiotic discs; Immersion oil; ZN stain Pack; Gram Stain Pack; Febrile Antigens | 2 AE sh.p.k | 04.11.2021 | Atlas Medical Ludwing-Erhard-Ring 3 Blankenfelde-Mahlow, Germany | Brucella Rose bagnal; VDRL; Antibiotic discs; Immersion oil; ZN stain Pack; Gram Stain Pack; Febrile Antigens (sipas listes bashkengjitur) | In Vitro | Pajisje in vitro qe perdoren ne fushen e imunohematologjise, mikrobiologjise, biokimise, etj. | Pajisje te diagnostifikimit in vitro
10519 | Sofsilk Wax Coated braided Silk, Sofsilk Silicone Coated Braided Silk | O.E.S Distrimed sh.p.k | 05.11.2021 | Covidien IIc 15 Hampshire Street Mansfield, MA 02048 USA | Sofsilk Wax Coated braided Silk, Sofsilk Silicone Coated Braided Silk | III | Sutura kirurgjikale mendafshi te pa absorbueshme. | Pajisje njeperdorimeshe
10520 | Electrosurgical Generators | O.E.S Distrimed sh.p.k | 04.11.2021 | Covidien LLC, 15 Hampshire Street Mansfield, Massachusetts 02048 USA | Electrosurgical Generators (sipas listës bashkëngjitur) | IIb | Instrumenta elektrokirurgjikale | Instrumenta shumeperdorimeshe
10521 | Nonabsorbable Fixation Device | O.E.S Distrimed sh.p.k | 04.11.2021 | Covidien LLC, 15 Hampshire Street Mansfield, Massachusetts 02048 USA | Nonabsorbable Fixation Device: Surgical Staple and Clip products - ProTack™ Auto Suture™ Single Use Fixation Device with 30 Helical Fastebers(5mm) 174006; Tacker™ Auto Suture™ Multi Use handle OMS-TTH; Tacker™ Auto Suture™ Delivery Device(5mm) OMS-TTS; Tacker™ Auto Suture™ Fixation Device (Single Use Fixation Device with 20 Helical Fasteners) OMS-TTSD; Tacker™ Auto Suture™ Fixation Device (Single Use Fixation Device with 30 Helical Fasteners) OMS-TTSD30; Stat Tack™ Auto Suture™ Fixation Device OMS-TTSS | IIb | Pajisje mjekesore dhe klipe per kapjen/fiksimin e meshave kirurgjikale, perdorim ne kirurgji te pergjithshme | Pajisje nje perdorimeshe
10522 | HI-TORQUE PILOT Guide Wire with Hydrophilic Coating | GP Medical Al sh.p.k | 05.11.2021 | Abbott Vascular, 3200 Lakeside Drive, Santa Clara, California 95054, USA | HI-TORQUE PILOT Guide Wire with Hydrophilic Coating (sipas listës bashkëngjitur) | III | Pajisje per te monitoruar dhe diagnostikuar difektet ne qarkullimin qendror te gjakut te zemres | Pajisje te implantueshme jo aktive
10523 | HI-TORQUE WHISPER™LS Guide Wire with Hydrophilic Coating | GP Medical Al sh.p.k | 05.11.2021 | Abbott Vascular, 3200 Lakeside Drive, Santa Clara, California 95054, USA | HI-TORQUE WHISPER™ LS Guide Wire with Hydrophilic Coating (sipas listës bashkëngjitur) | III | Tel suportiv i cili lehteson vendosjen e kateterve | Pajisje te implantueshme jo aktive
10524 | Endotoxin Filter; Huber Needles/ Huber Needle Set; Intravenous Catheters; Stopcocks; Biohole Kit; Hemodialysis Catheter; | Evita sh.p.k | 08.11.2021 | Nipro Corporation 3-9-3, Honjo-Nishi,Kita-ku, Osaka 531-8510, Japan | Endotoxin Filter; Huber Needles/ Huber Needle Set; Intravenous Catheters; Stopcocks; Biohole Kit; Hemodialysis Catheter;(sipas listes bashkengjitur) | Iia | Age, kateter, filtra qe perdoren ne terapine e hemodializes,, endotoksine filter qe mbron makinen e dializes nga andotoksinat. Gjilper | Tjeter
10525 | Aksesor per implant | Albadent Plus sh.p.k | 05.11.2021 | BioSAF IN srl, Via Tiraboschi, 36/G, 60131 Ancona (AN) Italia | Direction indicator : DPI-PI | I | Aksesor per implant te cilat perdoren gjate [rocedures kirurgjikale per vendosjen e implantit | Pajisje dentare
10526 | Bipolar & Monopolar Forceps, Non Stick Bipolar Forceps, Electrosurgical Electrodes | Montal | 08.11.2021 | Tecno Instruments PVT.Ltd.316-C Small Industrial Estate Sialkot-51340-Pakistan | Bipolar & Monopolar Forceps, Non Stick Bipolar Forceps, Electrosurgical Electrodes (sipas listes bashkengjitur) | llb | Pinceta dhe elektroda qe perdoren ne elektrokirurgji sterile dhe jo sterile | Instrumenta shumeperdorimesh; Pajisje nje perdorimeshe
10527 | SMART Trolley | Montal | 08.11.2021 | BIEFFE ITALIA s.r.l. Viale Lincoln, 178-81100 Caserta, Italy | SMART Trolley (UDI-DI: 8053736713MARTHV): SMART2; SMART3; SMART4; SMART5 | l | Karroce multifunksionale me rafte per mbajtjen e instrumenteve dhe pajisjeve mjekesore | Instrumenta shumeperdorimesh
10528 | SIGMA F.O. LED OPHTHALMOSCOPE 2.5V | Montal | 08.11.2021 | GIMA S.p.A Via Marconi, 1 20060 Gessate (MI), Italy | SIGMA F.O. LED OPHTHALMOSCOPE 2.5V - 31529 (UDI-DI: 8023279Z121201140000000Q9) | l | Instrument diagnostikues xhepi per perdorim profesional ne otolaringologji dhe oftalmoskopi | Instrumenta shumeperdorimesh
10529 | Surgipro™ and surgipro™ II Monofilament Polypropylene | O.E.S Distrimed sh.p.k. | 08.11.2021 | Covidien LLC, 15 Hampshire Street Mansfield, Massachusetts 02048 USA | Surgipro™ and surgipro™ II Monofilament Polypropylene (sipas specifikimeve bashkëngjitur) | III | Sutura kirurgjikale te absorbueshme per kirurgji te pergjithhme | Pajisje nje perdorimeshe
10530 | Ticron™ Coated Braided Polyester, Surgidac™ Coated and Uncoated Braided Polyester | O.E.S Distrimed sh.p.k. | 08.11.2021 | Covidien LLC, 15 Hampshire Street Mansfield, Massachusetts 02048 USA | Ticron™ Coated Braided Polyester, Surgidac™ Coated and Uncoated Braided Polyester (sipas specifikimeve bashkëngjitur) | III | Sutura kirurgjikale te pa absorbueshme per kirurgji te pergjithhme | Pajisje nje perdorimeshe
10531 | Polysorb™ braided Absorbable Suture | O.E.S Distrimed sh.p.k. | 08.11.2021 | Covidien LLC, 15 Hampshire Street Mansfield, Massachusetts 02048 USA | Polysorb™ braided Absorbable Suture (sipas specifikimeve bashkëngjitur) | III | Sutura kirurgjikale te absorbueshme per kirurgji te pergjithhme | Pajisje nje perdorimeshe
10532 | Rubber-Dam (UDI-DI: 590755302KOFERDAM3W): Rubber-Dam Green,Rubber-Dam Blue,Rubber-Dam Black | Eurodenta | 08.11.2021 | Przedsiebiorstwo Produkcyjno-Handlowe CERKAMED Wojciech Pawlowski ul. Kwiatkowskiego 1, 37-450 Stalowa Wola, POLONI | Rubber-Dam (UDI-DI: 590755302KOFERDAM3W): Rubber-Dam Green,Rubber-Dam Blue,Rubber-Dam Black | l | Material per mbrojtjen e gingivave nga trajtimet dentare | Pajisje dentare
10533 | BTR PEN(Broken Tool Remover Pen) | Eurodenta | 08.11.2021 | Przedsiebiorstwo Produkcyjno-Handlowe CERKAMED Wojciech Pawlowski ul. Kwiatkowskiego 1, 37-450 Stalowa Wola, POLONI | BTR PEN (Broken Tool Remover Pen) (UDI-DI: 590755302BTRPENJN) | l | Instrument dentar per heqjen e I instrumentave te thyer nga kanalet | Pajisje dentare
10534 | HI-TORQUE BALANCE MIDDLEWEIGHT UNIVERSAL II™ Guide Wire: 1009664, 1009665, 1009666, 1009667, 10096664J, 1009665J, 1009666J, 1009667J | GP MEDICAL AL shpk | 08.11.2021 | Abbott Vascular 3200 Lakeside Drive, Santa Clara, California 95054, USA | HI-TORQUE BALANCE MIDDLEWEIGHT UNIVERSAL II™ Guide Wire: 1009664, 1009665, 1009666, 1009667, 10096664J, 1009665J, 1009666J, 1009667J | lll | Tel suportiv i cili lehteson vendosjen e katetereve. | Pajisje te implantueshme jo aktive
10535 | Fiber-Bond; Fiber-Splint ML Mini Starter Kit; Fiber-Splint; F-Splint-Aid (sipas listes bashkengjitur) | EURODENTA shpk | 08.11.2021 | Polydentia Sa Via Cantonale, 47 6805 Mezzovico-Vira Switzerland | Fiber-Bond; Fiber-Splint ML Mini Starter Kit; Fiber-Splint; F-Splint-Aid (sipas listes bashkengjitur) | lla | Bond per ngjitjen e braketave. | Pajisje dentare
10536 | Stationary Digital Radiographic System: DuraDiagnost (712203) (UDI-DI: 0884838BM299TH) | Health & Light shpk | 08.11.2021 | Philips Healthcare (Suzhou) Co., Ltd. No.258,zhongyuan Road Suyhou Industrial Park 215024 Suyhou,Jiangsu Province People's Republic of China | Stationary Digital Radiographic System: DuraDiagnost (712203) (UDI-DI: 0884838BM299TH) | llb | Aparat stacionar me rreze x per diagnostikime imazherike. | Pajisje diagnostikuese dhe terapeutike me rrezatim
10537 | Nitrile examination gloves, powder free | Florifarma sh.p.k | 08.11.2021 | TOP GLOVE SDN. BHD. Lot 4969, Jalan Teratai, Batu 6, Off Jalan Meru, 41050 Klang, Selangor D.E., Malaysia | Masterguard- Nitrile ExaminationGloves, Powder Free: XS, S, M, L, XL | I | Doreza ekzaminimi nje perdorimeshe pa puder prej nitrili | Pajisje nje perdorimeshe; pajisje laboratori
10538 | Dental materials | Eurodenta sh.p.k | 08.11.2021 | Premium Plus International Limited, Flat 1001, Yuen Long Trading Centre, No.33, Wang Yip Street West, Yuen Long, Hong Kong | Dental Prophy Angles; Dental Prophy Brushes; Dental Prophy Cups; Dental Saliva Ejector; Dental Suction Tips; Dental Syringe Tips | Iia | Maja per aspirator, kanjula aspirimi, maja shiringe, goma dhe furca per profilaksi | Pajisje dentare
10539 | Hi-Torque Balanca Middleweight Universal | GP Medical Al sh.p.k | 08.11.2021 | Abbott Vascular, 3200 Lakeside Drive, Santa Clara, California 95054, USA | Hi-Torque Balanca Middleweight Universal ™ Guide Wire with Hydrophylic Coating: 1009659; 1009660; 1009661; 1009659J; 1009660J; 1009661J; | III | Tel suportiv i cili lehteson vendosjen e kateterit | pajisje te implantueshme jo aktive
10540 | Liquid and dry concentrates for haemodialysis | Evita sh.p.k | 08.11.2021 | Nipro Renal Solutions Spain, S.L.U. Pol. Ind. Tumsa-Nave nr.31, E-25230 Mollerussa Lleida Spain | Liquid and dry concentrates for haemodialysis (sipas listes bashkengjitur) | Iib | Koncentrate qe perdoren ne hemodialize. | Tjeter
10541 | Rubber-Dam Liquid: 1ml, 2ml, Mega Pack (4 x 1.2ml) SRN: PL-MF-000003211 (UDI-DI: 590755302KOFERDAMLIQ4F) | EURODENTA shpk | 09.11.2021 | Przedsiębiorstwo Produkcyjno-Handlowe CERKAMED Wojciech Pawłowski ul. Kwiatkowskiego 1, 37-450 Stalowa Wola, POLAND | Rubber-Dam Liquid: 1ml, 2ml, Mega Pack (4 x 1.2ml) SRN: PL-MF-000003211 (UDI-DI: 590755302KOFERDAMLIQ4F) | l | Mbrojtes gingivash gjate trajtimeve dentare. | Pajisje dentare
10542 | MTA + Applicator: 0.8mm, 1.2mm SRN: PL-MF-000003211 (UDI-DI: 590755302MTAAPLIKATOR7J) | EURODENTA shpk | 09.11.2021 | Przedsiębiorstwo Produkcyjno-Handlowe CERKAMED Wojciech Pawłowski ul. Kwiatkowskiego 1, 37-450 Stalowa Wola, POLAND | MTA + Applicator: 0.8mm, 1.2mm SRN: PL-MF-000003211 (UDI-DI: 590755302MTAAPLIKATOR7J) | l | Mjete per aplikim mase. | Pajisje dentare
10543 | Laparoscope - WAIR100A, Telescope "IR", 10mm, 0°: W718801 | MSE shpk | 09.11.2021 | Olympus Surgical Technologies Europe Olympus Winter & Ibe GmbH Kuehnstr. 61 / 22045 Hamburg / Germany | Laparoscope - WAIR100A, Telescope "IR", 10mm, 0°: W718801 | lla | Paisje fototerapie per trajtimin e neonateve. | Pajisje diagnostikuese dhe terapeutike me rrezatim
10544 | HME HumidStar; HME HumidStar Trach; Filter CareStar; Filter SafeStar; Filter/HME TwinStar (sipas listes bashkengjitur) | MSE shpk | 09.11.2021 | Drägerwerk AG&Co. KGaA Moislinger Allee 53-55 23542 Lübeck Germany | HME HumidStar; HME HumidStar Trach; Filter CareStar; Filter SafeStar; Filter/HME TwinStar (sipas listes bashkengjitur) | lla | Filtra qe lidhen me qarkun e respiratoreve te anestezise. | Pajisje anestezie dhe respiratore
10545 | ALDUK IV; Automatic Oxygen Switch (AOS) (sipas listes bashkengjitur) | MSE shpk | 09.11.2021 | Drägerwerk AG&Co. KGaA Moislinger Allee 53-55 23542 Lübeck Germany | ALDUK IV; Automatic Oxygen Switch (AOS) (sipas listes bashkengjitur) | lla, llb | Reduktues presioni te oxigjenit, ndryshues automatik te oksigjenit ne makinat e anestezise. | Pajisje anestezie dhe respiratore
10546 | Torch Wrench; Manual Screwdriver; Manual Mounter; Manual Adapter; Guided surgery sleeve; Spherical Marker; Tray; Cuter Bar; Abutment Retrival Tools (sipas listes bashkengjitur) | Albadent Plus shpk | 09.11.2021 | BioSAF IN srl Via Tiraboschi, 36/G, 60131 Ancona (AN) - Italy | Torch Wrench; Manual Screwdriver; Manual Mounter; Manual Adapter; Guided surgery sleeve; Spherical Marker; Tray; Cuter Bar; Abutment Retrival Tools (sipas listes bashkengjitur) | l | Aksesore per implante te cilet zevendesojne dhembet qe mungojne. | Pajisje dentare
10547 | Alcon Non-Absorbable Sutures | Pegasus sh.p.k | 09.11.2021 | Alcon Laboratories, Inc. 6201, South Freeway, Fort Worth, TX 76134-2099, USA | Alcon Non-Absorbable Surgical Sutures: SUTURE CU-1 10-0 BLACK NYLONMONOFIL 12I - 806519001 | IIb | Sutura kirurgjikale te cilat indikohen per perdorim ne afrimin eindeve te buta dhe/ose lidhjen ne procedurat oftalmike | Tjeter
10548 | Cannulas and Cystitomes | Pegasus sh.p.k | 09.11.2021 | Alcon Laboratories, Inc. 6201, South Freeway, Fort Worth, TX 76134-2099, USA | Cannulas and Cystitomes - Hydrodissection Cannulas: S/U HYDROSIDDECTION CUNNALUA 27GA., 8mm | IIa | Instrumenta manual oftalmik n e perdorim te kirurgve per kryerjen e detyrave te ndryshme gjate procedurave kirurgjikale oftalmike | Pajisje oftalmike dhe optike
10549 | Sterile UV-Absorbing Acrylic Foldable Multipiece Posterior Chamber Lenses | Pegasus sh.p.k | 09.11.2021 | Alcon Laboratories, Inc. 6201, South Freeway, Fort Worth, TX 76134-2099, USA | Sterile UV-Absorbing Acrylic Foldable Multipiece Posterior Chamber Lenses: MA60MA(BUDI-DI 038065GMN000060GV) | IIb | Indikohen per zevendesimin e lenteve per te realizuar korrektimin vizual te aphakise ne pacientet adulte | Pajisje oftalmike dhe optike
10550 | Sterile Non - Absorbable Suture In atraumatic needle(s) and without needle: DACLON NYLON: F-E-09-C-09; SUPRAMID: F-E-09-C-05; SILK: F-E-09-C-08; POLYPROPYLENE: F-E-09-C-05; POLYESTER: F-E-09-C-07; STEEL: F-E-09-C-10; Sterile Surgical Polypropylene Meshes: SURGICAL MESHES: F-E-09-C-ZM | Fedos | 09.11.2021 | SMI AG - Steinerberg 8 - 4780 St. Vith - Belgium | Sterile Non - Absorbable Suture In atraumatic needle(s) and without needle: DACLON NYLON: F-E-09-C-09; SUPRAMID: F-E-09-C-05; SILK: F-E-09-C-08; POLYPROPYLENE: F-E-09-C-05; POLYESTER: F-E-09-C-07; STEEL: F-E-09-C-10; Sterile Surgical Polypropylene Meshes: SURGICAL MESHES: F-E-09-C-ZM | llb | Rrjete Sterile dhe penj Jo te absorbueshem per qepje | Pajisje një përdorimëshe
10551 | Sterile Synthetic Absorbable Suture In atraumatic needle(s) and without needle: SURGICRYL 910: F-E-09-C-15; SURGICRYL PGA: F-E-09-C-11; SURGICRYL RAPID: F-E-09-C-14; SURGICRYL MONOFILAMENT: F-E-09-C-13;SURGICRYL MONOFAST: F-E-09-C-16 | Fedos | 09.11.2021 | SMI AG - Steinerberg 8 - 4780 St. Vith - Belgium | Sterile Synthetic Absorbable Suture In atraumatic needle(s) and without needle: SURGICRYL 910: F-E-09-C-15; SURGICRYL PGA: F-E-09-C-11; SURGICRYL RAPID: F-E-09-C-14; SURGICRYL MONOFILAMENT: F-E-09-C-13; SURGICRYL MONOFAST: F-E-09-C-16 | lll | Penj sintetike te absorbueshem per qepje per kirurgji | Pajisje një përdorimëshe
10552 | Sterile Disposable Skin Stapler: SKIN STAPLER: F-E-09-C-ZS | Fedos | 09.11.2021 | SMI AG - Steinerberg 8 - 4780 St. Vith - Belgium | Sterile Disposable Skin Stapler: SKIN STAPLER: F-E-09-C-ZS | lla | Lama sterile per bisturi per perdorim ne kirurgji | Pajisje një përdorimëshe
10553 | Sterile Disposable Skin Staple Remover: SKIN STAPLE REMOVER: F-E-09-C-ZS; Sterile Skin Marker: SKIN MARKER: F-E-09-C-ZSM | Fedos | 09.11.2021 | SMI AG - Steinerberg 8 - 4780 St. Vith - Belgium | Sterile Disposable Skin Staple Remover: SKIN STAPLE REMOVER: F-E-09-C-ZS; Sterile Skin Marker: SKIN MARKER: F-E-09-C-ZSM | ls | Heqje kapsesh sterile dhe shenues lekure per kirurgji | Pajisje një përdorimëshe
10554 | Rubber Dam Template | Eurodenta sh.p.k | 09.11.2021 | Przedsiebiorstwo Produkcyjno-Handlowe Cerkamed Wojciech PawLowski ul.Kwiatkowskiego 1 , 37-450 Stalowa Wola Poland | RUBBER-DAM TEMPLATE - PL-MF-000003211 (UDI-DI 590755302SZABLONX9) | I | Material per zgjedhjen e vendit te hapjes se raber dumit per perdorim ne stomatologji | Pajisje dentare
10555 | Sensore grafie | Eurodenta sh.p.k | 09.11.2021 | Jovident Regentesseln 23, 1217 ED, Hilversum, Holland | Xray 3.5 - GAINE CAPT NUMERIQUE 3,5X MEDIBASE(500) 3134330; Xray 4.5 - GAINE CAPT NUMERIQUE 4,5X MEDIBASE(500) 3134331 | I | Sensore grafie | Pajisje dentare
10556 | Resectoscopic Working Elements, Resectoscopy Electrodes, Monopolar and Bipolar: Working element, passive, 18.5 CH – for Optics 2.9 mm, saline resectoscopy 0.9% NaCl – easy lock: 25.29.1029BEL; Loop Electrode straight 90° 17.5 CH: 25.29.2014 | Fedos | 09.11.2021 | Maxer Endoscopy GmbH Eisenbahnstraße 102 78573 Wurmlingen / Germany | Resectoscopic Working Elements, Resectoscopy Electrodes, Monopolar and Bipolar: Working element, passive, 18.5 CH – for Optics 2.9 mm, saline resectoscopy 0.9% NaCl – easy lock: 25.29.1029BEL; Loop Electrode straight 90° 17.5 CH: 25.29.2014 | llb | Element punues pasiv 18.5 CH dhe electrode ne fome laku per perdorim me mini resektoskop per kirurgji | Instrumenta shume perdorimesh
10557 | Hysteroscope:Hysteroscope Working length 300 mm HM HD Version Ø 2,9mm 0°: 15.10.3500; Hysteroscope Working length 300 mm HM HD Version Ø 2,9mm 12°: 15.10.3512; Hysteroscope Working length 300 mm HM HD Version Ø 2,9mm 30°: 15.10.3530 ; Hysteroscope length 300mm HM HD Version Ø 4mm 0°: 15.11.4600; Hysteroscope length 300mm HM HD Version Ø 4mm 12°: 15.11.4612; Hysteroscope length 300mm HM HD Version Ø 4mm 30°: 15.11.4630;Hysteroscope length 300mm HM HD Version Ø 4mm 70°: 15.11.4670 | Fedos | 09.11.2021 | Maxer Endoscopy GmbH Eisenbahnstraße 102 78573 Wurmlingen / Germany | Hysteroscope:Hysteroscope Working length 300 mm HM HD Version Ø 2,9mm 0°: 15.10.3500; Hysteroscope Working length 300 mm HM HD Version Ø 2,9mm 12°: 15.10.3512; Hysteroscope Working length 300 mm HM HD Version Ø 2,9mm 30°: 15.10.3530 ; Hysteroscope length 300mm HM HD Version Ø 4mm 0°: 15.11.4600; Hysteroscope length 300mm HM HD Version Ø 4mm 12°: 15.11.4612; Hysteroscope length 300mm HM HD Version Ø 4mm 30°: 15.11.4630;Hysteroscope length 300mm HM HD Version Ø 4mm 70°: 15.11.4670 | lla | Histeroskop per diagnostikim gjinekologjik | Instrumenta shume perdorimesh
10558 | Ultrasonic Diagnostic System: DC-60 Pro/ DC-60 Exp/ DC-60S/ DC-65/ DC-65 Pro/ DC-65 Exp/ DC-65S/ DC-65T/ DC-61/ DC-62/ DC-63; Transducers: 3C5A, 6C2, 7L4A, L14-6NE, P4-2, P7-3,CW5s, CW2s, D7-2E, V11-3, V11-3B, P10-4E, DE10-3E, C6-2, L9-3E, L13-3, L14-6WE, SP5-1, L20-5E, P7-3Ts, P8-3Ts, 7L4B, C5-1; Needle-guided brackets: NGB-004, NGB-005, NGB-006, NGB-007, NGB-011, NGB-021, NGB-022, NGB-034. | Fedos | 09.11.2021 | Shenzhen Mindray Bio-Medical Electronics Co., Ltd Mindray Building Keji 12th Road South Hi-Tech Industrial Park Nanshan 518057 Shenzhen People's Republic of China | Ultrasonic Diagnostic System: DC-60 Pro/ DC-60 Exp/ DC-60S/ DC-65/ DC-65 Pro/ DC-65 Exp/ DC-65S/ DC-65T/ DC-61/ DC-62/ DC-63; Transducers: 3C5A, 6C2, 7L4A, L14-6NE, P4-2, P7-3,CW5s, CW2s, D7-2E, V11-3, V11-3B, P10-4E, DE10-3E, C6-2, L9-3E, L13-3, L14-6WE, SP5-1, L20-5E, P7-3Ts, P8-3Ts, 7L4B, C5-1; Needle-guided brackets: NGB-004, NGB-005, NGB-006, NGB-007, NGB-011, NGB-021, NGB-022, NGB-034. | lla | Sistem Ekografie dhe Aksesore sonda, kapese per drejtimin e ages | Pajisje elektromekanike
10559 | Disposable Biopsy Forceps | MSE sh.p.k | 09.11.2021 | Olympus Medical Systems Corp. 2951 Ishikawa-cho, Hachioji-shi, Tokyo 192-8507 Japan | Disposable Biopsy Forceps: FB-210K; FB-220K; FB-230K; FB-240K; FB-210U; FB-220U; FB-230U; FB-240U | Iia | Forcepsa biopsie te disponueshem per perdorim ne njesite endoskopike gastrointenstinale | Tjeter
10560 | Disposable Electrosurgical Snar | MSE sh.p.k | 09.11.2021 | Olympus Medical Systems Corp. 2951 Ishikawa-cho, Hachioji-shi, Tokyo 192-8507 Japan | Disposable Electrosurgical Snar: SD-210U-10; SD-210U-15; SD-210U-25; | Iib | Kapsule elektrokirurgjikale, njeperdorimeshe, perdoren per endoskopi per te prere polipet ose indet e tjera | Tjeter
10561 | Monarch III IOL Delivery System Cartridge (D): 8065977763 (UDI-DI: 038065GMN000064H5) | PEGASUS shpk | 09.11.2021 | Alcon Laboratories, Inc. 6201 South Freeway, Forth Worth, Texas 76134-2099 USA | Monarch III IOL Delivery System Cartridge (D): 8065977763 (UDI-DI: 038065GMN000064H5) | lla | Perdoret per implantimin e lenteve intraokulare te kualifikuara Alcon. | Pajisje oftalmike dhe optike
10562 | AcrySof Aspheric UV Absorbing Intraocular Lens: SA60AT (UDI-DI: 038065GMN000056H6) | PEGASUS shpk | 09.11.2021 | Alcon Laboratories, Inc. 6201 South Freeway, Forth Worth, Texas 76134-2099 USA | AcrySof Aspheric UV Absorbing Intraocular Lens: SA60AT (UDI-DI: 038065GMN000056H6) | llb | Indikohen per zevendesimin e lenteve humane er te realizuar korrektimin vizual te aphakise ne pacientet adult. | Pajisje oftalmike dhe optike
10563 | BSS Sterile Intraocular Irrigating Solution: FID 10030 (UDI-DI: 038065GMN000011GG) | PEGASUS shpk | 09.11.2021 | Alcon Laboratories, Inc. 6201 South Freeway, Forth Worth, Texas 76134-2099 USA | BSS Sterile Intraocular Irrigating Solution: FID 10030 (UDI-DI: 038065GMN000011GG) | lla | Zgjidhje ujitjeje fiziologjike per procedurat okulistike e cila eshte izitonike me indet e syrit dhe permban elektrolite te nevojshme per metabolizimin e qelizave. | Pajisje oftalmike dhe optike
10564 | Hemodialyzers; Hemofilters; Ballon infusers; Hemoconcentrators; Hemodiafilters | Evita sh.p.k | 08.11.2021 | Nipro Corporation 3-9-3, Honjo-Nishi,Kita-ku, Osaka 531-8510, Japan | Hemodialyzers; Hemofilters; Ballon infusers; Hemoconcentrators; Hemodiafilters (sipas listes bashkengjitur) | Iib | Filter, hemofilter dhe diafilter per pastrimin e gjakut nepermejet procedures se dializes. | Tjeter
10565 | EMBOTUS MELANGEURS MARRONS FINS MEDIBASE(50)-HYMB50BWWT-3133918; EMBOTUS MELANGEURS VERTS MEDIBASE (100)-HYMB100G-3133921; EMBOTUS MELANGEURS JAUNES MEDIBASE (100)-HYMB100Y-3133922; EMBOTUS MELANGEURS SPIRALES ROUGES MEDIBASE(50)-HYMB50BO-3133923; EMBOTUS MELANGEURS BLEUS MEDIBASE(50)-HYMB50BWSH-3133924 | Eurodenta sh.p.k | 08.11.2021 | JOVIDENT INT. BV Regentesselaan 23 1217 ED Hilversum The Netherlands | EMBOTUS MELANGEURS MARRONS FINS MEDIBASE(50)-HYMB50BWWT-3133918; EMBOTUS MELANGEURS VERTS MEDIBASE (100)-HYMB100G-3133921; EMBOTUS MELANGEURS JAUNES MEDIBASE (100)-HYMB100Y-3133922; EMBOTUS MELANGEURS SPIRALES ROUGES MEDIBASE(50)-HYMB50BO-3133923; EMBOTUS MELANGEURS BLEUS MEDIBASE(50)-HYMB50BWSH-3133924 | I | Maja intraorale | Pajisje dentare
10566 | Biosoft, Chibell, Ago Ester etj | 2A Pharma | 09.11.2021 | Biopsybell s.r.l. Via manuzio n.24, 41037, Mirandola (MO) Italy | Biopsy Sytems (sipas listes bashkengjitur) | Iia | Age biopsie
10567 | Yellow Porcelain Etch: 2ml | Eurodenta sh.p.k | 10.11.2021 | Przedsiebiorstwo Produkcyjno-Handlowe CERKAMED Wojciech Pawlowski ul. Kwiatkowskiego 1, 37-450 Stalowa Wola, POLONI | Yellow Porcelain Etch: 2ml- PL-MF-000003211; UDI-DI: 590755302YELLPORETCHR2 ; | I | Ngjites porcelani | Pajisje dentare
10568 | TCAdent 10ml-PL-MF-000003211; UDI-DI:590755302TCADENTN3 | Eurodenta sh.p.k | 10.11.2021 | Przedsiebiorstwo Produkcyjno-Handlowe CERKAMED Wojciech Pawlowski ul. Kwiatkowskiego 1, 37-450 Stalowa Wola, POLONI | TCAdent 10ml-PL-MF-000003211; UDI-DI:590755302TCADENTN3 | I | Materiale mbrojtese gingivale, materiale per ngjitje porcelani, materiale mbushese. | Pajisje dentare
10569 | Rubber-Dam Napkins - PL-MF-000003211; UDI-DI:590755302NAPKINSRB; | Eurodenta sh.p.k | 10.11.2021 | Przedsiebiorstwo Produkcyjno-Handlowe CERKAMED Wojciech Pawlowski ul. Kwiatkowskiego 1, 37-450 Stalowa Wola, POLONI | Rubber-Dam Napkins - PL-MF-000003211; UDI-DI:590755302NAPKINSRB; | I | Mbulesa per mbrojtjen e lekures nga perdorimi I materialeve dentare. | Pajisje dentare
10570 | WAN STETHOSCOPE -Y black 32569 | Montal sh.p.k | 10.11.2021 | Gima S.p.a., Via Marconi, 1, 20060 Gessate (MI), Italy | WAN STETHOSCOPE -Y black 32569 UDI-DI: 80232790000C900527CC000P2 | I | Instrument qe perdoret per te degjuar tingujt e prodhuar brenda trupit. | Instrumenta shumeperdorimesh
10571 | Spirometer Smart One 911100 | Montal sh.p.k | 10.11.2021 | MIR S.r.l, via del Maggiolino, 125 00155 Roma, Italy | Spirometer Smart One 911100 | Iia | Pajisje portative me bateri per te matur shpejtesine te rrjedhjes se gazit respirator. | Pajisje anestezie dhe respiratore
10572 | HEINE Direct Ophatalmoscopes (sipas listes bashkengjitur) | SAER MEDICAL shpk | 11.11.2021 | Heine Optotechnik GmbH & Co. KG Dornierstrasse 6, 82205 Gliching/Germany | HEINE Direct Ophatalmoscopes (sipas listes bashkengjitur) | l | Oftalmoskop direkt per ekzaminimin e fundusit te syrit. | Pajisje oftalmike dhe optike
10573 | Lensmeter: VISULENS 550 | SAER MEDICAL shpk | 11.11.2021 | Carl Zeiss Meditec AG, Goeschwitzer Strasse 51-52, 07745 Jena, Germany | Lensmeter: VISULENS 550 | l | Aparature per matjen e lenteve. | Pajisje oftalmike dhe optike
10574 | Surgical Microscoper: OPMI Lumera 700 | SAER MEDICAL shpk | 11.11.2021 | Carl Zeiss Meditec AG, Goeschwitzer Strasse 51-52, 07745 Jena, Germany | Surgical Microscoper: OPMI Lumera 700 | l | Mikroskop kirurgjikal per nderhyrje kirurgjikale ne sy. | Pajisje oftalmike dhe optike
10575 | HEINE Indirect Ophatalmoscopes (sipas listes bashkengjitur) | SAER MEDICAL shpk | 11.11.2021 | Heine Optotechnik GmbH & Co. KG Dornierstrasse 6, 82205 Gliching/Germany | HEINE Indirect Ophatalmoscopes (sipas listes bashkengjitur) | l | Oftalmoskop indirekt per ekzaminimin e fundusit te syrit. | Pajisje oftalmike dhe optike
10576 | Alinity I HBsAg Next Quantitative Reagent Kit 01R6422; Alinity I HBsAg Next Quantitative Reagent Kit 01R6432; Alinity I HBsAg Next Quantitative Calibrators 01R6401; Alinity I HBsAg Next Quantitative Controls 01R6410; | Pegasus sh.p.k | 11.11.2021 | Abbott Ireland Diagnostics Division Finisklin Business Park, Sligo, Ireland | Alinity I HBsAg Next Quantitative Reagent Kit 01R6422; Alinity I HBsAg Next Quantitative Reagent Kit 01R6432; Alinity I HBsAg Next Quantitative Calibrators 01R6401; Alinity I HBsAg Next Quantitative Controls 01R6410; | In Vitro | Reagente ,kalibratore per percaktimin sasion te antigenit siperfaqesor te hepatoit B ne serumin njerezor. | Pajisje te diagnostifikimit in vitro
10577 | Alinity I HBsAg Next Confirnatory Reagent Kit 01R6522 | Pegasus sh.p.k | 11.11.2021 | Abbott Ireland Diagnostics Division Finisklin Business Park, Sligo, Ireland | Alinity I HBsAg Next Confirnatory Reagent Kit 01R6522 | In Vitro | Reagente per konfirmimin e prezences se antigenit siperfaqesor te hepatit B ne serumin njerezor. | Pajisje te diagnostifikimit in vitro
10578 | Alinity I HBsAg Next Confirnatory Manual Diluent 01R6540 | Pegasus sh.p.k | 11.11.2021 | Abbott Ireland Diagnostics Division Finisklin Business Park, Sligo, Ireland | Alinity I HBsAg Next Confirnatory Manual Diluent 01R6540 | In Vitro |  | Pajisje te diagnostifikimit in vitro
10579 | Sterile Surgical Blandes REF:F-E-09-C-ZB | Fedos sh.p.k | 11.11.2021 | SMI AG - Steinerberg 8 - 4780 ST. VITH - BELGIUM | Sterile Surgical Blandes REF:F-E-09-C-ZB | Iia | Lama sterile per perdorim ne kirurgji. | Pajisje njeperdorimeshe
10580 | Operating Table 3010 SE EM SERIE | Fedos sh.p.k | 11.11.2021 | NUOVA BN Srl, Via Nessa 19/21 10048 Vinovo (TO) ITALY | Operating Table 3010 SE EM SERIE | I | Tavoline operimi | Pajisje elektromekanike
10581 | LIBRAMED compresse | Globalshare sh.p.k | 10.11.2021 | ABOCA S.p.A. Società Agricola Località Aboca, 20 - 52037 Sansepolcro (AR) - Italy | Libramed compresse: ALLIBRACOX | Iia | Jane tableta te cilat ne saje te mekanizmit keshillohen per te vegjel dhe te rritur ne rastet e mbishes | Pajisje terapie komplementare
10582 | Dental Polisher | Eurodenta | 11.11.2021 | EVE Ernst Vetter GmbH Neureutstr.6 75210 Keltern, Germany | Dental Polisher (sipas listes bashkengjitur) | lla | Goma lustrimi | Pajisje dentare
10583 | Non-automatic electronic column scales: 703, 763, 769 | Fedos shpk | 11.11.2021 | seca gmbh & co. kg Hammer Steindamm 3-25, 22089 Hamburg, Germany | Non-automatic electronic column scales: 703, 763, 769 | I | Peshore me kolone vertikale elektronike, jo-automatike per matjen e parametrave jo-vitale per adulte. | Pajisje elektromekanike
10584 | Measuring system for paediatrics: 206, 416, 417 | Fedos shpk | 11.11.2021 | seca gmbh & co. kg Hammer Steindamm 3-25, 22089 Hamburg, Germany | Measuring system for paediatrics: 206, 416, 417 | l | Sistem per te matur gjatesine e bebeve. | Pajisje elektromekanike
10585 | Ophticol | Omega Optikal sh.p.k | 11.11.2021 | Ophtechnics Unlimited 2209, Phase IV, DLF City, Gurgaon-122 002, Haryana, India | Ohpticol (carbacol solution UPS 0.01% w/v Cat# Chol-01, Chol-02, 0.01@ carbachol, packing 1.0ml vial Glass is Pouch Pack) | I | Solucion oftalmik | Pajisje oftalmike dhe optike
10586 | 2223 Micro Spine Sonotrodes disposable 1. CoolKnife, Knife sonotrode set, 36mm, single use, (10)REF: 612K0057-SET-10; Knife sonotrode set, short REF: 612K0057-SET; CoolKnife, Knife sonotrode set, 101mm, single use, (10)REF: 612K0058-SET-10; Knife sonotrode set, long REF: 612K0058-SET; CoolRasp, Rasp sonotrode set, 38mm, single use, (10)REF: 612K0061-SET-10; Rasp sonotrode set, short REF: 612K0060-SET; CoolRasp, Rasp sonotrode set, 100mm, single use, (10)REF: 612K0061-SET-10; Rasp sonotrode set, long REF: 612K0061-SET; | 2A Pharma sh.p.k | 11.11.2021 | Soring GmbH Justus-von-Liebig-Ring 2 25451 Quickborn Germany | 2223 Micro Spine Sonotrodes disposable 1. CoolKnife, Knife sonotrode set, 36mm, single use, (10)REF: 612K0057-SET-10; Knife sonotrode set, short REF: 612K0057-SET; CoolKnife, Knife sonotrode set, 101mm, single use, (10)REF: 612K0058-SET-10; Knife sonotrode set, long REF: 612K0058-SET; CoolRasp, Rasp sonotrode set, 38mm, single use, (10)REF: 612K0061-SET-10; Rasp sonotrode set, short REF: 612K0060-SET; CoolRasp, Rasp sonotrode set, 100mm, single use, (10)REF: 612K0061-SET-10; Rasp sonotrode set, long REF: 612K0061-SET; | Iia | Thika per sonotroden. | Pajisje njeperdorimeshe
10587 | Bisturi elektrike | Fedos sh.p.k | 11.11.2021 | LED SpA 03100 Frosinone (FR) - Via Marco Tullio Cicerone 138 (ITA) - Italy | High Frequency Surgical Equipment (sipas listes bashkengjitur) | IIb | Pajisje elektrike per kirurgji | Pajisje elektromekanike
10588 | Disposables for Autortransfusion | Fedos sh.p.k | 11.11.2021 | Frensis Kabi AG, 61346 Bad Homburg, Germany | Disposables for Autortransfusion (sipas listes bashkengjitur) | Is | Aksesore per aparate autotransfuzioni, nje perdorimeshe per perdorim gjate kirurgjise | Tjeter
10589 | 2233 Tubings Bouble tubing, double packed, 5m, single use, (12) REF:700S0316; Irrigation tubing, double packed, 5m, single use, (12) REF: 700S0310; Irrigation tubing, single packed, 5m, single use, (12) REF: 700S0309; UAL tubing set, single use, (10) REF: 700S0018; HEPACCS, Combination tubing, coaxial, double packed, 5m, single use (10) REF: 700S0318-10; HEPACCS, Combination tubing, coaxial, double packed, 5m, single use (1) REF: 700S0318; | 2A Pharma sh.p.k | 11.11.2021 | Soring GmbH Justus-von-Liebig-Ring 2 25451 Quickborn Germany | 2233 Tubings Bouble tubing, double packed, 5m, single use, (12) REF:700S0316; Irrigation tubing, double packed, 5m, single use, (12) REF: 700S0310; Irrigation tubing, single packed, 5m, single use, (12) REF: 700S0309; UAL tubing set, single use, (10) REF: 700S0018; HEPACCS, Combination tubing, coaxial, double packed, 5m, single use (10) REF: 700S0318-10; HEPACCS, Combination tubing, coaxial, double packed, 5m, single use (1) REF: 700S0318; | Iia | tuba me 2 rruge, tuba hepaccs, tuba rrjedhes. | Pajisje njeperdorimeshe
10590 | URETERORENOSCOPE 253-905-540 | 2A Pharma sh.p.k | 11.11.2021 | RZ Medizintechnik GmbH Unter Hasslen 20 D-78532 Tuttlingen Germany | URETERORENOSCOPE 253-905-540 | Iia | Pajisje per trajtimin e gureve ne veshka. | Tjeter
10591 | Retractor | Fedos sh.p.k | 11.11.2021 | GEISTER Medizintechnik GmbH, Foehrenstrasse 2, 78532 Tuttlingen, Germany | Reusable surgical intruments: Retractor, Sternal, IMA, acc. Bugge, complete, : 29-1010(UDI-DI-4057034091128) | Iia | Retraktor sternal i kompletuar per perdorim ne kardio kirurgji | Instrumenta shume perdorimesh
10592 | Stainless Steel Suture | O.E.S Distrimed sh.p.k. | 11.11.2021 | Covidien LLC, 15 Hampshire Street Mansfield, Massachusetts 02048 USA | Nonabsorbable Stainless Steel Suture(sipas specifikimeve bashkëngjitur) | IIb | Sutura kirurgjikale per kirurgji te pergjithhme | Pajisje nje perdorimese
10593 | Anti-Salmonella OMA; Anti-Salmonella OMB;Anti-Salmonella OMC; Anti-Salmonella OMD;Anti-Salmonella OME;Anti-Salmonella OMF; Anti-Salmonella OMG | Krijon sh.p.k | 11.11.2021 | sifin diagnostics gmbh, Berliner Allee 317-321, 13088 Berlin, Germany | Anti-Salmonella OMA; Anti-Salmonella OMB;Anti-Salmonella OMC; Anti-Salmonella OMD;Anti-Salmonella OME;Anti-Salmonella OMF; Anti-Salmonella OMG | In Vitro | Teste per gjetjen e shtameve serologjike te Salmoneles | Tjeter
10594 | Anti-Salmonella Poly-H Phase 1&2 | Krijon sh.p.k | 11.11.2021 | sifin diagnostics gmbh, Berliner Allee 317-321, 13088 Berlin, Germany | Anti-Salmonella Poly-H Phase 1&2 | In Vitro | Teste per identifikimin serologjik te antigenit H ne shtamet e Salmoneles | Tjeter
10595 | Curing Light: MaxCure 3; MaxCure 5; MaxCure 9; MaxCure G; MaxCure H; A-Cure; A-Cure Plus; SWAN UDI-DI: 697156045RCLS8 | ProDental sh.p.k | 11.11.2021 | Guilin Refine Medical Instrument Co., Ltd. No. 8-3, Information Industrial Park, High-Tech Zone, Qixing District, Guilin, Guangxi, 541004, P.R.China | Curing Light: MaxCure 3; MaxCure 5; MaxCure 9; MaxCure G; MaxCure H; A-Cure; A-Cure Plus; SWAN UDI-DI: 697156045RCLS8 | I | Llampa polimerizimi. | Pajisje dentare
10596 | Biopsy cannula; Cystometrie catheter; Gudewire; Uromed injection cannula; Urethrotomy ballon catheter; Stone retrival basket; Ureteral catheter | 2A Pharma sh.p.k | 12.11.2021 | Uromed Kurt Drews KG Meessen 7/11 22113 Oststeinbek Germany | Biopsy cannula; Cystometrie catheter; Gudewire; Uromed injection cannula; Urethrotomy ballon catheter; Stone retrival basket; Ureteral catheter (sipas listes bashkengjitur) | Iia | Pajisje nje perdorimeshe per urologjin, kanula biopsie, kateter cistometrik, kateter urateral. | Pajisje njeperdorimeshe
10597 | Nephrostomy ballon catheter; Malecot Nephrostomy catheter; Suprapublic silicone; Transurethra silicon ballon catheter; Ureteral stents; | 2A Pharma sh.p.k | 12.11.2021 | Uromed Kurt Drews KG Meessen 7/11 22113 Oststeinbek Germany | Nephrostomy ballon catheter; Malecot Nephrostomy catheter; Suprapublic silicone; Transurethra silicon ballon catheter; Ureteral stents; (sipas listes bashkengjitur) | Iib | Pajisje nje perdorimeshe per urologjin, kanula, kateter, stenda urateral. | Pajisje njeperdorimeshe
10598 | Ultrasound System | Fedos sh.p.k | 16.11.2021 | Clarius Mobile Health Corp. 130-2985 Virtual Way, Vancouver, British Columbia, V5M 4X7, Canada | Ultrasound Imaging Systems (sipas listes bashkengjitur) | Iia | Skaner me ultratinguj, portable per ekzaminime dhe diagnostikim | Pajisje elektromekanike
10599 | Pajisje dentare | Moto-Mania shpk | 12.11.2021 | DiaDent Group International 16, Osongsaengmyeong 4-ro Osong-eup Heungdeok-gu, Cheongju-si, Chungcheongbuk-do, 28161, Republic of Korea | Etching Agents: DiaEtch; Light-cured Radiopaque Flowable Composite Resin: Dia Temp Flow | IIa | Dia etche shte nje agjent fosforik qe perdoret ne smalt ose dentine e dhembit perpara mbushjes me kompozit, dhe dia temp eshte kompozit i lengshem per restaurimet dentare | Pajisje dentare
10600 | Pulse Oximeter: C101H1/ C101A2/ C101A3/ C101B1/ C101B2 | Vision Pharma shpk | 12.11.2021 | Shenzhen IMDK Medical Technology Co., Ltd. C Zone, 10F, Building 16, Yuanshan Industrial B Area, Gongming Street, Guangming District, 518106, Shenzhen, China | Pulse Oximeter: C101H1/ C101A2/ C101A3/ C101B1/ C101B2 | lla | Oximeter pulsi. | Pajisje elektromekanike
10601 | Compressor Nebulizer: Plusmed - pM-N04; Vivocare - Lucky; Vivocare - Steamy; F. Bosch - Vitaneb Handy; F. Bosch - Vitaneb Ultra | Vision Pharma shpk | 12.11.2021 | TRİMPEKS İTHALAT İHRACAT TURİZM VE TİC. A.Ş. Sultan Selim Mah. Yunus Emre Cad. No: 1, D: 11, Kağithane, Istanbul - Turkey | Compressor Nebulizer: Plusmed - pM-N04; Vivocare - Lucky; Vivocare - Steamy; F. Bosch - Vitaneb Handy; F. Bosch - Vitaneb Ultra | lla | Aparat aerosoli. | Pajisje elektromekanike
10602 | Softliner (Permanently soft, cold-curing relining material on silicone base) | MOTO-MANIA shpk | 12.11.2021 | Promedica Dental Material GmbH Domagstraße 31, 24537 Neumünster Germany | Softliner (Permanently soft, cold-curing relining material on silicone base) | lla | Material i bute per tu vendosur midis siperfaqeve te protezave dhe indeve te gojes per mbrojtjen e mishrave te dhembeve. | Pajisje dentare
10603 | SURGICAL BLADES (sipas listes bashkengjitur) | MOTO-MANIA shpk | 12.11.2021 | Lux-Sutures S.A. Gruuss-Strooss 22, Weiswampach 9991, Luxembourg | SURGICAL BLADES (sipas listes bashkengjitur) | lla | Lama bisturie, flete kirurgjikale qe perdoren per prerjen e lekures dhe indeve gjate procedurave kirurgjikale. | Pajisje dentare
10604 | Prima 2000 - Bonding Agent; Prima 1 - Bonding Agent; Porcelain Silane - Silane; Q-Core Syringable - Core Build-up Material; Q-Seal - Pit & Fissure Sealant; Q-Temp - Temporary Cement; High-Q-Bond SE Adhesive Resin Cement - Self-Etching Resin Cement | MOTO-MANIA shpk | 12.11.2021 | B.J.M. Laboratories Ltd. 12 Hasadna St. Industrial Park, Or-Yehuda 6022011 ISRAEL | Prima 2000 - Bonding Agent; Prima 1 - Bonding Agent; Porcelain Silane - Silane; Q-Core Syringable - Core Build-up Material; Q-Seal - Pit & Fissure Sealant; Q-Temp - Temporary Cement; High-Q-Bond SE Adhesive Resin Cement - Self-Etching Resin Cement | lla | Material ngjites, material ngjites, nmaterial per permiresimin e ngjitjes, material per restaurim, material silant, material cement provizor, material cement rezinor. | Pajisje dentare
10605 | Blood Glucose Monitoring Systems | Vision Pharma sh.p.k | 12.11.2021 | Changsha Sinocare Inc. No.265 Guyuan Road, Hi-tech Zone, Changsha, Hunan Province, 41025, PR of China | Blood Glucose Monitoring Systems: Safe-Accu Blood Glucose Meter; Safe-Accu Blood Glucose Test Strip; Blood Glucose Control Solution | In Vitro | Aparat dhe fisha epr amtjen e glukozes ne gjak | Pajisje te diagnotikimit in vitro
10606 | Mercury-free glass thermometer | Vision Pharma sh.p.k | 12.11.2021 | Jiaxing Funing Medical Instrument Co., Ltd. 3rd Floor, Building C Innovation, Town, Guigu Park, Luoxing Street 314100 Jiashan Country, Zhejiang Province, PR of China | Mercury-free Glass Thermometer:FN-W(IN)-1; FN-W(IN)-2; FN-W(IN)-3; | Im | Termometer pa merku | Tjeter
10607 | One Step HCG Pregnancy Test | Vision Pharma sh.p.k | 12.11.2021 | Nantong Diagos Biotechnology Co., Ltd. 2nd Floor, Building 6, Electronic Information Industrial Park, No.2 Haiyan South Road, Chengnan Street, 226500 Rugao City, Jiangsu Province, PR of China | One Step HCG Pregnancy Test (Colloidal Gold); One step LH Ovulation Test (Colloidal Gold)- strip, cassette, midstream | In Vitro | Test i shpejte shtatzanie | Pajisje te diagnostikimit in vitro
10608 | Nucleoss Dental Implant System - Slimex Implant, T6 Torq Implant (sipas listes bashkengjitur) | Klinika Zogu I Pare shpk | 12.11.2021 | Sanlilar Tibbi Cihazlar Medikal Kimya Sanayi ve Ticaret Ltd. Sti. 10018 St. No: 7 ITOB Organize Sanayi Bol. 35477, Tekeli Menderes - IZMIR-TURKIYE | Nucleoss Dental Implant System - Slimex Implant, T6 Torq Implant (sipas listes bashkengjitur) | llb | Sisteme implantesh dentare ku perfshihen implante dentare sterile, pjese protezash dhe monokon jo steril, vegla dore kirurgjikale jo sterile per implantim. | Pajisje dentare
10609 | External Nasal splint | Sombrero shpk | 12.11.2021 | AD Medikal ve Sağlik Ürünleri San. Iç ve Diş Tic. Ltd. Sti. Gedelek Köyu Açmalar Mevkii Orhangazi Sanayi Bölgesi 122. Ada 5. Parsel No.15, orhangazi - Bursa | Nasal Splints and Thermoplastic Sheets: External nasal splint metal and kit- Small, Medium,Large. External nasal splint thermoplastic and kit- Small, Medium,Large. Thermoplastic sheet 45 x 60cm- White, Skin colour, Blue, Red. Internal nasal splint andkit- Small, Medium,Large. Septal splint and button; Nasal bival and splint- Small, Medium,Large(Type : Normal, Thin) | I | Suporte per hunden pas nderhyrjeve rinoplastike | Tjeter
10610 | Guedel Airway (non-sterile): 124700 - (000001, 000002, 000003, 000010, 000020, 000030, 000040, 000050, 000060) | ARLI PHARMA shpk | 15.11.2021 | Foremount Enterprise Co., Ltd. No. 17, Alley 15, Lane 5, Shenan Street, Shengang Hsiang, Taichung, 42944 Taiwan ROC | Guedel Airway (non-sterile): 124700 - (000001, 000002, 000003, 000010, 000020, 000030, 000040, 000050, 000060) | l | Tuba qe perdoren ne anestezi. | Pajisje nje perdorimeshe
10611 | Classic sterile plaster for medical treatment | FARMATECH shpk | 15.11.2021 | Eurosirel Spa Viale Europa, 30 - 20090 Cusago (MI) - Italy | Classic sterile plaster for medical treatment | ls | Ankerplast steril. | Tjeter
10612 | Gel Caldo/Fresso Medipristeril: SG11CORMAN1, SG243CORMAN1 (UDI-DI: ++G066SGDIS78) | FARMATECH shpk | 15.11.2021 | Dispotech SRL Gordona (SO) - Via Al Piano, 29 - Italy | Gel Caldo/Fresso Medipristeril: SG11CORMAN1, SG243CORMAN1 (UDI-DI: ++G066SGDIS78) | l | Gel jastek ngrohje/ftohje per aplikim ne raast dhimbjesh apo traumash. | Tjeter
10613 | Sterile device for wound care of cotton gauze and non woven: P0237; P0238; P0239; PR129;PR137; PR138 | Farmatech sh.p.k | 15.11.2021 | Corman S.p.A. Via Liguria, 3 20084 Lacchiarella (MI), Italia | Sterile device for wound care of cotton gauze and non woven: P0237; P0238; P0239; PR129;PR137; PR138 | ls | Garza sterile stof dhe pambuk | Tjeter
10614 | Accessories for ultrasonic generators: UAW Instruments | 2A Pharma | 15.11.2021 | Söring GmbH Justus-von-Liebig-Ring 2 25451 Quickborn Germany | Accessories for ultrasonic generators: UAW Instruments: Double-ball, 61mm, Ø5mm - REF: 97-102; Hoof, 60mm Ø6mm - REF: 97-103; Spatula, 60mm - REF: 97-104; Double-ball, 253mm, Ø4,5mm - REF: 97-112; | llb | Instrumente per kurimin e llojeve te ndryshme te plageve | Instrumente shumeperdorimesh
10615 | Mediprestil rete tubolare elastiche | Farmatech sh.p.k | 15.11.2021 | FRA PRODUCTION S.p.A. Via delle Poste, 16-14010 Dusino, San Michele AT (Italy) | Tubolar Elastic Netting- Polyamide 0016xxxx (UDI-DI 803397155FT002GR0053P) | I | Rrjete tubolare elastike me poliamid per koke/kofshe, 4metra | Tjeter
10616 | Bone Instrument | 2A Pharma sh.p.k | 15.11.2021 | Söring GmbH, Justus-von-Liebig-Ring 2, 25451 Quickborn, Germany | Accessories for ultrasonic generators- ultrasonic instruments-Micro Plate-Spine: Bone instrument, irrgation, without sonotrode 92-050 | Iia | Instrument kockor i shoqeruar me ultratinguj, i perdorur me se shumti ne kirurgjine spinale | Tjeter
10617 | Parker Diagnostic Set Large - Bayonet | Fedos sh.p.k | 15.11.2021 | Gima S.p.a Via Marconi,1 20060 Gessate(MI)-Italy | Parker Diagnostic Set Large - Bayonet - 31473(UDI-DI 802327900Z21402000000093 | I | Set diagnostikues parker i perbere nga canta, otoskopi, spekulume veshi, pasqyre laringeale, llampe fyti dhe spekulum nazal | Instrumenta shume perdorimesh
10618 | Aquarius Haematology FISH Probes | Fedos sh.p.k | 15.11.2021 | Cytocell Ltd. 418 Cambridge Park, Milton Road, Cambridge, CB4 0PZ, United Kingdom | Aquarius Haematology FISH Probes (sipas listes bashkengjitur) | In Vitro | Sonda hematologji dhe patologji te cilat perdoren ne citogjenetike | Pajisje te diagnostimit in vitro
10619 | Hematology Analyzer with Reagents | Fedos sh.p.k | 15.11.2021 | Shenzen Mindray Bio-Medical Electronics Co., Ltd. Mindray Building, Keji 12th Road South, Hi-Tech Industrial Park, Nanshan, Shenzhen 518057, P.R. China | Hematology Analyzer with Reagents (sipas listes bashkengjitur) | In Vitro | Analizuer hematologjik dhe reagentet perkater | Pajisje te diagnostikimit in vitro
10620 | Rectanal Aid Cream | FuFarma sh.a | 15.11.2021 | Frezyderm S.A. 75, Menandrou Str.,10437 Athens,Greece | Rectanal Aid Cream (50ml) | I | pajisje mjekesore e cila perdoret per lehtesimin e simptomave te hemorroideve | Tjeter
10621 | Dental calculuc Treatment Instrument: Ultrasonic Scaler, Ultrasonic Scaler Handpiece and Tip | ProDental sh.p.k | 15.11.2021 | Guilin Refine Medical Instrument Co., Ltd. No. 8-3, Information Industrial Park, High-Tech Zone, Qixing District, Guilin, Guangxi, 541004, P.R.China | Dental calculuc Treatment Instrument: Ultrasonic Scaler, Ultrasonic Scaler Handpiece and Tip (sipas listes bashkengjitur) | lla | Pajisje per pastrimin e gurzave te dhembeve dhe maja | Pajisje dentare
10622 | Dental Matrix Band Retainers | ProDental sh.p.k | 15.11.2021 | TOR VM Novatorov str., 7A bld. 2, Moscow 119421, Russia | Dental Matrix Band Retainers (sipas listes bashkengjitur) | l | Portmatrice | Pajisje dentare
10623 | Rubber-Dam Kit | ProDental sh.p.k | 15.11.2021 | TOR VM Novatorov str., 7A bld. 2, Moscow 119421, Russia | Rubber-Dam Kit (sipas listes bashkengjitur) | l | Dige per mbrojtjen e dhembeve nga kontaminimi gjate punes dhe aksesoret | Pajisje dentare
10624 | Polishing strips | ProDental sh.p.k | 15.11.2021 | TOR VM Novatorov str., 7A bld. 2, Moscow 119421, Russia | Polishing strips (sipas listes bashkengjitur) | l | Strips abraziv per lemim, lustrim te siperfaqes se mbushur te dhembit | Pajisje dentare
10625 | Provis | Eurodenta | 15.11.2021 | FAVODENT Berlin GmbH Teilestrasse 1-2 12099 Berlin, GJERMANI | Provis® (Provisional Rapid Seal) | lla | Material per mbushje provizore | Pajisje dentare
10626 | Medipresteril Cotone idrofilo 100g | Farmatech sh.p.k | 15.11.2021 | CMC Consumer Medical Care GmbH Eichendorffstrabe 12-14 89567 Sontheim/Brens Germany | Medipresteril Cotone idrofilo 100g | I | Pambuk hidrofil 100 gram. | Tjeter
10627 | Medipresteril Cotone idrofilo 50g | Farmatech sh.p.k | 15.11.2021 | CMC Consumer Medical Care GmbH Eichendorffstrabe 12-14 89567 Sontheim/Brens Germany | Medipresteril Cotone idrofilo 50g | I | Pambuk hidrofil 50 gram. | Tjeter
10628 | Surgical Tape (PAE; Non-woven; Silk; Cotton Fabric;) | Farmatech sh.p.k | 15.11.2021 | Jiangsu Nanfang Medical Co. Ltd. 1 Guoxlang Road, Wjin Economic Development Zone, Changzhou, Jiangsu, 213149 P.R.China | Surgical Tape (PAE; Non-woven; Silk; Cotton Fabric;) | I | Leukoplast shirit. | Tjeter
10629 | Benda Cambric 25 Fili (Benda di garza orlata Tipo Cambric Medipresteril): P0190; P0191 Benda Previnova ( Benda Compressiva Medipresteril): P0300; | Farmatech sh.p.k | 15.11.2021 | Previs S.r.l Viale dell'Industria, 10/A, 36070 Trissino (VI) Italy | Benda Cambric 25 Fili (Benda di garza orlata Tipo Cambric Medipresteril): P0190; P0191 Benda Previnova ( Benda Compressiva Medipresteril): P0300; | I | Fasho garze dhe fasho llastiku. | Tjeter
10630 | High Pressure Syringe | Fedos | 15.11.2021 | SHENZHEN ANT MEDICAL DEVICES CO.,LTD Add: 18 Jinhui Ave., Pingshan New District, Shenzhen, 518122, China | High Pressure Syringe (sipas listes bashkengjitur) | lla | Shiringe kontrasti me presion per injektim kontrasti per skaner | Pajisje nje perdorimeshe
10631 | Ghiaccio Istantaneo | Farmatech sh.p.k | 15.11.2021 | Dispotech SRL Via al Piani, 29, Gordona (SO) Italy | Ghiaccio Istantaneo | Iia | Akull per lehtesimin e dhimbjeve pas demtimeve. | Tjeter
10632 | Gima Surgical Markers - Dual Tips - 33179 (UDI-DI: 80232790000V900438000003B) | Fedos | 15.11.2021 | GIMA S.p.A Via Marconi, 1 20060 Gessate (MI), Italy | Gima Surgical Markers - Dual Tips - 33179 (UDI-DI: 80232790000V900438000003B) | l | Markues lekure me dy maja | Instrumenta shume perdorimesh
10633 | EKG cable with leadwires, EKG leadwires set U200 Series | Fedos | 15.11.2021 | Shenzhen Upnmed Equipment Co.,Ltd. 4th Floor, Building# I East, Huihuang Industrial Area, Xitian Community. Gongming Town, Guangming New District, Shenzhen, 5I8I07, Guangdong, China | EKG cable with leadwires, EKG leadwires set U200 Series: U202-11BE, U202-22GA, U202-21 BE,U202-31 BA, U203-11 BE,U204-11 BA,U205-11DA,U205-41 BA U215-11 BA,U223-11 SA, U225-11 DA,U227-11 BA,U229-11 BA, U235-11 BA,U238-11 BA,U242-11 BA, U244-11 DE, U245-11 SA, U246-11 BE,U247-11 BE,U257-11 DA, U261-11 BE,U269-11 BA,272-11 BA,U273-11 BE,U290-11 BA,U295-11 B | l | Kabllo per EKG me telat percjelles , set telash percjelles per EKG seria U200 | Instrumenta shume perdorimesh
10634 | EKG cable with leadwires, EKG leadwires set U300 Series | Fedos | 15.11.2021 | Shenzhen Upnmed Equipment Co.,Ltd. 4th Floor, Building# I East, Huihuang Industrial Area, Xitian Community. Gongming Town, Guangming New District, Shenzhen, 5I8I07, Guangdong, China | EKG cable with leadwires, EKG leadwires set U300 Series (sipas listes bashkengjitur) | l | Kabllo per EKG me telat percjelles , set telash percjelles per EKG seria U300 | Instrumenta shume perdorimesh
10635 | Breathing Circuits and Accessories | ArliPharma sh.p.k | 15.11.2021 | Arrow INTERNATIONAL cr, A.S Jamska 2359/47 59101 Zdar nad Sazavou Czech Republic | Breathing Circuits and Accessories: 191670-000020; 191670-000005; 191670-000010; 191670-000030; 191670-000025; | Iia | Tuba qe perdoren ne anestezi. | Pajisje nje perdorimeshe
10636 | MAX 45k- Ref: 16-0000-01 | Pegasus | 15.11.2021 | MacroArray Diagnostics GmbH, Lemböckgasse 59/Top 4, A - 1230, Wien | In Vitro diagnostic products for allergy testing: MAX 45k- Ref: 16-0000-01 | In Vitro | Eshte instrument qe i shtohet aparatit Alex Allergy per te optimizuar kryerjen e testeve te alergjise | Pajisje te diagnostikimit in vitro
10637 | Raptor Server Analysis Software | Pegasus | 15.11.2021 | MacroArray Diagnostics GmbH, Lemböckgasse 59/Top 4, A - 1230, Wien | In Vitro diagnostic products for allergy testing: MAX 45k- Ref: 16-0000-01 | In Vitro | Eshte software per instrumentat Alex2 dhe FOX | Pajisje te diagnostikimit in vitro
10638 | Tusseval Sciroppo DM Tosse Grassa e Secca | Aulona Farm Investiments Sh.a | 15.11.2021 | Zeta Farmaceutici S.p.A. Via Galvani, 10, 36066 Sandrido (VI) | TUSSEVAL SCIROPPO DM TOSSE GRASSA e SECCA - ADULTI VVTU005; TUSSEVAL SCIROPPO DM TOSSE GRASSA e SECCA - BAMBINI VVTU006; | Iia | Shurup qe sherben per mbrojtjen e rrugeve te siperme te frymemarrjes | Tjeter
10639 | Hand -Held Dental Retractors | ProDental sh.p.k | 15.11.2021 | TOR VM Ltd. Novatorov str., 7A, bld.2, room 44B, Moscow 119421 | Dental Retractors: Cheeck Retractor 1.011; Cheeck Retractor 1.012; Lip & Cheeck Retractor 1.013; Cheeck & Tongue Retractor 1.017; Gingival Cord Packer, Small 1.016S; Gingival Cord Packer, Medium 1.016R;Cheeck & Tongue Retractor 1.019; Cheeck & Tongue Retractor with Handle 1.117; Cheeck & Tongue Retractor with Handle 1.119; Cotton roll holder 1.01 | I | Hapese goje | Pajisje dentare
10640 | croBEE Real-Time PCR System | MEDFAU sh.p.k | 16.11.2021 | GeneProof a.s., Videnska 101/119, Dolni Herspice, 619 00 Brno, Czech Republic | croBEE Real-Time PCR System: CBRT4/96; CBRT5/96 | In Vitro | Pajisje per kryerjen e PCR real time. | Pajisje te diagnostifikimit in vitro
10641 | DETARTRINE | Eurodenta | 16.11.2021 | SEPTODONT 58 rue du Pont de Creteil 94100 Saint-Maur-des-Fosses, FRANCE | DETARTRINE - (UDI-DI 37601407000001G3): Detartrine 45g jar - 323S/45;Detartrine 150g jar - 323S/150;Detartrine Z 45g jar - 324S/45;Detartrine Z 150g jar - 323S/150 | l | Material dentar abraziv dhe lustrues | Pajisje dentare
10642 | NOSIDOR nasal spray | Fufarma | 16.11.2021 | BioDue SpA via Lorenzetti n. 3/A - 50028 Barberino Tavarnelle (FI), Italy | NOSIDOR nasal spray (100ml) | lla | Sprai nazal me baze uje deti dhe acidin hialuronik per mbrojtje te mukozes, pastrim rutine | Tjeter
10643 | CX50 Diagnostic Ultrasound System; CX50 Diamond Select System | Health&Light sh.p.k | 16.11.2021 | Philips Ultrasound, Inc. 22100 Bothell Everett Highway Bothell Washington 98021-8431 U.S.A | CX50 Diagnostic Ultrasound System; CX50 Diamond Select System (sipas listes bashkengjitur) | lla | Pajisje diagnostikuese me ultratinguj | Pajisje elektromekanike
10644 | CT Scanner System Incisive CT - 728114 | Health&Light sh.p.k | 16.11.2021 | Philips Healthcare (Suzhou) Co., Ltd. No.258, ZhongYuan Road Suzhou Industrial Park 215024 Suzhou, Jiangsu Province People's Republic of China | Full-body CT System: Incisive CT - 728144 (UDI-DI 0884838BM285T6) | llb | Sistem tomografie i kompjuteriizuar per diagnostikim imazherik | Pajisje diagnostikuese dhe terapeutike me rrezatim
10645 | HIGH PRESSURE SYRINGE: 10ml; 12ml; 20ml; 25ml; 30ml; 50ml; 60ml; 65ml; 90ml; 100ml; 115ml; 120ml; 125ml; 130ml; 140ml; 150ml; 200ml; 260ml; MANIFOLD: MD-M-1; MD-D-2; MD-M-3; MD-M-4; MD-L-1; MD-L-2; MD-L-3; MD-L-4; | 2A Pharma sh.p.k | 16.11.2021 | Shenzhen Antmed Co., Ltd 18 Jinhui Ave., Pingshan New District, Shenzhen, 518122, China | HIGH PRESSURE SYRINGE: 10ml; 12ml; 20ml; 25ml; 30ml; 50ml; 60ml; 65ml; 90ml; 100ml; 115ml; 120ml; 125ml; 130ml; 140ml; 150ml; 200ml; 260ml; MANIFOLD: MD-M-1; MD-D-2; MD-M-3; MD-M-4; MD-L-1; MD-L-2; MD-L-3; MD-L-4; | Iia | Shiring skaneri me kontrast dhe shiring me presion kardiovaskular. | Tjeter
10646 | Dental Root Canal Instruments Model: SC, SC-PRO, SC plus, S—one plus, S—one pro, SX-F3, SC-GOLD | Primary Dental | 17.11.2021 | Foshan SOCO Precision Instrument Co.,Ltd. 2FL.BIdg 3,District A Guangdong New Light Source Industrial Base,Luocun Shishan Town,Nanhai District Foshan City 528226 Guangdong China | Dental Root Canal Instruments Model: SC, SC-PRO, SC plus, S-one plus, S-one pro, SX-F3, SC-GOLD | lla | Instrumenta rrotullues per perpunimin mekanik dhe zgjerimin e kanaleve dentare | Pajisje dentare
10647 | Hilow, Hyaluronic Acid Sodium Salt For Intradermic Use: 3.2% - 16mg (H-HA) + 16mg (L-HA)/1ml;Hilow, Hyaluronic Acid Sodium Salt For Intradermic Use: 3.2% - 32mg (H-HA) + 32mg (L-HA)/2ml | Arli Pharma | 17.11.2021 | IBSA Farmaceutici Italia srl, Via Martiri di Cefalonia, 2 - 26900 Lodi, Italy | Hilow, Hyaluronic Acid Sodium Salt For Intradermic Use: 3.2% - 16mg (H-HA) + 16mg (L-HA)/1ml;Hilow, Hyaluronic Acid Sodium Salt For Intradermic Use: 3.2% - 32mg (H-HA) + 32mg (L-HA)/2ml | lll | Filler per mbushjen e rrudhave | Tjeter
10648 | Sterile single use dental needles: SPIDENT NOP;Dental light-cured composite resin: EsCom250;Dental temporary resin cement: EsTemp Implant;Dental temporary cement: EsTemp;Dental temporary cement: EsTemp NE;Dental Etchant: FineEtch;Temporary root canal filling material: VioPex | Marlen/E sh.p.k | 17.11.2021 | SPIDENT Co., LTD. 203&312, Korea Industrial Complex , 722, Gojan-dong Namdong-gu, Incheon, 405-821, Korea | Sterile single use dental needles: SPIDENT NOP;Dental light-cured composite resin: EsCom250;Dental temporary resin cement: EsTemp Implant;Dental temporary cement: EsTemp;Dental temporary cement: EsTemp NE;Dental Etchant: FineEtch;Temporary root canal filling material: VioPex | lla | Age dentare, materiale mbushese dhe restorative, cemente, etch dentar kompozit, mbaterial mbushes kanali | Pajisje dentare
10649 | Desident CaviCide | Advantage Dental | 17.11.2021 | SpofaDental a.s. Markova 238, 506 01 Jičin, Czech Republic | Desident CaviCide 200ml - 4731220PE;Desident CaviCide 700ml - 4731270PE;Desident CaviCide 5L - 4731295PE; | lla | Dezinfektant per instrumentat dentare | Pajisje dentare
10650 | Steria spray, Favodent vaselin | Eurodenta sh.p.k | 17.11.2021 | Favident Berlin GmbH Teilestrasse 1-2 12099 Berlin, Germany | Cleaning and Lubricating Spray: Steria®; Dental Vaseline: Favodent Vaselin | I | Vazeline, pastrues dhe lubrifikues | Pajisje dentare
10651 |  | ArliPharma sh.p.k | 17.11.2021 | Ackermann Instrumente GmbH, Eisenbahnstrasse 65-67, 78604, Rietheim-Willheim, Germany | Sterile Lgature Clips - Haemostatic Clips: Medium Euroclips, 6 pcs per cartridge, 20 cartridge per box(120pcs) AI74CM6; Small Euroclips, 6 pcs. Per cartridge, 20 cartridge per box (120pcs) AI74CS6 | IIb | Klipe titaniumi qe perdoren per kapjen e eve te gjakut gjate nderjyrjeve kirurgjikale | Pajisje nje perdorimeshe
10652 | Matrix Bands (sipas listes bashkengjitur) | Prodental shpk | 18.11.2021 | TOR VM Ltd. Novatorov str., 7A, bld. 2, room 44B, Moscow 119421, Russia | Matrix Bands (sipas listes bashkengjitur) | l | Matrica dhe aksesore per rikthimin e kontureve anatomike. | Pajisje dentare
10653 | Pajisje dentare | Advantage Dental sh.p.k | 17.11.2021 | SpofaDental a.s. , Markova 238, 506 01 Jičín, Czech Republic | Zinc Phosphate Cement: Adhesor; Adhesore Fine; Zinc Polycarboxylate Cement: Adhesor Carbofine (sipas listes bashkengjitur) | Iia | Cemente per ngjitje dentare te kurorave | Pajisje dentare
10654 | Matrix Wedges (sipas listes bashkengjitur) | Prodental shpk | 18.11.2021 | TOR VM Ltd. Novatorov str., 7A, bld. 2, room 44B, Moscow 119421, Russia | Matrix Wedges (sipas listes bashkengjitur) | l | Kunja druri dhe plastike per restaurimet anatomikete dhembeve. | Pajisje dentare
10655 | croBEE NA16 Nucleic Acid Extraction System Plus - CBNA/16P | MEDFAU shpk | 18.11.2021 | GeneProof a.s., Videňská 101/119, Dolni Heršpice, 619 00 Bno, Czech Republic | croBEE NA16 Nucleic Acid Extraction System Plus - CBNA/16P | In Vitro | Sistem ekstraktimi i ARN per kryerjen e analizave PCR. | Pajisje te diagnostikimi in vitro
10656 | Holter Analysis System - medilog® DARWIN2 | Medical Distribution shpk | 18.11.2021 | Schiller AG Altgasse 68, 6341 Baar, Switzerland | Holter Analysis System - medilog® DARWIN2 | lla | Sistem i analizes holter, softwear. | Pajisje elektromekanike
10657 | Defibrillator with monitoring function: DEFIGARD HD-7 | Medical Distribution shpk | 18.11.2021 | Schiller Medical 4 rue Loius Pasteur, 67160 Wissembourg France | Defibrillator with monitoring function: DEFIGARD HD-7 | llb | Defibrilator me funksione monitoruese. | Pajisje elektromekanike
10658 | Electrocardiograph: CARDIOVIT FT-1 | Medical Distribution shpk | 18.11.2021 | Schiller AG Altgasse 68, 6341 Baar, Switzerland | Electrocardiograph: CARDIOVIT FT-1 | lla | Eelktrokardiografi me 12 kanale. | Pajisje elektromekanike
10659 | SpO2 sensor pulse oximeter probes: U401-A, U401-B, U401-C, U401-D | Fedos shpk | 18.11.2021 | Shenzhen Upnmed Equipment Co., Ltd. 4th Floor, Building #1 East, Huihuang Industrial Area, Xitian Community, Gongming Town, Guangming New District, Shenzhen 518107 Guangdong, China | SpO2 sensor pulse oximeter probes: U401-A, U401-B, U401-C, U401-D | llb | Sensor pulsi per oksimeter, seria U400 , per matjen e saturimit ne gjak. | Pajisje elektromekanike.
10660 | Disposable spo2 sensor - U400-D series: U400-D1YA, U400-D1NB, U400-D1PC, U400-D1AD, U400-D2YA, U400-D2NB, U400-D2PC, U400-D2AD, U400-D3NB, U400-D3PC, U400-D3AD | Fedos shpk | 18.11.2021 | Shenzhen Upnmed Equipment Co., Ltd. 4th Floor, Building #1 East, Huihuang Industrial Area, Xitian Community, Gongming Town, Guangming New District, Shenzhen 518107 Guangdong, China | Disposable spo2 sensor - U400-D series: U400-D1YA, U400-D1NB, U400-D1PC, U400-D1AD, U400-D2YA, U400-D2NB, U400-D2PC, U400-D2AD, U400-D3NB, U400-D3PC, U400-D3AD | l | Sensor spo2 nje perdorimesh per oksimeter Seria U400-D per matjen e saturimit ne gjak. | Pajisje nje perdorimeshe
10661 | in vitro diagnostic medical products (sipas listes bashkengjitur) | Fedos shpk | 18.11.2021 | Aesku.Diagnostics GmbH & Co. KG Mikroforum Ring 2, 55234 Wendelsheim, Deutschland / Germany | in vitro diagnostic medical products (sipas listes bashkengjitur) | In Vitro | Reagente per kryerjen e analizave laboratorike dhe kontrolle multiparametrike. | Pajisje te diagnostikimi in vitro
10662 | Medical Devices (sipas listes bashkengjitur) | Fedos shpk | 18.11.2021 | GIMA S.P.A., Via Macroni 1, 20060 Gessate (MI) - Italy | Medical Devices (sipas listes bashkengjitur) | lla | Maske reanimacioni CPR, Balona ranimues, Set baloni prej silikoni per adulte, maske silikoni e sterilizueshme, maske silikoni me jasket dhe kaouce te autoklavueshem, Valvule Peep, Maske laringeale shumeperdorimeshe, Kanjula sterile, Rezervuare nje perdorimeshe, Pajisje dhe instrumenta reanimuese. | Pajisje anestezie dhe respiratore
10663 | BD Vacutainer® SST™ II Advance Plus Blood Collection Tubes | Pegasus sh.p.k | 18.11.2021 | Becton, Dickinson and Company Belliver Industrial Estate, belliver Way, Roborough, Plymouth, PL6 7BP, United Kingdom | BD Vacutainer® SST™ II Advance Plus Blood Collection Tubes (sipas listes bashkengjitur) | In Vitro | Tuba per marrjen e gjakut venoz. | Pajisje te diagnostifikimit in vitro
10664 | MEDICAL IMAGING FILM : SD-Q; SD-P; | Pegasus sh.p.k | 18.11.2021 | KONICA MINOLTA, INC. 1 Sakura-machi, Hino-shi, Tokyo, 191-8511, japan | MEDICAL IMAGING FILM : SD-Q; SD-P; | I | Filma imazherik qe perdoren per riprodhim imazhe radiografike. | Tjeter
10665 | FOX Food Xplorer, REF 80-5001-01: 50 x FOX Cartridges; 1 x 250ml FOX Washing Solution 4x conc; 1 x 30ml FOX Sample Diluent; 1 x 30ml FOX Detection Antibody; 1 x 30ml FOX Substrate Solution; 1 x 30ml FOX Stop Solution; | Pegasus sh.p.k | 18.11.2021 | MacroArray Diagnostics GmbH Lembockgasse 59/Top 4 A- 1230 Wien | FOX Food Xplorer, REF 80-5001-01: 50 x FOX Cartridges; 1 x 250ml FOX Washing Solution 4x conc; 1 x 30ml FOX Sample Diluent; 1 x 30ml FOX Detection Antibody; 1 x 30ml FOX Substrate Solution; 1 x 30ml FOX Stop Solution; | In Vitro | Test qe sherben per gjetjen e antitrupave IgG te prodhuar kunder 286 antigeneve ushqimore. | Pajisje te diagnostifikimit in vitro
10666 | ALEX ² Allergy Explorer, REF 02-2001-01: 20 x ALEX ²® Cartridges; 2 x 50ml ALEX ²®Washing Solution; 1 x 9ml ALEX ²® Sample Diluent; 1 x 11ml ALEX ²® Detection Antibody; 1 x 11ml ALEX ²® Substrate Solution; 1 x 2.4ml ALEX ²® Stop Solution; ALEX ² Allergy Explorer, REF 02-5001-01: 50 x ALEX ²® Cartridges; 1 x 250ml ALEX ²®Washing Solution 4x conc; 1 x 30ml ALEX ²® Sample Diluent; 1 x 30ml ALEX ²® Detection Antibody; 1 x 30ml ALEX ²® Substrate Solution; 1 x 10ml ALEX ²® Stop Solution; | Pegasus sh.p.k | 18.11.2021 | MacroArray Diagnostics GmbH Lembockgasse 59/Top 4 A- 1230 Wien | ALEX ² Allergy Explorer, REF 02-2001-01: 20 x ALEX ²® Cartridges; 2 x 50ml ALEX ²®Washing Solution; 1 x 9ml ALEX ²® Sample Diluent; 1 x 11ml ALEX ²® Detection Antibody; 1 x 11ml ALEX ²® Substrate Solution; 1 x 2.4ml ALEX ²® Stop Solution; ALEX ² Allergy Explorer, REF 02-5001-01: 50 x ALEX ²® Cartridges; 1 x 250ml ALEX ²®Washing Solution 4x conc; 1 x 30ml ALEX ²® Sample Diluent; 1 x 30ml ALEX ²® Detection Antibody; 1 x 30ml ALEX ²® Substrate Solution; 1 x 10ml ALEX ²® Stop Solution; | In Vitro | Instrumenta per kryerjen e testeve e alergjise. | Pajisje te diagnostifikimit in vitro
10667 | Actocardiograph MT-160 | Medical Distribution | 19.11.2021 | TOITU Co., LTD. 1-5-10 Ebisu-Nishi, Shibuya-ku Tokyo 150-0021, Japan | Fetal Monitor: Actocardiograph MT-160 | Iia | Monitor fetal kardiograf | Tjeter
10668 | Recording Paper for Medical Devices CFαα xxx (/yyy) BF αα xxx (/yyy) | Montal sh.p.k | 19.11.2021 | LUMED srl Via Staffora 18/9-20073 Opera (MI) ITALIA | Recording Paper for Medical Devices CFαα xxx (/yyy) BF αα xxx (/yyy) | Im | Jane letra regjistrimi per aparatura elektromjekesore. | Pajisje njeperdorimeshe
10669 | Control and Color Syringe | 2A Pharma | 19.11.2021 | Shenzen Antmed Co., Ltd. 18 jinhui Ave., Pingshan New District, 518122 Shenzen, PR of China | Control Syringe : 10ml, 12 ml; Color Syringe: 10ml, 20ml | Is | Shiringa nje perdorimeshe | Pajisje nje perdorimeshe
10670 | Dornier Medilas | 2A Pharma | 19.11.2021 | Dornier MedTech GmbH, Argelsrieder Feld 7, 82234 Webling, Deutschland | Dornier Medilas H Solvo 35 with wired foot switch - K2014600; Dornier Medilas H Solvo 35 with wireless foot switch - K2014700 | IIB | Pajisje shume perdorimeshe, lazer per fushen eurologjise, i pershtatshem edhe per prerje kirurgjikale dhe heqjen e indeve te buta e te forta | Instrumenta shume perdorimeshe
10671 | Medical Devices (sipas listes bashkengjitur) | MONTAL shpk | 19.11.2021 | Karl Storz SE & Co. KG Dr.-Karl-Storz-strasse 34, 78532 Tuttlingen, Germany | Medical Devices (sipas listes bashkengjitur) | l | Instrumenta mjekesore dhe kirurgjikale. | Instrumenta shumeperdorimesh
10672 | Dental Unit CHIRANA CHEESE: CHIRANA CHEESE; CHIRANA CHEESE E; CHIRANA CHEESE EASY; CHIRANA CHEESE L; CHIRANA CHEESE UNI Dental Unit SMILE: Smile Mini 04 Micromotor handpieces: 110D; 120L; 120; 168D-T; 120LB; 120LR; Turbine handpieces: TGL637A; TGL656; TG656 Micromotors: CH660; CH660 LIGHT; CH660 mod460; CH660LED; CH660B less | Moto-Mania sh.p.k | 19.11.2021 | CHIRANA Medical, a.s. Nam. Dr.A. Schweitzera 194 916 01 Stara Tiura, Slovakia | Dental Unit CHIRANA CHEESE: CHIRANA CHEESE; CHIRANA CHEESE E; CHIRANA CHEESE EASY; CHIRANA CHEESE L; CHIRANA CHEESE UNI Dental Unit SMILE: Smile Mini 04 Micromotor handpieces: 110D; 120L; 120; 168D-T; 120LB; 120LR; Turbine handpieces: TGL637A; TGL656; TG656 Micromotors: CH660; CH660 LIGHT; CH660 mod460; CH660LED; CH660B less | Iia | Poltrona dentare, mikromotor dhe turbin. | Pajisje dentare
10673 | Air hand pieces : CAB20ND M4 ; Hand pieces: CRB26XX; ACL(b)-41l; Micro motor: MBP10SX ; Air motor: MRD10NN | Moto-Mania sh.p.k | 19.11.2021 | SAESHIN PRECISION CO., LTD. #52, Secheon-ro 1 -gil, Dasa-eup, Dalseong-gun, Daegu, Korea | Air hand pieces : CAB20ND M4 ; Hand pieces: CRB26XX; ACL(b)-41l; Micro motor: MBP10SX ; Air motor: MRD10NN | Iia | Turbine dhe mikromotor qe perdoren ne dentistri. | Pajisje dentare
10674 | Endo motors: C-Smart; C-Smart-I; C-Smart-V; C-Smart-I Pro; C-Smart-mini; C-Smart-mini2 High-speed Air Turbine handpiece: CX207; CX207-G; CX207-2; CX207-A; CX207-A-2; CX207-B; CX207-B-2;CX207-C; CX207-C-2; CX207-F; CX207-W; CX207-W-2 | Primary Dental sh.p.k | 22.11.2021 | Foshan COXO Medical Instrument Co., Ltd. BLDG 4, District A Guangdong New Light Sourse Industrial Base, South of Luocun Avenue Nanhai District Foshan 528226 Guangdong China | Endo motors: C-Smart; C-Smart-I; C-Smart-V; C-Smart-I Pro; C-Smart-mini; C-Smart-mini2 High-speed Air Turbine handpiece: CX207; CX207-G; CX207-2; CX207-A; CX207-A-2; CX207-B; CX207-B-2;CX207-C; CX207-C-2; CX207-F; CX207-W; CX207-W-2 | Iia | Turbine dhe endomotor qe perdoren ne dentistri. | Pajisje dentare
10675 | iView DAB Detection Kit Ventana Ref:760-091 Roche Ref:05266157001 | Evita sh.p.k | 22.11.2021 | Ventana Medical Systems, Inc. 1910 E. Innovation Park Drive Tucson, AZ USA 85755 | iView DAB Detection Kit Ventana Ref:760-091 Roche Ref:05266157001 | In Vitro | Reagent per pergatitjen e ngjyrosjes se indeve ne imunohistokimi. | Tjeter
10676 | Gutta Cuts: C-BLADE, C-BLADE II | Primary Dental shpk | 22.11.2021 | Foshan COXO Medical Instrument C0., Ltd. BLDG 4, District A Guangdong New Light Source Industrial Base, South of Luocun Avenue Nanhai District Foshan 528226 Guangdong China | Gutta Cuts: C-BLADE, C-BLADE II | l | Instrument manual per prerjen me nxehtesi te koneve te gutaperkes. | Pajisje dentare
10677 | Repin, Elastic Cromo, Impression Compound, Take 1 Alginate, Image, Stomaflex, F.I.T.T., Ypeen (sipas listes bashkengjitur) | Advantage Dental shpk | 22.11.2021 | SpofaDental a.s. IČ 63999447, Markova 238, 506 01 Jičín, Czech Republic | Repin, Elastic Cromo, Impression Compound, Take 1 Alginate, Image, Stomaflex, F.I.T.T., Ypeen (sipas listes bashkengjitur) | l | Materiale per marrjen e mases ne perdorim dentar. | Pajisje dentare
10678 | Bio-Crea Membranes | Klinika Zogu I Pare shpk | 22.11.2021 | TISS'YOU S.r.l. Strada di paderna 2, 47895 Domagnano- Republics San marino (RSM) | Implantable and Absorbable Bone Substitutes : SpherHA; Collygen | III | Jane membrana te implantueshme dhe te absorbueshme qe perdoren per rigjenerimmin eindeve | Pajisje te implantueshme jo aktive
10679 | Kit,Small Parts ,MicroTip Microsmooth | Pegasus | 22.11.2021 | Alcon Laboratories, Inc.6201 South Freeway, Fort Worth, Texas 76134-2099, USA | Kit, Small Parts, MicroTip Microsmooth - 8065750159; Kit, Small Parts, 1.1mm MicroSmooth - 8065750160 | IIa | Kit me pjese te vogla te kosumueshme per kataraktin | Pajisje oftalmike dhe optike
10680 | Architect B12 Reagent Kit - 7K61-25 (100 test);Architect B12 Calibrator - 7K61-01;Architect B12 Controls - 7K61-10 | Pegasus | 22.11.2021 | Abbott Ireland Diagnostics Division Lisnamuck, Longford, Co. Longford, Ireland | Architect B12 Reagent Kit - 7K61-25 (100 test);Architect B12 Calibrators - 7K61-01;Architect B12 Controls - 7K61-10 | In vitro | Imunoanalize per percaktimin sasior te vit B12. | Pajisje te diagnostikimit in vitro
10681 | Cell-Dyn 3700 System Diluent - 99231-01 | Pegasus | 22.11.2021 | Abbott Laboratories Diagnostic Division, Abbott Park, Illinois 60064 USA | Cell-Dyn 3700 System Diluent - 99231-01 | In vitro | Vepron si nje tretes per matesit e WBC,RBC,PLT. | Pajisje te diagnostikimit in vitro
10682 | Cell-Dyn 3700 System Diluent - 99311-01 | Pegasus | 22.11.2021 | Abbott Laboratories Diagnostic Division, Abbott Park, Illinois 60064 USA | Cell-Dyn 3700 System SHEATH - 99311-01 | In vitro | Vepron si nje tretes per matesit e WBC,RBC,PLT. | Pajisje te diagnostikimit in vitro
10683 | CRP VARIO - 6K26-30 (500 teste);UIBC LIQUID - 4P79-30 (294 teste);CK-MB CALIBRATOR - 6K25-10;CK-MB CONTROL - 6K25-20;CK-MB - 6K25-30 (500 teste);IRON - 6K95-30 (3060 teste) | Pegasus | 22.11.2021 | Sentinel CH. S.p.A. Via Robert Koch, 2 20152 - Milan, Italy | CRP VARIO - 6K26-30 (500 teste);UIBC LIQUID - 4P79-30 (294 teste);CK-MB CALIBRATOR - 6K25-10;CK-MB CONTROL - 6K25-20;CK-MB - 6K25-30 (500 teste);IRON - 6K95-30 (3060 teste) | In vitro | Perdoret per percaktimin sasior te proteies C-reactive. | Pajisje te diagnostikimit in vitro
10684 | PROFORE | Layo | 22.11.2021 | Smith & Nephew Medical Limited 101 Hessle Road, Hull HU3 2BN, United Kingdom | PROFORE (sipas listes se bashkengjitur) | llb | Pajisje mjekim plagesh | Tjeter
10685 | ALLEVYN AG Non-Adhesive; ALLEVYN AG Heel; ALLEVYN Silber Schaumverband Nicht Haftend; ALLEVYN Silber Schaumverband Ferse Nicht Haftend | Layo | 22.11.2021 | Smith & Nephew Medical Limited 101 Hessle Road, Hull HU3 2BN, United Kingdom | ALLEVYN AG Non-Adhesive; ALLEVYN AG Heel; ALLEVYN Silber Schaumverband Nicht Haftend; ALLEVYN Silber Schaumverband Ferse Nicht Haftend (sipas listes se bashkengjitur) | lll | Pajisje mjekim plagesh | Tjeter
10686 | Hair Implant System | Express Pharma | 22.11.2021 | INCURAM Co., Ltd. 2F 49, Eunpyeong-ro Eunpyeong-gu, Seoul 03422, Korea | Hair Implant System: SEA and other 14 species ( SEA, SEB, SEC, S1A, S1B, S1C, D1A, D1B, D1C, D2A, D2B, D2C, T3A, T3B, T3C) | lla | Implante flokesh sterile | Te implantueshme jo aktive
10687 | Ultra D-Grip clip appliers,straight, 190mm, for medium Europclips- AI-321526DD; Ultra D-Grip clip appliers,straight, 190mm, for small Europclips- AI-321532DD | ArliPharma sh.p.k | 22.11.2021 | Ackermann Instrumente GmbH Eisenbahnstrasse 65-67 78604 Rietheim-Weilheim Germany | Ultra D-Grip clip appliers,straight, 190mm, for medium Europclips- AI-321526DD; Ultra D-Grip clip appliers,straight, 190mm, for small Europclips- AI-321532DD | I | Klip aplikator qe sherben per vendosjen e klipeve titanium ne kapjen e eneve te gjakut. | Pajisje nje perdorimeshe
10688 | Wood wedges UDI-DI:++E299WOODWEDGESLE | Eurodenta sh.p.k | 22.11.2021 | POLYDENTIA SA Via Cantonale 47 CH-6805 Mezzovico-Vira, Switzerland | Wood wedges UDI-DI:++E299WOODWEDGESLE (sipas listes bashkengjitur) | I | Kunja druri | Pajisje dentare
10689 | Sinaqua Nourishing Skin Balm cod.95503; Sinaqua Nourishing Skin Balm cod.95505; Jalosome Hydrating Cream cod.95507 | SALVIA Produkte Natyrore sh.p.k | 22.11.2021 | Welcare Industries Spa, Via San Giovanni sul Muro, 18, Milan, Italy | Sinaqua Nourishing Skin Balm cod.95503; Sinaqua Nourishing Skin Balm cod.95505; Jalosome Hydrating Cream cod.95507 | Iia | Pajisje per diegie te vogla dhe acarime te lekures. | Tjeter
10690 | Diathermy Probe DSP, 25G 339.21 UDI-DI: 038065GMN000155H9 | Pegasus sh.p.k | 22.11.2021 | Alcon Grieshaber AG Winkelriedstrasse 52 8203, Schaffhausen, Switzerland | Diathermy Probe DSP, 25G 339.21 UDI-DI: 038065GMN000155H9 | Iib | Instrument qe perdoret per trajtimin e retines ne kirurgjine oftalmile. | Pajisje oftalmike dhe optike
10691 | OptiView DAB IHC Detection Kit: OptiView Amplification Kit (250 tests): 860-099 / 06718663001 | Evita shpk | 22.11.2021 | Ventana Medical Systems, Inc. 1910 E. INNOVATION Park Drive Tucson, AZ USA 85755 | OptiView DAB IHC Detection Kit: OptiView Amplification Kit (250 tests): 860-099 / 06718663001 | In Vitro | Reagent imunohistokimik dhe amplifikues per detektimin e antitrupave. | Pajisje te diagnostikimit in vitro
10692 | 23 GA Total Plus Pak with Probe 8065750828 | Pegasus sh.p.k | 22.11.2021 | Alcon Laboratories, Inc. 6201 South Freeway, Fort Worth, TX 76134-2099, USA | 23 GA Total Plus Pak with Probe 8065750828 | IIb | Per perdorim me sistemet kirurgjikale oftalmike accurus. | Pajisje oftalmike dhe optike
10693 | 30° R 1.1mm Flared ABS® Tip 8065740806; 30° Round, 0.9mm U/S Tip 30RTS | Pegasus sh.p.k | 22.11.2021 | Alcon Laboratories, Inc. 6201 South Freeway, Fort Worth, TX 76134-2099, USA | 30° R 1.1mm Flared ABS® Tip 8065740806; 30° Round, 0.9mm U/S Tip 30RTS | Iia | Instrument qe perdoret ne kirurgjine oftalmile. | Pajisje oftalmike dhe optike
10694 | ALLEVYN Non-Adhesive | Layo sh.p.k. | 22.11.2021 | Smith & Nepheq Meical Ltd. 101 Hessle Road, Hull, HU3, 2BN, United Kingdom | ALLEVYN Non-Adhesive (sipas listes bashkengjitur) | IIb | Pajisje per mjekim plagesh | Tjeter
10695 | ALLEVYN Adhesive | Layo sh.p.k. | 22.11.2021 | Smith & Nepheq Meical Ltd. 101 Hessle Road, Hull, HU3, 2BN, United Kingdom | ALLEVYN Adhesive (sipas listes bashkengjitur) | IIb | Pajisje per mjekim plagesh | Tjeter
10696 | IODOSORB Dressing | Layo sh.p.k. | 22.11.2021 | Smith & Nepheq Meical Ltd. 101 Hessle Road, Hull, HU3, 2BN, United Kingdom | IODOSORB Dressing; IODOSORB Powder; IODOSORB Ointment (sipas listes bashkengjitur) | III | Pajisje per mjekim plagesh | Tjeter
10697 | Algisite Ag | Layo sh.p.k. | 22.11.2021 | Smith & Nepheq Meical Ltd. 101 Hessle Road, Hull, HU3, 2BN, United Kingdom | Algisite Ag (sipas listes bashkengjitur) | III | Pajisje per mjekim plagesh | Tjeter
10698 | Dermatological Instruments | Express Pharma sh.p.k | 22.11.2021 | Kai Industries Co., Ltd. 1110 Oyana, Seiki City, Gifu Pref., 501-3992, Japan | Dermatological Instruments: Biopsy Punches (sipas listes bashkengjitur) | IIa | Instrumenta dermatologjike per te kryer marrjen e indit per biopsi | Instrumenta shume perdorimesh
10699 | CELL-DYN 3700 System Detergent | Pegasus sh.p.k | 22.11.2021 | Abbott Laboratories Diagnostics Division, Abbott Park, IL 60064 USA | CELL-DYN 3700 System Detergent: 99321-01 | In Vitro | Eshte solucion nepermjet te cilit sigurohet nje tretesire e qarte optike qe nevojitet per te perftuar nje reference zero gjate ciklit mates te HCB | Pajisje te diagnostikimit in vitro
10700 | ARCHITECT HBeAg Reagent Kit | Pegasus sh.p.k | 22.11.2021 | Abbott GmbH Max-Planck-Ring 2, 65205 Wiesbaden, Germany | ARCHITECT HBeAg Reagent Kit: 6C32-25 (1x100 tests); ARCHITECT HBeAg Calibrators: 6C32-01; ARCHITECT HBeAg Controls: 6C32-10 (1x100 tests); | In Vitro | Jane reagent qe perdoren per zbulimin cilesor te antigjenit siperfaqesor te Hepatiti B ne serumin dhe plazne e njeriut, kalibratore dhe kontrolle | Pajisje te diagnostikimit in vitro
10701 | Dental Medical Devices (sipas listes bashkengjitur) | EURODENTA shpk | 22.11.2021 | Polydentia Sa Via Cantonale, 47 6805 Mezzovico-Vira Switzerland | Dental Medical Devices (sipas listes bashkengjitur) | l | Kite matricash dhe kunja druri. | Pajisje dentare
10702 | ARCHITECT Anti-CCP Reagent Kit 1P65-25 (1x500 Tests); ARCHITECT Anti-CCP Controls 1P65-10; ARCHITECT Anti-CCP Calibrators 1P65-01 | Pegasus sh.p.k | 22.11.2021 | Abbott GmbH Max-Planck-Ring 2, 65205 Wiesbaden, Germany | ARCHITECT Anti-CCP Reagent Kit 1P65-25 (1x500 Tests); ARCHITECT Anti-CCP Controls 1P65-10; ARCHITECT Anti-CCP Calibrators 1P65-01 | In Vitro | Imunoanalize per gjetjen IgG kunder peptidit citrulinik ciklik ne serum dhe plazem. | Pajisje te diagnostifikimit in vitro
10703 | CELL-DYN 3700 System HGB/WIC LYSE | Pegasus sh.p.k | 22.11.2021 | Abbott Laboratories Diagnostics Division, Abbott Park, IL 60064 USA | CELL-DYN 3700 System HGB/WIC LYSE: 99431-01 | In Vitro | Eshte solucion qe shkakton lize te shpejte te qelizave | Pajisje te diagnostikimit in vitro
10704 | ARCHITECT Progresterone Reagent Kit | Pegasus sh.p.k | 22.11.2021 | Abbott Ireland Diagnostics Division, Lisnamuck, Longford, Co. Longford, Ireland | ARCHITECT Progresterone Reagent Kit: 7K77-20, 7K77-25, 7K77-35; ARCHITECT Progresterone Calibrators 7K77-01; ARCHITECT Progresterone Controls 7K77-10; ARCHITECT Progresterone Manual Diluent 7K77-50 | In Vitro | Jane kite reagentesh qeperdoren per percaktimin sasior te progresteronit ne plazmen dhe serumin njerezor | Pajisje te diagnostikimit in vitro
10705 | ARCHITECT Prolactin Reagent Kit | Pegasus sh.p.k | 22.11.2021 | Abbott Ireland Diagnostics Division, Lisnamuck, Longford, Co. Longford, Ireland | ARCHITECT Prolactin Reagent Kit: 7K76-25; ARCHITECT Prolactin Calibrators: 7K76-01; ARCHITECT Prolactin Controls: 7K76-10 | In Vitro | Jane reagent qe perdoren per percaktimin sasior te prolaktine | Pajisje te diagnostikimit in vitro
10706 | Dental materials | Eurodenta | 23.11.2021 | INTERDENT d.o.o Opekarniska cesta 26 90014 Celje, SLOVENIA | Dental materials (sipas listes se bashkengjitur) | lla | Disqe laboratori, Kanjula respiratore, Vida kanali, Tel kroshe, lidhje dentare ,lende e pare protezash | Pajisje dentare
10707 | Ves-Matic; Chorus; Autosampler; | Swissmed | 23.11.2021 | Diesse Diagnostica Senese SPA Strada dei Laghi 39, 53035 Monteriggioni (Siena) - Italy | Ves-Matic; Chorus; Autosampler; (sipas listes se bashkengjitur) | In vitro | Aparatura per diagnostikim dhe aksesor per in vitro | Pajisje te diagnostikimit in vitro; Pajisje laboratori
10708 | OPSITE SPRAY | LAYO sh.p.k | 23.11.2021 | Smith & Nephew Medical Limited, 101 Hessle Road, Hull, HU3 2BN, United Kingdom | OPSITE SPRAY: 100ml 66004978; 100ml 66004979; 240ml 66004980; 240ml 66800653; 40ml 66000679 | Iia | Spray per mjekim plagesh. | tjeter
10709 | PICO 7 SINGLE USE NEGATIVE PREASSURE WOUND THERAPY SYSTEM | LAYO sh.p.k | 23.11.2021 | Smith & Nephew Medical Limited, 101 Hessle Road, Hull, HU3 2BN, United Kingdom | PICO 7 SINGLE USE NEGATIVE PREASSURE WOUND THERAPY SYSTEM (sipas listes bashkengjitur) | Iib | Pajisje per mjekim plagesh. | tjeter
10710 | CICA-CARE | LAYO sh.p.k | 23.11.2021 | Smith & Nephew Medical Limited, 101 Hessle Road, Hull, HU3 2BN, United Kingdom | CICA-CARE (sipas listes bashkengjitur) | I | Pajisje per mjekim plagesh. | tjeter
10711 | EXU DRY | LAYO sh.p.k | 23.11.2021 | Smith & Nephew Medical Limited, 101 Hessle Road, Hull, HU3 2BN, United Kingdom | EXU DRY (sipas listes bashkengjitur) | IIb | Pajisje per mjekim plagesh. | tjeter
10712 | Pulse Oximeter | Trimed sh.p.k | 23.11.2021 | Shenzen IMDK Medical Technology CO., Ltd. C Zone, 10F, Building 16, Yuanshan Industrial B Area, Gongming Street, Guangming District, 518106, Shenzen- China | Pulse Oximeter: C101H1/ C101A2/ C101A3/ C101B1/ C101B2 | Iia | Pajisje per matjen e pulsit si dhe te saturimit te oksigjenit ne gjak | Instrumenta shumeperdorimesh
10713 | Rheumatoid Factor: 8G66-21 (360 tests) | PEGASUS shpk | 23.11.2021 | Abbott Laboratories Diagnostics Division, Abbott Park, IL 60064, USA | Rheumatoid Factor: 8G66-21 (360 tests) | In Vitro | Imunoanalize mokrogrimcash kemilumineshente e cila perdoret per gjetjen e faktorit reumatoidik ne serum dhe plazem. | Pajisje te diagnostikimit in vitro
10714 | ARCHITECHT Syphilis TP Reagent Kit: 8D06-32 (1 x 100 tests); ARCHITECHT Syphilis TP Reagent Kit: 8D06-42 (1 x 500 tests); ARCHITECHT Syphilis TP Calibrator: 8D06-04; ARCHITECHT Syphilis TP Controls: 8D06-13; | PEGASUS shpk | 23.11.2021 | Abbott GmbH & Co. KG, Max-Planck-Ring 2, 65205 Wiesbaden, Germany | ARCHITECHT Syphilis TP Reagent Kit: 8D06-32 (1 x 100 tests); ARCHITECHT Syphilis TP Reagent Kit: 8D06-42 (1 x 500 tests); ARCHITECHT Syphilis TP Calibrator: 8D06-04; ARCHITECHT Syphilis TP Controls: 8D06-13; | In Vitro | Reagente, kalibratore dhe kontrolle per percaktimin sasior te antitrupave Treponema Pallidum ne serum dhe plazem ne analizuesit Architect. | Pajisje te diagnostikimit in vitro
10715 | ARCHITECHT Syphilis TP Reagent Kit: 8D06-29 (1 x 100 tests); ARCHITECHT Syphilis TP Reagent Kit: 8D06-39 (1 x 500 tests) | PEGASUS shpk | 23.11.2021 | Abbott GmbH & Co. KG, Max-Planck-Ring 2, 65205 Wiesbaden, Germany | ARCHITECHT Syphilis TP Reagent Kit: 8D06-29 (1 x 100 tests); ARCHITECHT Syphilis TP Reagent Kit: 8D06-39 (1 x 500 tests) | In Vitro | Reagente per percaktimin sasior te antitrupave Treponema Pallidum ne serum dhe plazem ne analizuesit Architect. | Pajisje te diagnostikimit in vitro
10716 | ARCHITECT Total T4 Reagent Kits: 7K66-25 (100 tests); ARCHITECT Total T4 Calibrators: 7K66-01; ARCHITECT Total T4 Controls: 7K66-10 | PEGASUS shpk | 23.11.2021 | Abbott Ireland Diagnostics Division Lisnamuck, Longford, Co. Longford, Ireland | ARCHITECT Total T4 Reagent Kits: 7K66-25 (100 tests); ARCHITECT Total T4 Calibrators: 7K66-01; ARCHITECT Total T4 Controls: 7K66-10 | In Vitro | Reagent, kalibrator dhe kontrolle per percaktimin sasior te tiroksines (T4) ne serum dhe plazem. | Pajisje te diagnostikimit in vitro
10717 | Polimo APF Fluoride Gel | MOTO-MANIA shpk | 23.11.2021 | Imicryl Diş Malzemeleri Sanayi ve Ticaret Anonim Şirketi Fetih Mahallesi Mahir Sokak No: 5/201 42030 Karatay/Konya, Turkey | Polimo APF Fluoride Gel | l | Fluor xhel per fluorizimin e dhembeve mbi moshat 6 vjec | Pajisje dentare
10718 | R&S Retraction Cord | Eurodenta sh.p.k | 23.11.2021 | Sure Dent Corporation #809, 52, Sagimakgol-ro Jungwon-gu Seongnam-si, Gyeonggi-do, Korea | R&S Retraction Cord (sipas listes bashkengjitur) | I | Fill retraktues. | Pajisje dentare
10719 | ESR Control | Swissmed sh.p.k | 23.11.2021 | Diesse Diagnostica Senese S.p.A, Via Solari 19 I-20144 Milano (MI) | In Vitro diagnostic reagents (sipas listes bashkengjitur) | In Vitro | Pajisje in vitro, reagente dhe kuveta | Pajisje te diagnostikimit in vitro; Pajisje laboratori
10720 | SARS-CoV-2 Antigen Kit (Colloidal Gold) | CFO Pharma sh.p.k | 23.11.2021 | Goldsite Diagnostics Inc. No.103C, 503C & 504D, Technology Building & No.3A & 4A, Technology Building Annex, Zhaoshang Sub-District, Nanshan District, Shenzhen, China, 518067 | SARS-CoV-2 Antigen Kit (Colloidal Gold) | In Vitro | Test i shpejte antigenik per percaktimin e antigeneve bazuar ne metoden Gold Colloidal | Pajisje te diagnostikimit in vitro
10721 | Gamma-Glutamyl Transferase2 | Pegasus | 23.11.2021 | Abbott Ireland Diagnostics Division Lisnamuck, Longford, Co. Longford, Ireland | Gamma-Glutamyl Transferase2 - 04T0030 (4 x 650 teste); Gamma-Glutamyl Transferase2 - 04T0020 (4 x 150 teste) | In vitro | Reagent per gjetjen sasiore te enzimes gama glutamil transferaze | Pajisje te diagnostikimit in vitro
10722 | Alanine Aminotransferase2 | Pegasus | 23.11.2021 | Abbott Ireland Diagnostics Division Lisnamuck, Longford, Co. Longford, Ireland | Alanine Aminotransferase2 - 04T8420 (4 x 300 teste);Alanine Aminotransferase2 - 04T8430 (4 x 780 teste) | In vitro | Reagent per gjetjen sasiore te enzimes alanine aminotransferaze | Pajisje te diagnostikimit in vitro
10723 | Endo Motor K-Po | Moto-Mania sh.p.k | 23.11.2021 | Guilin Woodpecker Medical Instrument Co., Ltd. Information Industrial Park, Guilin National High-Tech Zone, Guilin Guangxi, 541004, P.R.China | Endo Motor K-Po | Iia | Pajisje per pastrimin, llustrimin dhe higjenizimin e dhembeve. | Pajisje dentare
10724 | Alanine Aminotransferase2 | Pegasus sh.pk | 23.11.2021 | Abbott Ireland Diagnostics Division, Lisnamuck, Longford, Co. Longford, Ireland | Alanine Aminotransferase2: 04S8820, 04S8830 | In Vitro | Jane reagent qe perdoren per gjetjen sasiore te enzimes alanine aminotranferaze ne serumin dhe plazmen njerezore | Pajisje te diagnostikimit in vitro
10725 | Aspartate Aminotransferase2 | Pegasus sh.pk | 23.11.2021 | Abbott Ireland Diagnostics Division, Lisnamuck, Longford, Co. Longford, Ireland | Aspartate Aminotransferase2: 04S9020, 04S9030 | In Vitro | Jane reagent qe perdoren per gjetjen sasiore te enzimes aspartate aminotranferaze ne serumin dhe plazmen njerezore | Pajisje te diagnostikimit in vitro
10726 | General Hip Instruments | Trimed | 23.11.2021 | Biomet U.K Limited Waterton Industrial Estate, Bridgend CF31 3XA, United Kingdom | General Hip Instruments (sipas listes se bashkengjitur) | lr; l | Instrumenta qe perdoren ne kirurgjine ortopedike | Instrumenta shumeperdorimesh
10727 | Gleitgent, tub 20gr | Rejsi Farma sh.p.k | 23.11.2021 | Farmazeutische Fabrik Montavit Ges.m.b.H Salzbergstrasse 96, A-6067 Absam/Tirol, Austria | Gleitgelen 20gr (Gellic, Montavit Jel) | I | Xhel lubrifikues vaginal | Tjeter
10728 | Set for corial villi sampling VCS® | ArliPharma sh.p.k | 23.11.2021 | Sterylab S.r.l. Via Magenta, 77/6 - 20017 RHO Italy | Set for corial villi sampling VCS® | Iia | Age qe sherben per marrje biopsie ne palce. | Pajisje nje perdorimeshe
10729 | Gamma-Glutamyl Transferase2 04T9620; 04T9630 | Pegasus sh.p.k | 24.11.2021 | Abbott Ireland Diagnostics Division Lisnamuck, Longford, Co. Longford, Ireland | Gamma-Glutamyl Transferase2: 04T9620; 04T9630; | In Vitro | Reagente qe sherbejne per gjetjen sasiore te enzimes gama glutamil transferaze ne serumin njerezor dhe plazme. | Pajisje te diagnostifikimit in vitro
10730 | Alinity c A1-AGP Reagent Kit 01R0820 | Pegasus sh.p.k | 24.11.2021 | Biokit, S.A, Av.Can Montacau, 7 08186 Llica D'Amunt Barcelona Spain | Alinity c A1-AGP Reagent Kit 01R0820 | In Vitro | Reagente qe sherbejne per gjetjen sasiore te acidit glikoproteinik ne serumin njerezor dhe plazme. | Pajisje te diagnostifikimit in vitro
10731 | Alinity c A1-Antitrypsin Reagent Kit 01R0720 | Pegasus sh.p.k | 24.11.2021 | Biokit, S.A, Av.Can Montacau, 7 08186 Llica D'Amunt Barcelona Spain | Alinity c A1-Antitrypsin Reagent Kit 01R0720 | In Vitro | Reagente qe sherbejne per gjetjen sasiore te alfa 1 antitrepsines ne serumin njerezor dhe plazme. | Pajisje te diagnostifikimit in vitro
10732 | RENASYS- F (sips listes bashkengjitur) | LAYO shpk | 24.11.2021 | Smith & Nephew Medical Limited 101 Hessle Road Hull, HU3 2BN, United Kingdom | RENASYS- F (sips listes bashkengjitur) | llb | Instrumenta per mjekim plagesh. | Instrumenta shumeperdorimesh
10733 | INTRASITE Gel (sipas listes bashkengjitur) | LAYO shpk | 24.11.2021 | Smith & Nephew Medical Limited 101 Hessle Road Hull, HU3 2BN, United Kingdom | INTRASITE Gel (sipas listes bashkengjitur) | llb | Instrumenta per mjekim plagesh. | Pajisje nje perdorimeshe
10734 | ALMA HYBRID; ALMA Q; EXCIMER LAMP 308; | Sollaku Group sh.p.k | 24.11.2021 | ALMA LASERS GMBH Nordostrark 100-102, 90411 NUERNBERG, GERMANY | ALMA HYBRID; ALMA Q; EXCIMER LAMP 308; | IIb | Pajisje trajtimi per lekuren. | Pajisje terapie komplementare
10735 | Consumable Tip; SYLFIRM X™; SCARLET S™; | Sollaku Group sh.p.k | 24.11.2021 | VIOL Co., Ltd. C-808, 809, Bundang Technopark, 744, Pangyo-ro, Bundang-gu, Deongnam-si, Gyeonggi-do(13510) Republic of Korea | Consumable Tip; SYLFIRM X™; SCARLET S™; | IIb | Pajisje dermatologjike me radiofrekuence te pulsuar. | Pajisje terapie komplementare
10736 | Acrylics for Orthodontic and Otoplastic Appliances and Accessories | Çene sh.p.k | 24.11.2021 | Dentaurum GmbH & Co. KG Turnstrabe 31 75228 Ispringen Germany | Acrylics for Orthodontic and Otoplastic Appliances and Accessories (sipas listes bashkengjitur) | Iia | Rezine per krijimin e aparateve ortodontike te levizshme. | Pajisje dentare
10737 | Wires, Wire Elements and Arches | Çene sh.p.k | 24.11.2021 | Dentaurum GmbH & Co. KG Turnstrabe 31 75228 Ispringen Germany | Wires, Wire Elements and Arches (sipas listes bashkengjitur) | I | Tela dhe elemente te telave per aparate ortodontike fikse dhe te levizeshme. | Pajisje dentare
10738 | Wires, Wire Elements and Arches for fixed Appliances | Çene sh.p.k | 24.11.2021 | Dentaurum GmbH & Co. KG Turnstrabe 31 75228 Ispringen Germany | Wires, Wire Elements and Arches for fixed Appliances (sipas listes bashkengjitur) | Iia | Tela dhe elemente te telave per aparate ortodontike fikse dhe te levizeshme. | Pajisje dentare
10739 | Expansion Screws | Çene | 25.11.2021 | Dentaurum GmbH & Co. KG Turnstr. 31 75228 Ispringen, Germany | Expansion Screws (sipas listes se bashkengjitur) | l | Vida zgjeruese ortodontike | Pajisje dentare
10740 | Expansion Screws | Çene | 25.11.2021 | Dentaurum GmbH & Co. KG Turnstr. 31 75228 Ispringen, Germany | Expansion Screws (sipas listes se bashkengjitur) | lla | Vida zgjeruese ortodontike | Pajisje dentare
10741 | Brackets, Buccal Tubes, Bands and Accessories | Çene | 25.11.2021 | Dentaurum GmbH & Co. KG Turnstr. 31 75228 Ispringen, Germany | Brackets, Buccal Tubes, Bands and Accessories (sipas listes se bashkengjitur) | lla | Braketa, tuba, unaza dhe aksesore qe perdoren ne ortodonci | Pajisje dentare
10742 | CLiP Scorpion | Eurodenta | 25.11.2021 | Scorpion, 4 rue Enrico Fermi 63540 Romagnat, France | CLiP Scorpion: (Basic UDI-DI - 3770004158CLiPY8); UDI-DI(GTIN) - 3770004158294; CND - Z12119001 | lla | Implante dentare | Pajisje dentare
10743 | Alinity c IgE Reagent Kit: 01R1322 (2 x 100 tests); Alinity c IgE Standard: 01R1301 | PEGASUS shpk | 25.11.2021 | BIOKIT, S.A. Av. Can Montcau, 7. 08186 Lilçà d'Amunt Barcelona - Spain | Alinity c IgE Reagent Kit: 01R1322 (2 x 100 tests); Alinity c IgE Standard: 01R1301 | In Vitro | Reagente dhe kalibrator qe perdoren per gjetjen sasiore te imunoglobulines E ne serumin njerezor dhe plazem. | Pajisje te diagnostikimit in vitro
10744 | Non-Absorbable surgical sutures, Polyester suture: TRUBOND | Fedos | 25.11.2021 | Healthium Medtech Limited No 1600, R6,West Sri City (SEZ) Cherivi Village, Irrugulam Post, Satyavedu Mandal, Chittoor District, Andhra Pradesh - 517 588, India | Non-Absorbable surgical sutures Polyester suture: TRUBOND - 6E90DZ25DA, 6E90DZ26DAPL (size: According to USP 5 (7 Metric),3&4 (6 Metric),USP 2 (5 Metric), USP 1 (4 Metric),USP 0 (3.5 Metric), 2-0 (3 Metric) , 3-0 (2 Metric),4-0 (1.5 Metric), 5-0 (1 Metric), 6-0 (0.7 Metric), 7-0 (0.5 Metric), 8-0 (0.4 Metric),with or without needles | lll | Pe qepes kirurgjikal steril i paabsorbueshem per perdorim te pergjithshem kryesisht ne inde te buta | Pajisje një përdorimëshe
10745 | Blood pressure monitor: BC 58 | FARMATECH shpk | 25.11.2021 | Beurer GmbH Söflinger Straße 218, 89077 Ulm Germany | Blood pressure monitor: BC 58 | lla | Aparat per matjen e presionit te gjakut. | Pajisje elektromekainke.
10746 | Sterile single use Absorbable Polydioxanone Suture with needle | Allure Beauty | 25.11.2021 | Neo Dr. INC. #2-204, 205, Medical Industry Complex, 42-10 Taejanggongdan-gil, Wonju-si , Gangwon-do, 26311, Republic of Korea | Sterile single use Absorbable Polydioxanone Suture with needle: JAMBER TANXING Carven Screw Type (21G(L Cannula) 60mm 180mm 2 – 0);JAMBER TANXING Carven Screw Type (23G(L Cannula) 60mm 180mm 3 – 0);JAMBER F Carven Screw Type (21G(B Cannula) 60mm 420mm 3 – 0);JAMBER F Carven Screw Type (23G(B Cannula) 60mm 390mm 4 – 0);JAMBER F Carven Screw Type (25G(B Cannula) 50mm 260mm 5 – 0);JAMBER F Carven Screw Type (25G(B Cannula) 60mm 390mm 5 - 0 );JAMBER I Carven Screw Type (27G(B Cannula) 50mm 250mm 5 – 0) | lll | Suture polidiksanonee e absorbueshme me gjilpere | Tjeter
10747 | Inserts de detartrage Scorpion | Eurodenta sh.p.k | 26.11.2021 | SCORPION 4 rue Enrico Fermi 63540 ROMAGNAT, FRANCE | Inserts de detartrage Scorpion(sipas listes bashkengjitur) | Iia | Maja skajleri. | Pajisje dentare
10748 | Materiale mjekesore | Montal sh.p.k | 26.11.2021 | Hospital & Homecare Imp. & Exp. Co., LTD Nanjing, Room 608-611, No.5 Zhongtai International Plaza, No.311 Middle of Jiangdong Road Central Business District, 210019 Nanjing, China | Sterile Gauze sponges; Enenma Bag; Pediatric Urine Collector; Oropharyngeal airways; Vaginal speculum; Medical Tapes (Surgical tapes) (sipas listes bashkengjitur) | Is | Materiale te ndryshme mjekesore, si bandazhe sterile, pajisje per trajtimin e lengshem te klizmes, mbledhjen e urines dhe spekula vaginale per egzaminim | Instrumenta shumeperdorimesh; Instrumenta nje perdorimesh
10749 | Sterile Anatomic Shoulder Prothesis (sipas listes bashkengjitur) | Salutalb shpk | 26.11.2021 | Next Sağlik Ürünleri A. Ş. Ivedik OSB 88 Oto San. Sit. 3. Bölge 2284 Cd. No:101 Yenimahalle, Ankara / Turkey | Sterile Anatomic Shoulder Prothesis (sipas listes bashkengjitur) | lll | Proteza qe zevendesojne kockat e thyesa bne shpatull. | Pajisje te implantueshme jo aktive
10750 | Sterile Total Hip Arthroplasty | Trimed sh.p.k | 26.11.2021 | Biomet UK Limited Waterton Industrial Estate Bridgend CF31 3XA United Kingdom | Sterile Total Hip Arthroplasty (sipas listes bashkengjitur) | I; Iia | Pajisje te implantueshme jo aktive qe behen pjese perberese te protezes pacriale kokso-femorale qe perdoret ne rastin e frakturave | Pajisje te implantueshme jo aktive; Instrumenta shumëpërdorimëshe
10751 | Sterile Reverse Shoulder Prosthesis | Salutalb sh.p.k | 26.11.2021 | Next Sağlik Ürünleri A.Ş. Ivedik OSB 88Oto San. Sit. 3. Bölge 2284 Cd. No:101 Yenimahalle, Ankara/Turkey | Sterile Reverse Shoulder Prosthesis (sipas listes bashkengjitur) | III | Proteza qe zevendesojne frakturat ne shpatull | Tjeter
10752 | Taperloc® Hip Instrumentation (sipas listes bashkengjitur) | Trimed shpk | 26.11.2021 | Biomet U.K. Limited Waterton Industrial Estate South Wales Bridgend CF31 3XA United Kingdom | Taperloc® Hip Instrumentation (sipas listes bashkengjitur) | l | Instrumenta per te ndihmuar kirurget ortopede ne implantimin apo eksplantimin e implanteve specifike kirurgjikale. | Instrumenta shumeperdorimesh
10753 | Novel Coronavirus (2019-nCoV) Nucleic Acid Diagnostic Kit (PCR-Fluoresence Probing) - 24 tests/kit: S3102E | AKIN Laboratory Instruments shpk | 26.11.2021 | Sansure Biotech Inc. No.680, Lusong Road, Yuelu District, 410205 Changsha, Hunan Province, P.R.China | Novel Coronavirus (2019-nCoV) Nucleic Acid Diagnostic Kit (PCR-Fluoresence Probing) - 24 tests/kit: S3102E | In Vitro | Test PCR qe perdoret per detektimin e virusit Covid-19 | Pajisje te diagnostikimit in vitro
10754 | Venous Return Cannula | Fedos sh.p.k | 26.11.2021 | Dongguan Kewei Medical Instrument Co.,Ltd. No.5 Tongqing Road, Dongcheng District, Dongguan City, Guangdong Province , 523127,P.R. China | Venous Return Cannula (sipas listes bashkengjitur) | III | Kanjula venoze nje perdorimeshe qe perdoret ne kardiolirurgji. | Pajisje nje perdorimeshe
10755 | Respiratory Therapy Devices and Its Accessories | Fedos sh.p.k | 26.11.2021 | Non-Change Enterprise Co.,Ltd 9F-11, No.20, Ln.609, Sec.5, Chongxin Rd., Sanchong Dist., New Taipei City 24159, Taiwan | Respiratory Therapy Devices and Its Accessories (sipas listes bashkengjitur) | I | Pajisje per terapi respiratore dhe aksesoret e saj. | Pajisje anestezie dhe respiratore
10301 | Endoscopic Instruments - Grasper: (DI-5670-33D, DI-5670-45D, DI -5716-33D, DI-5716-45D, DI-5719-33D, DI-5731-33D, DI-5731-45D, DI-5901-33D, DI-5901-45D); Disposable Insufflation Needle: (IN-120, IN-150) | 2A - PHARMA shpk | 14.10.2021 | Lagis Enterprise Co., Ltd. No. 29, Gong 1st Rd., Dajia Dist., Taichung city 437, Taiwan | Endoscopic Instruments - Grasper: (DI-5670-33D, DI-5670-45D, DI -5716-33D, DI-5716-45D, DI-5719-33D, DI-5731-33D, DI-5731-45D, DI-5901-33D, DI-5901-45D); Disposable Insufflation Needle: (IN-120, IN-150) | lla | Instrument endoskopie nje perdorimesh, kapese, kanjula. | Pajisje nje perdorimeshe
10302 | MC-780MA (Body Composition Analyzer) | 2A - PHARMA shpk | 14.10.2021 | Tanita Corporation 1-14-2, Maeno-cho, Itabashi-ku, Tokyo 174-8630, JAPAN | MC-780MA (Body Composition Analyzer) | lla | Pajisje e specializuar per matjen e yndyres trupore, lipometitron. | Tjeter
10303 | ARCHITECT Rubella IgM Reagent Kit: 6C18-25 (100 tests); ARCHITECT Rubella IgM Calibrator: 6C18-01; ARCHITECT Rubella IgM Controls: 6C18-10 | PEGASUS shpk | 14.10.2021 | Abbott Ireland Diagnostics Division, Finisklin Business Park, Sligo, Ireland | ARCHITECT Rubella IgM Reagent Kit: 6C18-25 (100 tests); ARCHITECT Rubella IgM Calibrator: 6C18-01; ARCHITECT Rubella IgM Controls: 6C18-10 | In Vitro | Reagent, kalibrator dhe kontroll per percaktimin e antitrupave IgM te prodhuar kunder virusit te Rubella ne serumin dhe plazmen njerezore. | Pajisje te diagnostikimit in vitro
10304 | ARCHITECT Toxo IgG Reagent Kit: 6C19-25 (1 x 100 tests); ARCHITECT Toxo IgG Reagent Kit: 6C19-35 (1 x 500 tests); ARCHITECT Toxo IgG Calibrators: 6C19-01; ARCHITECT Toxo IgG Controls: 6C19-10; | PEGASUS shpk | 14.10.2021 | Abbott GmbH & Co. KG, Max-Planck-Ring 2, 65205 Wiesbaden, Germany | ARCHITECT Toxo IgG Reagent Kit: 6C19-25 (1 x 100 tests); ARCHITECT Toxo IgG Reagent Kit: 6C19-35 (1 x 500 tests); ARCHITECT Toxo IgG Calibrators: 6C19-01; ARCHITECT Toxo IgG Controls: 6C19-10; | In Vitro | Ragent, kalibrator dhe kontroll per percaktimin e antitrupave IgG te prodhuar kunder Toksoplazmes ne serum dhe plazem. | Pajisje te diagnostikimit in vitro
10305 | ARCHITECT Toxo IgM Reagent Kit: 6C20-25 (1 x 100 tests); ARCHITECT Toxo IgM Reagent Kit: 6C20-35 (1 x 500 tests); ARCHITECT Toxo IgM Calibrators: 6C20-01; ARCHITECT Toxo IgM Controls: 6C20-10; | PEGASUS shpk | 14.10.2021 | Abbott GmbH & Co. KG, Max-Planck-Ring 2, 65205 Wiesbaden, Germany | ARCHITECT Toxo IgM Reagent Kit: 6C20-25 (1 x 100 tests); ARCHITECT Toxo IgM Reagent Kit: 6C20-35 (1 x 500 tests); ARCHITECT Toxo IgM Calibrators: 6C20-01; ARCHITECT Toxo IgM Controls: 6C20-10; | In Vitro | Ragent, kalibrator dhe kontroll per percaktimin e antitrupave IgM te prodhuar kunder Toksoplazmes ne serum dhe plazem. | Pajisje te diagnostikimit in vitro
10306 | Limb Clamp Electrode - 40494E | Health&Light sh.p.k | 15.10.2021 | Philips Medical Systems 3000 Minuteman Road Andover MA 01810-1099 USA | Limb Clamp Electrode - 40494E | l | Elektrod ekstremitetesh per marrjen e sinjalit ECG nga pacienti | Instrumenta shume perdorimesh
10307 | RENASYS AB ABDOMINAL DRESSING KIT WITH SOFT PORT | Layo | 15.10.2021 | Smith & Nephew Medical Limited 101 Hessle Road, Hull HU3 2BN, United Kingdom | RENASYS AB ABDOMINAL DRESSING KIT WITH SOFT PORT - 66800980;RENASYS AB ABDOMINAL DRESSING KIT WITH SOFT PORT - 66801672 | llb | Pajisje mjekim plagesh | Tjeter
10308 | UCS Debrimentt | Salvia Produkte Natyrale sh.p.k | 15.10.2021 | Welcare Research S.r.l. Via San Giovanni sul Muro n.18 - 20121 Milano, Italy | UCS® Debridement WR95150, WR95150F - 30wipes 20 x 20cm; 10 wipes 20 x 20cm; 10 wipes 12 x 10cm; 10 wipes 10 x 10cm. UCSol™ Debridement WR95160, WR95170 - Bottle of 150ml; 350ml; 500ml. UCGel™ Debridement WR95180- Airless bottle of 15ml; 50ml; 250ml | IIb | Peceta, doreza, xhel per heqjen pastrimin dhe larjen e plageve | Tjeter
10309 | Architect HBsAG Reagent kit | Pegasus sh.p.k. | 15.10.2021 | Abbott Ireland Diagnostics Division, Finisklin Business Park, Sligo, Ireland | Architect HBsAG Reagent Kit: 6C36-41;6C36-42; 6C36-43; 6C36-44. | In Vitro | Eshte nje imunoanalize mikrogrimcash kemiluminishente qe sherben per percaktimin sasior te antigenit siperfaqesor te hepatit B ne serumin dhe plazmen njerezore | Pajisje te diagnostikimit in vitro
10310 | Architect Anti-HCV Reagent Kit | Pegasus sh.p.k. | 15.10.2021 | Abbott GmbH, Max-Planck-Ring 2, 65205 Wiesbaden, Germany | Architect Anti-HCV Reagent Kit: 6C37-22 (4x100tests); 6C37-27(1x100tests); 6C37-32(4x500tests); 6C37-37(1x500tests); Architect Anti-HCV calibrator: 6C37-01; Architect Anti-HCV Controls: 6C37-10 | In Vitro | Eshte nje imunoanalize mikrogrimcash kemiluminishente qe sherben per percaktimin sasior te antitrupave te prodhuar kunder virusit te hepatitit C ne serumin dhe plazmen njerezore, calibratore dhe kontrolle | Pajisje te diagnostikimit in vitro
10311 | Quantia | Pegasus sh.p.k. | 15.10.2021 | Biokit S.A. Avda. Can. Montcau, 7. 08186 Lliçà d' Amunt Barcelona - Spain | Quantia (sipas listes bashkelidhur) | In Vitro | Jane reagente, Kalibratore dhe kontrolle qe perdoren gjate analizave ne kampione te serumit njerezor, plazem dhe urine ne analizatoret Alinity | Pajisje te diagnostikimit in vitro
10312 | Architect Septum | Pegasus sh.p.k. | 15.10.2021 | Abbott Laboratories Diagnostics Division Abbott park, IL 60064 USA | Architect Septum: 4D18-03; Architect Replacement Caps : 4D19-01; Architect Sample Cups 7C14-01; Architect Reaction Vessels: 7C15-02; Architect Reaction Vessels: 7C15-03 | In Vitro | Jane tapa, proveza, kapuce dhe proveza per reaksionet kimike | Pajisje te diagnostikimit in vitro
10313 | Architect Anti-HBs Reagent Kit | Pegasus sh.p.k. | 15.10.2021 | Abbott Ireland Diagnostics Division, Finisklin Business Park, Sligo, Ireland | Architect Anti-HBs Reagent Kit: 7C18-27; 7C18-37; 7C18-34; 7C18-28; 7C18-38. Architect Anti-HBs Calibrators: 7c18-03; Architect Anti-HBs Controls: 7C18-13 | In Vitro | Jane reagent qe sherbejne per percaktiin sasiore te antitrupave kunder antigenit siperfaqesor te hepatiti B ne serumin dhe plazmen njerezore, kalibrator dhe kontrolle | Pajisje te diagnostikimit in vitro
10314 | Architect Free T3 Reagent Kit | Pegasus sh.p.k. | 15.10.2021 | Abbott Diagnostics Division Lisnamuck, Longford, Co. Longford, Ireland | Architect Free T3 Reagent Kit: 7K63-20; 7K63-25; 7K63-30; 7K63-35. Architect Free T3 Calibrators: 7K63-01; Architect Free T3 7K63-10 | In Vitro | Jane reagent qe sherbejne per percaktiin sasiore te triiodtiroines ne serumin dhe plazmen njerezore, kalibrator dhe kontrolle | Pajisje te diagnostikimit in vitro
10315 | Cholinesterase | Pegasus sh.p.k | 15.10.2021 | Sentinel CH.Spa,Milan,Via Robert Koch 2, Milan, Italy | Cholinesterase - 6K24-30 | In vitro | Perdoret per percaktimin kolorimetrik kinetik te kolinesterazes tek serumi ose plazma ne cSistem ARCHITECT. | Pajisje te diagnostikimit in vitro
10316 | IntelliSpace Portal V12.1 - IntelliSpace Portal Solutions: 881001/881101; IntelliSpace IX/LX Workstatiobn: 881030/881103; Upgrades IntelliSpace Portal: 881011/881102; Upgrades IntelliSpace IX/LX Worksations: 881033/881104 | Health & Light shpk | 18.10.2021 | Philips Medical Systems Nederland B.V., Veenpluis 6, 5684 PC Best, Netherlands | IntelliSpace Portal V12.1 - IntelliSpace Portal Solutions: 881001/881101; IntelliSpace IX/LX Workstatiobn: 881030/881103; Upgrades IntelliSpace Portal: 881011/881102; Upgrades IntelliSpace IX/LX Worksations: 881033/881104 | lla | Server per rishikimi dhe vizualizimin e imazheve. | Tjeter
10317 | RENASYS Y-Connector: 66800971 (UDI-DI: 5000223SN000101QT) | LAYO shpk | 18.10.2021 | Smith & Nephew Medical Limited 101 Hessle Road Hull, HU3 2BN, United Kingdom | RENASYS Y-Connector: 66800971 (UDI-DI: 5000223SN000101QT) | l | Pajisje per mjekimin e plageve. | Tjeter
10318 | Fit Checker Advanced 1-1 pkg; Fit Checker Advanced Cartr, 2pcs; Fit Checker Advanced Intro Pack; | Eurodenta sh.p.k | 18.10.2021 | GC EUROPE N.V. Research Park Interleuvenlaan 33 B-3001 Leuven Belgium | Fit Checker Advanced 1-1 pkg; Fit Checker Advanced Cartr, 2pcs; Fit Checker Advanced Intro Pack; | I | Material per kontrollin e pershtatshmerise te punimeve protetike te tilla si kurora dhe urave me baze qeramike dhe zirkon. | Pajisje dentare
10319 | JeTest GeneV Molecular PointOf Care Testing System | BioChem NRP sh.p.k | 18.10.2021 | Guangzhou HEAS BioTech Co., Ltd. Unit B, 4th Floor, A8 Building, NO.11 Kaiyuan Road, Science City High-tech Industrial Development, Guangzhou, Guangdong, P.R. China | JeTest GeneV Molecular PointOf Care Testing System: V600 | In Vitro | Aparat melekular per detektimin e viruseve te ndryshme. | Pajisje të diagnostikimit in vitro
10320 | USB Patient Data Cable | Health & Light shpk | 18.09.2021 | Philips Medical Systems, 3000 Minuteman Road, Andover, MA 01810-1099, USA | USB Patient Data Cable: 989803164281 (UDI-DI 0884838BM510SN | I | Kabell per kalimin e sinjalit elektrik nga pacienti tek ecg | Tjeter
10321 | Dental Medical Devices (sipas listes bashkengjitur) | EURODENTA shpk | 18.10.2021 | GC Europe N.V. Research Park, Interleuvenlaan 33, Leuven B-3001 Belgium | Dental Medical Devices (sipas listes bashkengjitur) | lla | Materiale ngjitese, cemente, Sisteme glass ionomer restorative, kondicioner, fibra riforcuese. | Pajisje dentare
10322 | Non Sterile Dental cotton rolls: 3135491, 3135492, 3135493, 3135494, 3135495, 3135496, 3135497, 3135498, 3135499 | EURODENTA shpk | 18.10.2021 | Fomed industries Inc. 20 Han Sha Road, Hou Hu District, 433115 Qian Jiang City, Hubei Province, P.R.China | Non Sterile Dental cotton rolls: 3135491, 3135492, 3135493, 3135494, 3135495, 3135496, 3135497, 3135498, 3135499 | l | Role pambuku jo steril. | Pajisje dentare
10323 | Lipase | Pegasus sh.p.k | 15.09.2016 | Abbott Laboratories Diagnostic Division,Abbott Park,Illinois 60064,USA | 7D80-31 Lipase | In vitro | Perdoret per percaktimin sasior te lipazes ne serumin ose plazmen humane. | Pajisje te diagnostikimit in vitro
10324 | GC Gradia Gum Shades | EURODENTA shpk | 20.10.2021 | GC EUROPE N.V. Research Park Interleuvenlaan 33 B-3001 Leuven Belgium | GC Gradia Gum Shades (sipas listes se bashkengjitur) | lla | Material per sigurimine ngjyres natyrale te gingives | Pajisje dentare
10325 | Viscoat ophtalmic viscosurgical device | Pegasus | 20.10.2021 | Alcon Laboratories, Inc.6201 South Freeway, Fort Worth, Texas.76134-2099, USA | Viscoat Ophtalmic Viscosurgical Device - FID 81994 (UDI-DI 038065GMN000007GR) | III | Solucion viskoelastike e molekulave per tu perdorur ne procedurat kirurgjikale te kataraktit | Pajisje oftalmike dhe optike
10326 | Alcon Incisional Instruments | Pegasus | 20.10.2021 | Alcon Laboratories, Inc.6201 South Freeway, Fort Worth, Texas.76134-2099, USA | Alcon Incisional Instruments (sipas listes se bashkengjitur) | lla | Thika nje perdorimeshe qe perdoren ne nderhyrjet kirurgjikale te syrit | Pajisje oftalmike dhe optike
10327 | Endopath®XCEL; Endopath.BASX.; Flexipath | Evita | 20.10.2021 | Ethicon Endo-Surgery,LLc, 475 Calle C, Guaynabo, Puerto Rico 00969 USA | Endopath®XCEL; Endopath.BASX.; Flexipath (sipas listes se bashkengjitur) | lla | Pajisje qe perdoret per nderhyrjet kirurgjikale laparoskopike | Tjeter
10328 | Sterile Hypodermic syringe, single use | Euromed shpk | 20.09.2021 | Internationa Company Medical Necessities (I.CO) Site 1: 3rd Industrial Zone Block No. 19&67, Abu-tig, Assiut, Egypt; Site 2: Public Free Zone - Ismailia, Egypt | Sterile Hypodermic Syringe for single use: Hypodermic Syringe, Safety Syringe and Insulin Syringe (sipas listes bashkangjitur) | IIa | Pajisje sterile qe synon te eprdoret per injeksione, terheqjete lengjeve, gazit, mjekimit etj | Pajisje nje perdorimeshe
10329 | Custom pack | Pegasus sh.p.k | 20.09.2021 | Alcon Laboratories, Incorporated 6201 South Freeway, Fort Worth, TX 76134 -2099, USA | CUSTOM-PAK - C21422-02 | IIb | Kit per kryerjen e procedurave kirurgjikale nje perdorimeshe | Pajisje nje perdorimeshe
10330 | Surgicel Original etj | Evita sh.p.k | 20.09.2021 | Ethicon SARL, Puit Godet 20, Neuchatel, CH-2000, Switzerland | SURGICEL™/TABOTAMP™ Original and NU-Knit/SURGICEL™ 2 - Absrobable Haemostats (sipas listes bashkangjitur) | III | Hemostate te absorbueshme | Pajisje te implantueshme jo aktive
10331 | Xpert Xpress SARS CoV-2 | Biomedica Albania Distribution shpk | 20.09.2021 | Cepheid 904 Caribbean Drive, Sunnyvale, CA 94089, USA | Xpert Xpress SARS CoV-2: XPRSARS-COV-2-10 | In Vitro | Reagent per detektimin e sars-cov-2 me metodent pcr molekulare | Pajisje te diagnostikimit in vitro
10332 | LIGAMAX5mm; LIGACLIP:(EL5ML; ER320; ER420; LT100; LT102; LT200; LT202; LT300; LT400; MCL20; MCM20; MCM30; MCS20; MSM20) | Evita | 20.10.2021 | Ethicon Endo-Surgery,LLc, 475 Calle C, Guaynabo, Puerto Rico 00969 USA | LIGAMAX5mm; LIGACLIP:(EL5ML; ER320; ER420; LT100; LT102; LT200; LT202; LT300; LT400; MCL20; MCM20; MCM30; MCS20; MSM20) | llb | Aplikator klipesh per endoskopi dhe klipe rimbushes | Tjeter
10333 | G-CEM Try-In Paste A2: 012803; G-CEM Try-In Paste Translucent: 012804; G-CEM Try-In Paste Opaque: 012805; G-CEM Try-In Paste Bleach: 012806 | EURODENTA shpk | 18.10.2021 | GC Europe N.V. Research Park, Interleuvenlaan 33, Leuven B-3001 Belgium | G-CEM Try-In Paste A2: 012803; G-CEM Try-In Paste Translucent: 012804; G-CEM Try-In Paste Opaque: 012805; G-CEM Try-In Paste Bleach: 012806 | l | Cement liner kompoziti | Pajisje dentare
10334 | Non precious alloys | Futura Dent sh.p.k | 18.10.2021 | S&S Scheftner GmbH, Dekan-Laist-Str.52, 55129 mainz, Germany | Non precious alloys (sipas listës bashkëngjitur) | IIa | metal pluhur per prodhimin e dhembeve te metal procelanit | Pajisje dentare
10335 | Dental Implants Abutments and Healing Caps | BEGONVIL DENTAL sh.p.k | 20.10.2021 | MSDI Medical System & Devices International Ltd. St. Ba'alei Malacha 26, P.O. Box 25414, haifa 3223020, Israel | Dental Implants Abutments and Healing Caps (sipas listës bashkëngjitur) | I | Implante dhe aksesoret per zevendesimin e dhembit. | Pajisje dentare
10336 | UNI-GRAFT K DV | O.E.S Distrimed | 21.10.2021 | Aesculap AG AM Aesculap-Platz 78532 Tuttlingen, Germany | UNI-GRAFT K DV (sipas listes se bashkengjitur) | lll | Proteza vaskulare te implantueshme ne kirurgjine vaskulare | Pajisje te implantueshme jo aktive
10337 | Patient Return Electrodes | O.E.S Distrimed | 21.10.2021 | Covidien Ilc 15 Hampshire Street Mansfield, Massachusetts 02048, USA | Patient Return Electrodes (sipas listes se bashkengjitur) | llb | Elektroda vaskulare tokezimi | Pajisje nje perdorimeshe
10338 | BBL CHROMagar Candida Medium - 257480;BBL CHROMagar Orientation Medium -- 257481 | Pegasus | 21.10.2021 | Becton Dickinson GmbH, Tullastrasse 8-12, 69126 Heidelberg, Germany | BBL CHROMagar Candida Medium - 257480;BBL CHROMagar Orientation Medium -- 257481 | In vitro | Medium agar per izolimin e candida dhe infeksionev urinare | Pajisje të diagnostikimit in vitro
10339 | BD Vacutainer® K3E 7.2 mg Plus bllod Collection Tubes - 368860;BD vacutainer® K3E 5.4mg Plus bllod Collection Tubes - 368857; | Pegasus | 21.10.2021 | Becton, Dickinson and Company Belliver Industrial Estate, Belliver Way Roborough, Plymouth, PL6 7BP, United Kingdom | BD Vacutainer® K3E 7.2 mg Plus bllod Collection Tubes - 368860;BD vacutainer® K3E 5.4mg Plus bllod Collection Tubes - 368857; | In vitro | Epruveta per marrjen dhe kryerjen e analizave te gjakut | Pajisje të diagnostikimit in vitro
10340 | Automatic Tissue Processor ATP 1000 | Genius | 21.10.2021 | Histo-Line Laboratories S.r.l. Viale Giuseppe Di Vittorio, 30 20090 Pantigliate (MI), Italy | Automatic Tissue Processor ATP 1000 | In vitro | Instrument mjekesor per kryerjen e analizave histologjike | Pajisje të diagnostikimit in vitro
10341 | NC Euphora Rapid Exchange Balloon Dilatation Catheter | O.E.S Distrimed sh.p.k | 21.10.2021 | Medtronic, Inc. 7 Medtronic Parkway Minneapolis, MN 55432 USA | NC Euphora Rapid Exchange Balloon Dilatation Catheter (sipas listës bashkëngjitur) | III | Katetere dilatacioni me ballone me shkembim te shpejte qe perdoren ne kardiologji hemodinamike. | Pajisje nje perdorimeshe
10342 | Columbia CAN Agar with 5% Sheep Blood 254007 | Pegasus sh.p.k | 21.10.2021 | Becton Dickinson GmbH Tullastrasse 8-12 69126 Heidelberg/Germany | Columbia CAN Agar with 5% Sheep Blood 254007 | In Vitro | Mjedis agari qe perdoretper izolimin selektiv te baktereve fastidiose. | Pajisje te diagnostifikimit in vitro
10343 | Autoclave: CHW-YX280B, CHW-YX280A, CHW-YX280D, CHW-YX280D2, CHW-LXB, CHW-LXB; Portable Phlegm Suction Unit: H003-A, H003-B, H003-F, 23B-II, 23C-V, 23C-I, 23C-II, 23D-I | Gashi - Medical shpk | 21.10.2021 | Nantong Yikun Medical Apparatus Co., Ltd. 198th Zhaoxia Road, Nantong High-tech Zone, Jiangsu Province, China | Autoclave: CHW-YX280B, CHW-YX280A, CHW-YX280D, CHW-YX280D2, CHW-LXB, CHW-LXB; Portable Phlegm Suction Unit: H003-A, H003-B, H003-F, 23B-II, 23C-V, 23C-I, 23C-II, 23D-I | l | Autoklave per dterilizimin e instrumentave te ndryshem dhe aspiratore te ndryshem qe shebejne per thithjen e likideve. | Pajisje elektromekanike
10344 | BD Vacutainer®9NC 0.109M Buffered Trisodium Citrate Plus Blood Collection Tubes 363048 | Pegasus sh.p.k | 21.10.2021 | Becton, Dickinson and Company Belliver Industrial Estate, belliver Way, Roborough, Plymouth, PL6 7BP, United Kingdom | BD Vacutainer®9NC 0.109M Buffered Trisodium Citrate Plus Blood Collection Tubes 363048 | In Vitro | Proveza qe sherbejne per marrjen e gjakut | Pajisje te diagnostifikimit in vitro
10345 | Dental Implants, Abutments and Healing Caps (sipas listes bashkengjitur) | Begonvil Dental shpk | 21.10.2021 | MSDI Medical System & Devices International Ltd. St. Ba'alei Malacha 26, P.O. Box 25414, Haifa 3223020, Israel | Dental Implants, Abutments and Healing Caps (sipas listes bashkengjitur) | llb | Implante dentare dhe sksesore qe perdoren per zevendesimin e dhembeve qe mungojne. | Pajisje dentare
10346 | MENTOR® Gel Breast Implants (sipas listes bashkengjitur) | Evita shpk | 21.10.2021 | Mentor Medical Systems B.V. Zarnikedreef 2 2333 CL Leiden The Netherlands | MENTOR® Gel Breast Implants (sipas listes bashkengjitur) | lll | Implante gjiri silikoni me siperfaqe te lemuar dhe te teksturuar. | Pajisje te implantueshme jo aktive
10347 | Nextractor® : NX-48S | Biocheck Diagnostic Center shpk | 21.10.2021 | Genolution Inc. Rm 506, Rm 804, Bldg. A, 11, Beobwon-ro 11-gil, Songpa-gu, Seoul 05836, Republic of Korea | Nextractor® : NX-48S | In Vitro | Aparat ekstraktimi i mostrave virale. | Pajisje te diagnostikimit in vitro
10348 | CapSure Sense MRI SureScan lead (52cm, 58cm) - 4074; CapSure Sense MRI SureScan lead (45cm, 53cm) - 4574; CapSure Z Novus MRI™ SureScan leads (52cm, 58cm) - 5054; CapSure Z Novus MRI™ SureScan leads (45cm, 53cm) - 5554; CapSureFix® Novus MRI SureScan lead ( Lead Lengths: 35cm, 45cm, 52cm, 58cm, 65cm, 85cm) - 5076 | O.E.S DISTRIMED shpk | 22.10.2021 | Medtronic Inc. 710Medtronic Parkway N.E. Minneapolis MN 55432 USA | CapSure Sense MRI SureScan lead (52cm, 58cm) - 4074; CapSure Sense MRI SureScan lead (45cm, 53cm) - 4574; CapSure Z Novus MRI™ SureScan leads (52cm, 58cm) - 5054; CapSure Z Novus MRI™ SureScan leads (45cm, 53cm) - 5554; CapSureFix® Novus MRI SureScan lead ( Lead Lengths: 35cm, 45cm, 52cm, 58cm, 65cm, 85cm) - 5076 | Te implantueshme aktive | Elektroda te implantueshme per funksionimin e pacemakerave. | Pajisje te implantueshme aktive
10349 | Euphora Rapid Exchange Balloon Dilatation Catheter | O.E.S Distrimed sh.p.k | 22.09.2021 | Medtronic, Inc. 710 Medtronic Parkway, Minneapolis, MN 55432, USA | PTCA Balloon Dilatation Catheter: Euphora Rapid Exchange Balloon Dilatation Catheter (sipas listës bashkëngjitur) | III | Kateter dilatacioni me balon me shkembim te shpejte per perdorim ne kardiokirurgji hemodinamike | Pajisje nje perdorimeshe
10350 | Blood Glucose Test Strip: Rightest GS550 | Pharma One shpk | 22.10.2021 | Bionime Corporation No. 100, Sec. 2, Daqing St., South Dist., Taichung City 40242, Taiwan | Blood Glucose Test Strip: Rightest GS550 | In Vitro | Fisha per matjen e glukozes ne gjak. | Pajisje te diagnostikimit in vitro
10351 | VascuGraft FLOW | O.E.S Distrimed | 22.10.2021 | B. Braun Melsungen AG Carl-Braun-Strasse 1 34213, Melsungen, Germany | VascuGraft FLOW (sipas listes se bashkengjitur) | llb | Proteza vaskulare te implantueshme ne kirurgjine vaskulare | Pajisje te implantueshme jo aktive
10352 | MICROMED ® PEDIATRIC TUBE WITH K3 EDTA x 0,5 ml OF BLOOD, VIOLET CAP | Krijon sh.p.k | 22.10.2021 | F.L Medical s.r.l. Unipersonale, Torreglia (PD) Via Enrico Mattei, 20 | MICROMED ® PEDIATRIC TUBE WITH K3 EDTA x 0,5 ml OF BLOOD, VIOLET CAP - 40101 | In Vitro | Vakueta per perdorim ne analizat hematologjike | Pajisje nje perdorimeshe; Tjeter
10353 | VACUMED ® 13x75 mm With Clot Activator x 3ml of blood, Red Cap, Sterile - 42611 | Krijon sh.p.k | 22.10.2021 | F.L Medical s.r.l. Unipersonale, Torreglia (PD) Via Enrico Mattei, 20 | VACUMED ® 13x75 mm With Clot Activator x 3ml of blood, Red Cap, Sterile - 42611 | In Vitro | Vakueta per perdorim ne analizat hematologjike | Pajisje nje perdorimeshe; Tjeter
10354 | Echelon Circular Powered Stapler: CDH23P, CDH25P, CDH29P, CDH31P;Ethicon Circular Stapler: CDH21B, CDH25B, CDH29B, CDH33B; Ethicon Circular Stapler XL Sealed: ECS21B, ECS25B, ECS29B, ECS33B | Evita | 22.10.2021 | Ethicon Endo-Surgery,LLc, 475 Calle C, Guaynabo, Puerto Rico 00969 USA | Echelon Circular Powered Stapler: CDH23P, CDH25P, CDH29P, CDH31P;Ethicon Circular Stapler: CDH21B, CDH25B, CDH29B, CDH33B; Ethicon Circular Stapler XL Sealed: ECS21B, ECS25B, ECS29B, ECS33B | llb | Stepler cirkular per perdorim ne Endokirurgji | Tjeter
10355 | Disposable Virus Sampling Collector | Genius sh.p.k | 22.10.2021 | Biobase Biodustry (Shandong) Co., Ltd. No. 51 South Gongye Road, Jinan, Shandong Province, China | Disposable Virus Sampling Collector | In Vitro | Material konsumi in vitro diagnostifikues per marrjen dhe transportin e mostrave per kryerjen e analizave te ndryshme. | tjeter
10356 | VACUMED 13x75mm WITH SODIUM CITRATE 3,2% x 3,6ML OF BLOOD FOR COAGULATION, LIGHT BLUE CAP, STERILE - 42412 | Krijon sh.p.k | 22.10.2021 | F.L Medical s.r.l. Unipersonale, Via Enrico Mattei, 20 TORREGLIA (PD), ITALY | VACUMED 13x75mm WITH SODIUM CITRATE 3,2% x 3,6ML OF BLOOD FOR COAGULATION, LIGHT BLUE CAP, STERILE - 42412 | In Vitro | Vakueta me Na.Citrat x 3.6 ml gjak per koagulim me kapak me ngjyre blu sterile qe perdoren per marrjen e analizave te ndryshme laboratorike. | tjeter
10357 | MacConkey II Agar: 254025 | PEGASUS shpk | 25.10.2021 | Becton Dickinson GmbH Tullastrasse 8-12, 69126 Heidelberg/Germany | MacConkey II Agar: 254025 | In Vitro | Medium agari qe perdoret per izolimin selektiv te Enterobacteria. | Pajisje te diagnostikimit in vitro
10358 | Lactofan | 2A Pharma sh.p.k | 25.10.2021 | Fischer ANalysen Instrumente GmbH, Brahestr. 25-27, 0434 Leipzig, Germany | LactoFAN2 - 2021-0818 | Im | Eshte nje pajisje e cila realizon matjen e perqendrimit te frymemarrjes, teston intolerancen ndaj laktozes dhe karbohidrateve | Pajisje elektromekanike
10359 | BD VACUTAINER Tubes Cat Plus blood collection tubes | Pegasus sh.p.k | 25.10.2021 | Becton,Dickinson and Company Belliver Industrial Estate, Belliver Way, Roborough,Plymouth PL6 7BP United Kingdom | BD VACUTAINER® Tubes CAT(Clot Activator Tube) Plus Blood Collection Tubes 368815 | In vitro | Jane proveza qe sherbejne per analizat e serumit qe merret nga gjaku | Pajisje te diagnostikimit in vitro
10360 | Kin Saline Solution (Serum Physiologique) 30 x 5ml | DELTA PHARMA - AL shpk | 25.10.2021 | Unolab Manufacturing, S.L. Avda. De las Flores, nr. 6, 28970, Humanes de Madrid, MADRID(ESPAÑA) | Kin Saline Solution (Serum Physiologique) 30 x 5ml | llb | Tratesire fiziologjike per perdorim, oftalmik, optok dhe nazal. | Pajisje terapie komplementare
10361 | Vakueta xhel, Clot Activator | Krijon shpk | 25.10.2021 | F.L Medical s.r.l., Via Enrico Mattei, 20 35038, Torreglia (PD) | VACUMED®13x100mm with gel separator + Clot Acivator x 5ml of blood, Golden-Yellow Cap, Sterile - 43726 | In Vitro | vakueta me xhel me kapak me ngjyre te verdhe, gold sterile qe perdoren per marrjen e gjakut per zhvillimin e analizave te ndryshme laboratorike | Pajisje nje perdorimeshe
10362 | Vakueta me K3 EDTA | Krijon shpk | 25.10.2021 | F.L Medical s.r.l., Via Enrico Mattei, 20 35038, Torreglia (PD) | VACUMED®13x75mm with K3 EDTA x 4ml of blood, Violet cap, Sterile - 42112 | In Vitro | vakueta me edtal me kapak me ngjyre te verdhe, gold sterile qe perdoren per marrjen e gjakut per zhvillimin e analizave te ndryshme laboratorike | Pajisje nje perdorimeshe
10363 | Echelon Contour Curved Cutter Stapler Reload, Blue | Evita | 25.10.2021 | Ethicon Endo-Surgery,LLc, 475 Calle C, Guaynabo, Puerto Rico 00969 USA | Echelon Contour Curved Cutter Stapler Reload, Blue (Standart) - GCR40B; Echelon Contour Curved Cutter Stapler Reload, Green (Thick) - GCR40G; Echelon Contour Curved Cutter Stapler with Blue Reload - GCS40B; Echelon Contour Curved Cutter Stapler with Green Reload - GCS40G; | IIb | Stapler echelon i lakuar qe perdoret per kirugji | Tjeter
10364 | Reagente mjekesore | Genius sh.p.k | 25.10.2021 | ORGENTEC Diagnostika GmbH, carl-Zeiss-Strasse 49-51, 55129 Mainz, Germany | Anti-Chlamydia pneumoniae; Anti-Chlamydia trachomatis (sipas listës bashkëngjitur) | In Vitro | Reagente in vitro per kryerjen e analizave te ndryshme biokimike | Tjeter
10365 | Gradia Direct; Gradia Direct X | EURODENTA shpk | 26.10.2021 | GC EUROPE N.V. Research Park Interleuvenlaan 33 B-3001 Leuven Belgium | Gradia Direct; Gradia Direct X (sipas listes se bashkengjitur) | lla | Kompozite restauruese me drite per dhembet anterior dhe posterior | Pajisje dentare
10366 | TEMPSMART DC | Eurodenta sh.p.k | 26.10.2021 | GC Europe N.V. research park Interleuvenlaan 23, leuven B-3001, Belgium | TEMPSMART DC (sipas listës bashkëngjitur) | IIa | Cemente provizore rezine | Pajisje dentare
10367 | Clearfil Majesty Flow | Albadent Group sh.p.k | 26.10.2021 | Kuraray Noritake Dental Inc. 1621 Sakazu, Kurashiki, Okayama, 710-0801 Japan | Clearfil Majesty Flow (sipas listës bashkëngjitur) | IIa | Eshte nje material restaurues rezine i rrjedhshem, radiopak, i indikuar per tu perdorur ne te gjitha klasat e restaurimeve | Pajisje dentare
10368 | Clearfil Majesty ES Flow | Albadent Group sh.p.k | 26.10.2021 | Kuraray Noritake Dental Inc. 1621 Sakazu, Kurashiki, Okayama, 710-0801 Japan | Clearfil Majesty ES Flow (sipas listës bashkëngjitur) | IIa | Eshte nje perberes i ri mbushes, i lehte, i rrjedhshem, universal per nje game te gjere perdorimi me qendrueshmeri dhe estetike superiore | Pajisje dentare
10369 | Clearfil SE Protect | Albadent Group sh.p.k | 26.10.2021 | Kuraray Noritake Dental Inc. 1621 Sakazu, Kurashiki, Okayama, 710-0801 Japan | Clearfil SE Protect (sipas listës bashkëngjitur) | IIa | Eshte nje primer vete gedhendes/sistem lidhes i kuruar me drite | Pajisje dentare
10370 | Cerviron Ovula | TIDI Group sh.p.k | 26.10.2021 | Perfect Care Distribution srl, No.82 Complexuiu street, Mihallesti city, 085200 Giurgiu country, Romania | Vaginal Ovules : Cerviron Ovules DM01 | Iia | Ovula vaginale per rigjenerim gjinekologjik | Tjeter
10371 | Phosphate Bufferes Saline (PBS) (w/o lons Ca/Mg) | KRIJON shpk | 26.10.2021 | BioMaxima S.A. Vetterow 5, 20-277 Lublin, Poland | Phosphate Bufferes Saline (PBS) (w/o lons Ca/Mg) | In Vitro | Solucion buffer qe perdoret zakonisht ne kerkime biologjike. PBS eshte tretesire kripe me baze uji. | Tjeter
10372 | Vacumed® 13x75mm with lithium heparin x 4ml of blood, dark green cap, sterile: 42312 | KRIJON shpk | 26.10.2021 | F.L. Medical s.r.l. Unipersonale Torreglia (PD) Via Enrico Mattei, 20 | Vacumed® 13x75mm with lithium heparin x 4ml of blood, dark green cap, sterile: 42312 | In Vitro | Vaketa me li-heparine, me kapak me ngjyre jeshile te erret, sterile. Perdoren per marrjen e gjakut per zhvillimin e analizave te ndryshme laboratorike. | Pajisje te diagnostikimit in vitro
10373 | EDMA Class 24 09 Micro Biology Disposables as: Pipet Tips (Pipette tips), Centrifuge Tubes and (Micro) centrifuge tubes, Culture Tubes, Disposable Laboratory Plastics, PCR Disposables; EDMA Clas 21 01 1001 CH Hardware and Accessories as: POC Blood Dispenser, Blood Slide Prep Tool | KRIJON shpk | 26.10.2021 | Labcon, North America 3700 Lakeville Highway, Petaluma, California, USA 94954 | EDMA Class 24 09 Micro Biology Disposables as: Pipet Tips (Pipette tips), Centrifuge Tubes and (Micro) centrifuge tubes, Culture Tubes, Disposable Laboratory Plastics, PCR Disposables; EDMA Clas 21 01 1001 CH Hardware and Accessories as: POC Blood Dispenser, Blood Slide Prep Tool | In Vitro | Materiale te ndryshme ku perfshihem, maja pipetash, tube centrifuge, tuba microvcentrifuge, tuba per kultura, materiale plastike nje perdorimeshe per PCR, lama per pergatitjen e mostrave te gjakut. | Pajisje laboratori
10374 | STANDARD™ Q COVID-19 Ag Test (Ref. Q-NCOV-01G; Cat. 09COV30D) | KRIJON shpk | 26.10.2021 | SD Biosensor, Inc. C-4th&5th, 16, Deogyeong-daero, 1556beon-gil, Yeongtong-gu, Suwon-si, Gyeonggi-do 16690, KOREA | STANDARD™ Q COVID-19 Ag Test (Ref. Q-NCOV-01G; Cat. 09COV30D) | In Vitro | Test i shpejte per detektimin e antigjeneve te SARS-CoV-2 ne materialin nazal dhe faringeal. | Pajisje te diagnostikimit in vitro
10375 | Clearfil Ceramic Primer Plus - 3637-EU/UK;Clearfil Ceramic Primer Plus (Trial) - 3638-EU/UK | Albadent Group | 27.10.2021 | Kuraray Noritake Dental Inc. 1621 Sakazu, Kurashiki, Okayama, 710-0801, Japan | Clearfil Ceramic Primer Plus - 3637-EU/UK;Clearfil Ceramic Primer Plus (Trial) - 3638-EU/UK | lla | Primer adeziv per te rritur forcen e lidhjes midis materialeve | Pajisje dentare
10376 | KATANA ZIRCONIA BLOCK | Albadent Group | 26.10.2021 | Kuraray Noritake Dental Inc. 300 Higashiyama, Miyoshi-cho, Miyochi, Aichi, 470-0293 Japan | KATANA ZIRCONIA BLOCK (sipas listes se bashkengjitur) | lla | Blloku shume-shtresor per restaurimet e dhembeve | Pajisje dentare
10377 | CLEARFIL SE BOND 2 Kit : #3270-EU/UK;CLEARFIL SE BOND 2 Value Pack: #3272-EU/UK;CLEARFIL SE BOND 2 Trial Pack: #3275-EU/UK;CLEARFIL SE BOND 2 BOND: #3281-EU/UK;CLEARFIL SE BOND 2 PRIMER: #3282-EU/UK;CLEARFIL SE BOND 2 Unit Dose Standard Pack:#3286-EU/UK;CLEARFIL SE BOND 2 Unit Dose Trial Pack: #3287-EU/UK | Albadent Group | 26.10.2021 | Kuraray Noritake Dental Inc. 1621 Sakazu, Kurashiki, Okayama, 710-0801, Japan | CLEARFIL SE BOND 2 Kit : #3270-EU/UK CLEARFIL SE BOND 2 Value Pack: #3272-EU/UK CLEARFIL SE BOND 2 Trial Pack: #3275-EU/UK CLEARFIL SE BOND 2 BOND: #3281-EU/UK CLEARFIL SE BOND 2 PRIMER: #3282-EU/UK CLEARFIL SE BOND 2 Unit Dose Standard Pack:#3286-EU/UK CLEARFIL SE BOND 2 Unit Dose Trial Pack: #3287-EU/UK | lla | Sistem lidhës i thjeshtuar, i kuruar me dritë që përmban një primer me bazë uji. Koha e procedurës me CLEARFIL SE BOND është zvogëluar ndjeshëm, duke siguruar forcë të shtuar të lidhjes dhe veti vulosëse. | Pajisje dentare
10378 | Neonatal Incubator: B8,B6,B3 | Fedos | 27.10.2021 | SHENZHEN COMEN MEDICAL INSTRUMENTS CO., LTD. Floor 10, Floor 11 and section C of Floor 12 of Building 1A & Floor 1 to Floor 5 of Building 2, FIYTA Timepiece Building, Nanhuan Avenue, Matian Sub-district. Guangming District, Shenzhen, Guangdong 518106, P.R | Neonatal Incubator: B8,B6,B3 | llb | Inkubator per te porsalindur | Pajisje elektromekanike
10379 | Colposcope: KP3000 LED; KP3000 S LED; SOM42; SOM52 | Fedos | 27.10.2021 | Karl Kaps GmbH & Co. Schulstrasse 57 35614 Asslar/Wetzlar Germany | Colposcope: KP3000 LED; KP3000 S LED; SOM42; SOM52 | l | Kolposkop per ekzaminimin e qafes se mitres | Instrumenta shumeperdorimesh
10380 | GRADIA PLUS | Eurodenta sh.p.k | 27.10.2021 | GC EUROPE N.V. Research Park Interleuvenlaan 33 B-3001 Leuven Belgium | GRADIA PLUS (sipas listës bashkëngjitur) | Iia | Sistem modular I perbere per restaurime indirekte. | Pajisje dentare
10381 | KATANA Cleaner | Albadent Group sh.p.k | 27.10.2021 | Kuraray Noritake Dental Inc. 1621 sakazu, Kurashiki, Okayama, 710-0801, Japan | KATANA Cleaner: #3970-EU; #3970-UK; KATANA Cleaner (Trial):#3971-EU; #3971-UK | Iia | Agjent pastrimi universal per dhembim, kanalet e rrenjeve etj. | Pajisje dentare
10382 | MobileDetect Bio BCC19 (MD-Bio BCC19) Test Kit (with approved: 8-well, 32-well or 96-well thermal cyrcles options) | Swissmed | 27.10.2021 | Mobile Detect Bio, INC 120 Industrial Blvd Sugar Land, TX 77478 USA | MobileDetect Bio BCC19 (MD-Bio BCC19) Test Kit (with approved: 8-well, 32-well or 96-well thermal cyrcles options) | In Vitro | Aparat inkubimi | Pajisje te diagnostikimit in vitro; Pajisje laboratori
10383 | Hematology analyzer: YUMIZEN H500 OT | Biometric Albania | 27.10.2021 | Horiba ABX SAS Parc Euromedecine Rue du Caducee- BP7290 34184 Montpellier Cedex 4-France | Hematology analyzer: YUMIZEN H500 OT | In Vitro | Analizator per hematologji | Pajisje te diagnostikimit in vitro; Pajisje laboratori
10384 | Multi Parameter Patient Monitor | Fedos sh.p.k | 27.10.2021 | Shenzen Comen Medical Instruments Co., Ltd. Floor10, Floor 11 and Section C of Floor 12 of Building 1A & Floor 1 to Floor 5 of Building 2, FIYTA Timepiece Building, Nanhuan Avenue, Matian Sub-district, Guangming District, Shenzen, Guangdong, 518106, P.R.China | Multi Parameter Patient Monitor: C30,C50,C70,C80,C86,C90,C30A, C70A,C90A,C500,C800,C860 ,NC19, NC19A , Datalys 750, Datalys 770, Datalys 780, Datalys 790 , STARS000,ST ARS000A, ST ARS000B, STAR8000C, STAR8000D, ST AR8000E, STARS000H ,STARS000F , NC8,NC10,NC12,C100A,NC8A, NC10A, NC12A ,OPUS i8, OPUS i10, OPUS i10 Expert, OPUS i12, OPUS i12 oro, OPUSi15 | IIb | Monitor pacienti per amtjen e disa parametrave jetesore | Pajisje elektromekanike
10385 | Fetal Monitor | Fedos sh.p.k | 27.10.2021 | Bistos Co., Ltd. 7th Floor., A Bldg., Woolim Lions Valley 5-cha, 302, Galmachi-ro, Jungwon-gu, Seongnam-si, Gyeonggi-do, Korea | Fetal Monitor: BT-300 | Iia | Monitor fetusi per monitorimine parametrave jetesore te fetusit | Pajisje elektromekanike
10386 | Miracle Mix Cap box of 50 caps: 000124; Miracle Mix intropackage, P/L 15g/8ml: 000239 | EURODENTA shpk | 27.10.2021 | GC Europe N.V. Research Park, Interleuvenlaan 33, Leuven B-3001 Belgium | Miracle Mix Cap box of 50 caps: 000124; Miracle Mix intropackage, P/L 15g/8ml: 000239 | lla | Material jeonomer restaurues provizor dhe i perhershem. | Pajisje dentare
10387 | KATANA Zirconia - Dental Ceramic Block (sipas listes bashkengjitur) | Albadent Group shpk | 27.10.2021 | Kuraray Noritake Dental Inc. 300 Higashiyama, Miyoshi-cho, Miyoshi, Aichi 470-0293, Japan | KATANA Zirconia - Dental Ceramic Block (sipas listes bashkengjitur) | lla | Pllaka zirkoni. | Pajisje dentare
10388 | CLEARFIL MAJESTY Posterior - Dental materials, restorative, composite (sipas listes bashkengjitur) | Albadent Group shpk | 27.10.2021 | Kuraray Noritake Dental Inc. 1621 Sakazu, Kurashiki, Okayama, 710-0801, Japan | CLEARFIL MAJESTY Posterior - Dental materials, restorative, composite (sipas listes bashkengjitur) | lla | Rreshire me perberes restaurues, radiopake, me mbushes inorganik nano dhe mikro te trajruar me nje teknilogji te veshjes se siperfaqes, Indikohet ne restaurimet e dhembeve. | Pajisje dentare
10389 | KATANA AVENCIA Block | Albadent Group sh.p.k | 27.10.2021 | Kuraray Noritake Dental Inc. 1621 sakazu, Kurashiki, Okayama, 710-0801, Japan | KATANA AVENCIA Block (sipas listës bashkëngjitur) | Iia | Lloj qeramike hibride me madhesi nano. | Pajisje dentare
10390 | K-ETCHANT Syringe: #3252-EU; #3252-Uk Needle tip : #3253-EU; #3253-UK | Albadent Group sh.p.k | 27.10.2021 | Kuraray Noritake Dental Inc. 1621 sakazu, Kurashiki, Okayama, 710-0801, Japan | K-ETCHANT Syringe: #3252-EU; #3252-Uk Needle tip : #3253-EU; #3253-UK | Iia | Acidifikues per dhembim. | Pajisje dentare
10391 | A1CX3 Tina-quant Hemoglobin A1cDx Gen.3 : 08056668190; 08445699190; | Evita sh.p.k | 27.10.2021 | Roche Diagnostic GmbH Sandhofer Strasse 116 68305 Mannheim Germany | A1CX3 Tina-quant Hemoglobin A1cDx Gen.3 : 08056668190; 08445699190; | In Vitro | Reagent per matjen e AAGP ne serumin dhe plazmen humane. | Pajisje te diagnostifikimit in vitro
10392 | Salpingograph: 5250 | Fedos shpk | 28.10.2021 | Rudolf Riester GmbH Bruckstrasse 31, D-72417 Jungingen, Germany | Salpingograph: 5250 | l | Instrument gjinekologjik per kontrollin e tubave te fallopit. | Instrumenta shumeperdorimesh
10393 | Diagnostic Ultrasound System: DC-32, DC-30, DC-28, DC-26, DC-25, DC-20, DC-20S, DC-20 Exp, DC-20 Pro, DC-21, DC-22, DC-30S, DC-30 Exp, DC-32S, DC-32 Exp, DC-32 Pro, DC-Bela (Included are following transducers: 35C50P, 3C5P, 75L38P, 6CV1P, 2P2P, 7L5P, 6C2P, D6-2P, 7L4P, C6-2P, V10-4BP, 7L4BP, 6LE7P and following needle-guided brackets: NGB-001, NGB-002, NGB-004, NGB-005, NGB-006, NGB-007, NGB-011, NGB-009, NGB-022) | Fedos shpk | 28.10.2021 | Shenzhen Mindray Bio-Medical Electronics Co., Ltd Mindray Building Keji 12th Road South Hi-Tech Industrial Park Nanshan 518057 Shenzhen People's Republic of China | Diagnostic Ultrasound System: DC-32, DC-30, DC-28, DC-26, DC-25, DC-20, DC-20S, DC-20 Exp, DC-20 Pro, DC-21, DC-22, DC-30S, DC-30 Exp, DC-32S, DC-32 Exp, DC-32 Pro, DC-Bela (Included are following transducers: 35C50P, 3C5P, 75L38P, 6CV1P, 2P2P, 7L5P, 6C2P, D6-2P, 7L4P, C6-2P, V10-4BP, 7L4BP, 6LE7P and following needle-guided brackets: NGB-001, NGB-002, NGB-004, NGB-005, NGB-006, NGB-007, NGB-011, NGB-009, NGB-022) | lla | Eko me ultratinguj per diagnostikim ekografik. | Pajisje elektromekanike
10394 | Defibrillator Monitor:S3, S5, S6, S8 | Fedos shpk | 28.10.2021 | Shenzhen Comen Medical Instruments Co., Ltd. F10-11& Sect C, F12 of BLDG 1A and F1-5 of BLDG 2, FIYTA Timepiece Building, Nanhuan Avenue, Matian Subdistrict, Guangming District, 518106 Shenzhen, Guangdong, P.R.China | Defibrillator Monitor:S3, S5, S6, S8 | llb | Monitor defibrilatori per monitorimin e parametrave jetesore para dhe pas atakut kardiak. | Pajisje elektromekanike
10395 | SURTRON and relative accessories: Needle electrode: 152-125; Loop electrode: 152-175-10; Blade curved electrode/ball curved electrode/needle curved electrode: 152-112; Neutral electrode: F7915 | Fedos shpk | 28.10.2021 | LED SpA 03100 Frosinone (FR) - Via Marco Tullio Cicerone 138 (ITA) - Italy | SURTRON and relative accessories: Needle electrode: 152-125; Loop electrode: 152-175-10; Blade curved electrode/ball curved electrode/needle curved electrode: 152-112; Neutral electrode: F7915 | llb | Aksesore per bisturi elektrike, pajisje per kryerjen e elektrokirurgjise.
10396 | Raucodrape® Surgical Incise Drape REF: 25440, 25441, 25442, 25443, 25444, 25445, 25446, 25447, 25448 | Gen-Albfarma | 01.11.2021 | Lohmann & Rauscher International GmbH & Co. KG Westerwaldstrasse 4 56579 Rengsdorf Germany | Raucodrape® Surgical Incise Drape REF: 25440, 25441, 25442, 25443, 25444, 25445, 25446, 25447, 25448 | ls | MBULESE KIRURGJIKALE film poliuretani i veshur me ngjitës poliakrilat | Pajisje nje perdorimeshe
10397 | Vliwaktiv® Ag ABSORBENT ACTIVATED CHARCOAL DRESSING WITH SILVER REF : 20705, 20706, 20707 ;Vliwaktiv® Ag ACTIVATED CHARCOAL ROPE WITH SILVER REF: 20700, 20701, 20702 | Gen-Albfarma | 01.11.2021 | Lohmann & Rauscher International GmbH & Co. KG Westerwaldstrasse 4 56579 Rengsdorf Germany | Vliwaktiv® Ag ABSORBENT ACTIVATED CHARCOAL DRESSING WITH SILVER REF : 20705, 20706, 20707 ;Vliwaktiv® Ag ACTIVATED CHARCOAL ROPE WITH SILVER REF: 20700, 20701, 20702 | llb | Produkt për trajtimin e plagëve të kolonizuara në mënyrë kritike, plagëve me erë të infektuar dhe/ose me një rrezik të shtuar të infeksionit. | Pajisje nje perdorimeshe
10398 | VLIWASORB PRO SUPERABSORBENT WOUND DRESSING REF : 32640, 32641, 32642, 32643, 326434, 32645, 32646, 32647, 32648, 32649, 34460, 34461, 34462, 34463, 34464, 34465, 34466, 34467, 34475, 34476, 34477, 32964, 32965, 32966, 32967, 32968 | Gen-Albfarma | 01.11.2021 | Lohmann & Rauscher International GmbH & Co. KG Westerwaldstrasse 4 56579 Rengsdorf Germany | VLIWASORB PRO SUPERABSORBENT WOUND DRESSING REF : 32640, 32641, 32642, 32643, 326434, 32645, 32646, 32647, 32648, 32649, 34460, 34461, 34462, 34463, 34464, 34465, 34466, 34467, 34475, 34476, 34477, 32964, 32965, 32966, 32967, 32968 | llb | Garze super -absorbuese për plagët me nivele mesatare deri në shumë të larta të eksudatit | Pajisje nje perdorimeshe
10399 | Setpack® Gauze Swabs, X-ray detectable REF: 15100-15112, 15114-15119, 82771 | Gen-Albfarma | 01.11.2021 | Lohmann & Rauscher International GmbH & Co. KG Westerwaldstrasse 4 56579 Rengsdorf Germany | Setpack® Gauze Swabs, X-ray detectable REF: 15100-15112, 15114-15119, 82771 | lla | Garza të gatshme për përdorim, të zbulueshme nga rrezet X, të bëra nga garzë pambuku absorbuese | Pajisje nje perdorimeshe
10400 | Gazin® Gauze Swab X-ray detectable REF: 10943, 10947, 10957, 10961, 10972, 18511, 18512, 18514-18517, 18603, 19242 | Gen-Albfarma | 01.11.2021 | Lohmann & Rauscher International GmbH & Co. KG Westerwaldstrasse 4 56579 Rengsdorf Germany | Gazin® Gauze Swab X-ray detectable REF: 10943, 10947, 10957, 10961, 10972, 18511, 18512, 18514-18517, 18603, 19242 | lla | Garza te buta, absorbuese dhe te pershkueshme nga ajri | Pajisje nje perdorimeshe
10401 | Diagnostic Ultrasound System: DC-40, DC-41, DC-42, DC-43, DC-44, DC-45, DC-40S, DC-40 Pro, DC-40 Exp, DC-40T (Included are following transducers: 3C5A, 6C2, L14-6, L12-3E, 7L4A, V10-4B, 7L5, L7-3, L14-6NE, CB10-4E, P7-3, D7-2E, V11-3, P4-2, CW5s, V10-4, C6-2, 7L4B, L13-3, D7-2, DE11-3E, 6LB7, P10-4E and following needle-guided brackets: NGB-004, NGB-005, NGB-006, NGB-007, NGB-009, NGB-011, NGB-016, NGB-022, NGB-027) | Fedos shpk | 28.10.2021 | Shenzhen Mindray Bio-Medical Electronics Co., Ltd Mindray Building Keji 12th Road South Hi-Tech Industrial Park Nanshan 518057 Shenzhen People's Republic of China | Diagnostic Ultrasound System: DC-40, DC-41, DC-42, DC-43, DC-44, DC-45, DC-40S, DC-40 Pro, DC-40 Exp, DC-40T (Included are following transducers: 3C5A, 6C2, L14-6, L12-3E, 7L4A, V10-4B, 7L5, L7-3, L14-6NE, CB10-4E, P7-3, D7-2E, V11-3, P4-2, CW5s, V10-4, C6-2, 7L4B, L13-3, D7-2, DE11-3E, 6LB7, P10-4E and following needle-guided brackets: NGB-004, NGB-005, NGB-006, NGB-007, NGB-009, NGB-011, NGB-016, NGB-022, NGB-027) | lla | Eko me ultratinguj per diagnostikim ekografik. | Pajisje elektromekanike
10402 | Infant Radiant Warmer : BQ80; BQ80A | Fedos sh.p.k | 28.10.2021 | Shenzhen Comen Medical Instruments Co., Ltd. Floor 10, Floor 11 and Section C of Floor 12 of Building 1A & Floor 1 to Floor 5 of Building 2, FIYTA Timepiece Building, Nanhuan Avenue, Matian Sub-district, Guangming District, shenzhen, Guangdong, 518106, P.R.China | Infant Radiant Warmer : BQ80; BQ80A | Iib | Ngrohes per te porsalindurit. | Pajisje elektromekanike
10403 | Medical Air/Oxygen Blender: KL-20 | Fedos sh.p.k | 28.10.2021 | Shenzhen Comen Medical Instruments Co., Ltd. Floor 10, Floor 11 and Section C of Floor 12 of Building 1A & Floor 1 to Floor 5 of Building 2, FIYTA Timepiece Building, Nanhuan Avenue, Matian Sub-district, Guangming District, shenzhen, Guangdong, 518106, P.R.China | Medical Air/Oxygen Blender: KL-20 | Iib | Perzjeres mjeksore ajri/oksigjeni per lehtesimin e procesit te frymarrjes. | Pajisje elektromekanike
10404 | ri-scope ® L otoscope head: from 10562 to 10581-301 | Fedos sh.p.k | 28.10.2021 | Rudolf Riester GmbH Bruckstrabe 31, D-72417 Jungingen, Germany | ri-scope ® L otoscope head: from 10562 to 10581-301 | I | Koke otoskopi per ekzaminimin e kanalit dhe daulles se veshit. | Pajisje nje perdorimeshe
10405 | bilibluelight 0218020 | Fedos sh.p.k | 28.10.2021 | Lowenstein Medical GmbH & Co. KG, Arzbacher strasse 80, 56130 Bad Ems, Germany | bilibluelight 0218020 | Iia | Llampe fototerapie per uljen e nivelit te bilirubines tek te porsalindurit. | Pajisje elektromekanike
10406 | Neonatal ventilator: NV6; NV7; NV8; NV9; | Fedos sh.p.k | 28.10.2021 | Shenzhen Comen Medical Instruments Co., Ltd. Floor 10, Floor 11 and Section C of Floor 12 of Building 1A & Floor 1 to Floor 5 of Building 2, FIYTA Timepiece Building, Nanhuan Avenue, Matian Sub-district, Guangming District, shenzhen, Guangdong, 518106, P.R.China | Neonatal ventilator: NV6; NV7; NV8; NV9; | Iib | Ventilator per te porsalindurin | Pajisje elektromekanike
10407 | Clinical chemistry analyzer: PENTRA C200; PENTRA C200 Option I.S.E. | Biometric Albania sh.p.k | 28.10.2021 | HORIBA ABX SAS parc Euromedecine Rue du Caducee- BP7290 34184 MONTPELLIER Cedex 4 - FRANCE | Clinical chemistry analyzer: PENTRA C200; PENTRA C200 Option I.S.E. | In Vitro | Analizator kimik klinik | Pajisje laboratori
10408 | Gazin ®Ribbon Gauze Ref. 13470; 13471; 13473 | GEN-ALB FARMA Sh.p.k | 29.10.2021 | Lohmann & rauscher International GmbH & Co. KG westerwaldstrabe 4 56579 Rengsdorf GERMANY | Gazin ®Ribbon Gauze Ref. 13470; 13471; 13473 | Iia | garze sterile e mbeshtjelle ne nje bombol me vrime nxjerrese plastike me 1 shtrese. | Pajisje nje perdorimeshe
10409 | Mentor Contour PROFILE Breast Implant Cohesive III | Evita sh.p.k | 28.10.2021 | MENTOR MEDICAL SYSTEMS B.V. Zernikedreef 2, 2333 CL Leiden, The Netherlands | Mentor® Contour PROFILE™ Breast Implant Cohesive III (sipas listës bashkëngjitur) | III | Implant gjiri i mbushur me silikon xhel me siperfaqe te teksturuara | Pajisje te implantueshme aktive
10410 | External components for Cochlear Implant Systems: | Evita sh.p.k | 28.10.2021 | Med-El Elektromedizinische Geräte GmbH Fürstenweg 77A 6020 Innsbruck Austria | External components for Cochlear Implant Systems: SONNET 2 - ME1510; ME1511; ME1512; ME1513; SONNET 2 EAS - ME1520; ME1521; ME1522; ME1523. (audio processors) and FineTuner (remote control) | Te implantueshme aktive | Procesor audio per implant koklear | Pajisje te implantueshme aktive
10411 | Curapor, Surgical Wound Dressing | Gen-Alb Farma Sh.p.k | 29.10.2021 | Lohmann & Rauscher International GmbH & Co. KG Westerwaldstrasse 4, 56579 Rengsdorf Germany | Surgical Wound Dressing: Curapor® - 32890; 32891; 32892; 32893; 32894; 32895; 32896; 32897; 32902; 32903; 32912; 32913; 32914; 32915; 32916; 32917; 32918; 32960; 32961; 32962; 32963 | Is | Eshte nje veshje kirurgjikale e bere nga nje film i papershkrueshem nga uji qe merr fryme | Pajisje nje perdorimeshe
10412 | Humasis COVID-19 Ag Test | ArliPharma sh.p.k | 29.10.2021 | Humasis Co., Ltd. Rm. 114, 502, 504, 604, 604-1, B03-1, B03-2, 88, Jeonpa-ro, Dongan-gu, Anyang-si,Gyeonggi-do, 14042, Republic of Korea | Humasis COVID-19 Ag Test ACOVA-7025 | In Vitro | Test I shpejte per covid 19 | Pajisje te diagnostifikimit in vitro
10413 | Pro-ophta® Junior MINI/MAX Occlusive eye Dressing REF 16840-16846, 34231 | GEN-ALB FARMA Sh.p.k | 29.10.2021 | Lohmann & Rauscher International GmbH & Co. KG westerwaldstrabe 4 56579 Rengsdorf GERMANY | Pro-ophta® Junior MINI/MAX Occlusive eye Dressing REF 16840-16846, 34231 | I | Mbulese e erret per syrin gjate terapise se okluzionit. | Pajisje nje perdorimeshe
10414 | Synthetic Undercat Padding: Cellona | Gen-Alb Farma Sh.p.k | 29.10.2021 | Lohmann & Rauscher International GmbH & Co. KG Westerwaldstrasse 4, 56579 Rengsdorf Germany | Synthetic Undercat Padding: Cellona® - 12770; 12773 | Is | Eshte nje mbushje elastike e perdorur per te mborjtur kockat dhe nervat e ekspozuara nga gipsi sentetik, ruan elasticitetin e tij me kalimin e kohes | Pajisje nje perdorimeshe
10415 | Vliwasoft | Gen-Alb Farma Sh.p.k | 29.10.2021 | Lohmann & Rauscher International GmbH & Co. KG Westerwaldstrasse 4, 56579 Rengsdorf Germany | Nonwoven Wound Dressing: Vliwasoft® - 12065; 12066; 12068; 12069; 12071; 12073; 12076; 12077; 12079; 12080; 12082; 12083; 12085; 12086; 13989; 14948; 14949; 14947; 80949; 80950; 80958; 80960; 80965; 80966; 94209; 94210; 94211; 94212; 94707; 98070; 98071; 98072; 98075; 98076; 98077; 98078; 98079 | Is | Veshje sterile dhe jo sterile me 4 ose 6shtresa me material jo i thurur, jo i endur, shume absorbues dhe veti te uleta ngjitese | Pajisje nje perdorimeshe
10416 | Debrisoft | Gen-Alb Farma Sh.p.k | 29.10.2021 | Lohmann & Rauscher International GmbH & Co. KG Westerwaldstrasse 4, 56579 Rengsdorf Germany | Debrisoft® Pad: 34321; 34323; 34988; 34989; 136988; 136989; | Is | Lejon heqjen e mbeturinave dhe eksudatit nga plaga, metode e thjeshte dhe pa dhimbje | Pajisje nje perdorimeshe
10417 | Coagulation analyzer | Biometric Albania sh.p.k | 29.10.2021 | HORIBA ABX SAS, Parc Euromèdecinè, Rue de Caducèe - BP7290, 34184 Montpellier Cedex 4 - France | Coagulation analyzer- YUMIZEN G200 | In Vitro | Analizator per koagulimin e gjakut | Pajisje te diagnostikimit in vitro; Pajisje laboratori
10418 | Mollelast® Conforming Bandage REF 20290-20293 | GEN-ALB FARMA Sh.p.k | 29.10.2021 | Lohmann & Rauscher International GmbH & Co. KG westerwaldstrabe 4 56579 Rengsdorf GERMANY | Mollelast® Conforming Bandage REF 20290-20293 | Is | Fasha elastike. | Pajisje nje perdorimeshe
10419 | Reagente per mikrobiologji | Swissmed sh..p.k | 29.10.2021 | BioMaxima S.A. Ul. Vetterów 5, 20-277 Lublin, Poland | Microbiology reagents (sipas listës bashkëngjitur) | In Vitro | Reagent mikrobiologjik | Pajisje te diagnostikimit in vitro; Pajisje laboratori
10420 | Suprasorb® X + PHMB Antimicrobial HydroBalance Wound Dressing/ Packing Ropes REF 20540, 20541, 20542, 20543, 23279, 23281, 23282, 23283, 121908, 121909 | GEN-ALB FARMA Sh.p.k | 29.10.2021 | Lohmann & Rauscher International GmbH & Co. KG westerwaldstrabe 4 56579 Rengsdorf GERMANY | Suprasorb® X + PHMB Antimicrobial HydroBalance Wound Dressing/ Packing Ropes REF 20540, 20541, 20542, 20543, 23279, 23281, 23282, 23283, 121908, 121909 | III | Veshje plagesh antimikrobike qe vepron kunder nje sperktri te gjere patogjenesh. | Pajisje nje perdorimeshe
10421 | Portable 16 sample PCR instrument | INTERMED shpk | 29.10.2021 | Suzhou Precigenome Ltd., Co. A4-101, No.128, XingHu Street, Biobay, Suzhou Industrial Park, Suzhou, Jiangsu Province, 215000, P.R.China | Portable 16 sample PCR instrument | In Vitro | Instrument PCR i levizshem per nxjerrjen ne kohe reale te rezultatit per zbulimin e Covid-19, per eprdorim ne laboratore te kualifikuar. | Pajisje te diagnostikimit in vitro
10422 | Rosidal® haft: 20550-20553; Rosidal® K: 20650-206-53 | Gen-Alb Farma shpk | 29.10.2021 | Lohmann & Rauscher Inernational GmbH & Co. KG Westerwaldstraße 4, 56579 Rengsdorf, GERMANY | Rosidal® haft: 20550-20553; Rosidal® K: 20650-206-53 | l | Mbeshtetes per lehtesimin e presionit te sistemit te ligamenteve kapsulare. | Pajisje nje perdorimeshe
10423 | Vilwasoft® (split dressing): 12098, 12099, 23844, 125000, 125001 | Gen-Alb Farma shpk | 29.10.2021 | Lohmann & Rauscher Inernational GmbH & Co. KG Westerwaldstraße 4, 56579 Rengsdorf, GERMANY | Vilwasoft® (split dressing): 12098, 12099, 23844, 125000, 125001 | l | Material jo i thurur, jo i endur, shume absorbues me veti te uleta njgjitese te kesaj garze. | Pajisje nje perdorimeshe
10424 | Suprasorb® CNP (Wound foam): 31800, 31801, 31802, 31803, 31804 | Gen-Alb Farma shpk | 29.10.2021 | Lohmann & Rauscher Inernational GmbH & Co. KG Westerwaldstraße 4, 56579 Rengsdorf, GERMANY | Suprasorb® CNP (Wound foam): 31800, 31801, 31802, 31803, 31804 | llb | Garza sterile te paketuara individualisht dyfish, vendosen ne plage duke bere keshtu nje rritje te aftesive thithese. | Pajisje nje perdorimeshe
10425 | Suprasorb® Liquacel (Hydroactive Fibre Dressing / Rope): 33435-33437, 33438, 125435-125437, 125438 | Gen-Alb Farma shpk | 29.10.2021 | Lohmann & Rauscher Inernational GmbH & Co. KG Westerwaldstraße 4, 56579 Rengsdorf, GERMANY | Suprasorb® Liquacel (Hydroactive Fibre Dressing / Rope): 33435-33437, 33438, 125435-125437, 125438 | llb | Zvogelon rrezikun e maceraxcionit duke thithur vertikalisht dhe transferuar eksudatin ne veshjen sekondare. | Pajisje nje perdorimeshe
10426 | Lomatuell® H (Paraffin Gauze Dressing, hydrophobic): 23314, 23315, 23316, 23317, 23318, 18295 | Gen-Alb Farma shpk | 29.10.2021 | Lohmann & Rauscher Inernational GmbH & Co. KG Westerwaldstraße 4, 56579 Rengsdorf, GERMANY | Lomatuell® H (Paraffin Gauze Dressing, hydrophobic): 23314, 23315, 23316, 23317, 23318, 18295 | llb | Garze hidrofobike i gathem per perdorim, e ngopur me vazeline te bardhe dhe e mbuluar te dyja anet me xham. | Pajisje nje perdorimeshe
10427 | Taperloc System/Sterile Total Hip Arthroplasty | Trimed sh.p.k | 29.10.2021 | Biomet UK Limited Waterton Industrial Estate Bridgend CF31 3XA United Kingdom | Taperloc System/Sterile Total Hip Arthroplasty (sipas listës bashkëngjitur) | III | Pajisje te implantueshme jo aktive qe ndihmon ne implantimin e protezave kokso-femorale dhe qe perdoren ne rastin e frakturave ne nderhyrje te ndryshme kirurgjikale. | pajisje te implantueshme jo aktive
10428 | Laboratory Equipment: D2012 plus, D3024, DM0408, DM0424, DM0506, Mx-t6-S | SWISSMED shpk | 29.10.2021 | DLAB Scientific Co., Ltd. No.21, Yu'an Road, Airoport Economic Core Area, Shunyi District, Being, China | Laboratory Equipment: D2012 plus, D3024, DM0408, DM0424, DM0506, Mx-t6-S | In Vitro | Centrifuga dhe perzieres gjaku per perdorim laboratorik. | Pajisje laboratori
10429 | Mentor Sterile Resterilizable gel Brest Implant Size | Evita sh.p.k | 29.10.2021 | MENTOR MEDICAL SYSTEMS B.V. Zernikedreef 2 2333 CL Leiden THE NETHERLANDS | Mentor Sterile Resterilizable Gel Breast Implant Size rs(sipas listës bashkëngjitur) | Iia | Marres mase per implante gjiri, invaziv I riperdorshem. | tjeter
10430 | Architect Estradiol reagent Kit - 7K72-25 (100 teste); Architect Estradiol calibrators - 7K72-01 ; Architect Estradiol Controls - 7K72-10 | Pegasus | 01.11.2021 | Abbott Ireland Diagnostics Division Lisnamuck, Longford, Co. Longford, Ireland | Architect Estradiol reagent Kit - 7K72-25 (100 teste); Architect Estradiol calibrators - 7K72-01 ; Architect Estradiol Controls - 7K72-10 | In vitro | Imunoanalize per percaktimin sasior te estradiolit ne serumin human dhe plazme. | Pajisje te diagnostikimit in vitro
10431 | Bilirubin Calibrator - 1E66-04 | Pegasus | 01.11.2021 | Abbott Laboratories Diagnostics Division Abbott Park, Illinois 60064 USA | Bilirubin Calibrator - 1E66-04 | In vitro | Kalibrator gjate analizave te bilirubines. | Pajisje te diagnostikimit in vitro
10432 | Detergent A - 1J72-20 | Pegasus | 01.11.2021 | Abbott Laboratories Diagnostics Division Abbott Park, Illinois 60064 USA | Detergent A - 1J72-20 | In vitro | Solucione mirembajtje | Pajisje te diagnostikimit in vitro
10433 | CELL-DYN Sapphire dhe CELL-DYN Ruby Systems DILUENT/SHEATH - 01H73-01 | Pegasus | 01.11.2021 | Abbott Laboratories Diagnostics Division Abbott Park, Illinois 60064 USA | CELL-DYN Sapphire dhe CELL-DYN Ruby Systems DILUENT/SHEATH - 01H73-01 | In vitro | Solucione mirembajtje | Pajisje te diagnostikimit in vitro
10434 | Architect CEA Reagent Kit - 7K68-27 (100 teste); Architect CEA Calibrators - 7K68-02;Architect CEA Controls - 7K68-12 | Pegasus | 01.11.2021 | Abbott Ireland Diagnostics Division Lisnamuck, Longford, Co. Longford, Ireland | Architect CEA Reagent Kit - 7K68-27 (100 teste); Architect CEA Calibrators - 7K68-02;Architect CEA Controls - 7K68-12 | In vitro | Per percaktimin sasior te antigjenit Carcinoembrionik ne serumin human dhe plazme. | Pajisje te diagnostikimit in vitro
10435 | Instruments with Suction and Irrigations | Mse | 01.11.2021 | evonos GmbH & Co. KG Stockacher Strasse 134 D-78532 Tuttlingen, Germany | Instruments with Suction and Irrigations (sipas listes se bashkengjitur) | lla | Instrumenta per perdorim kirurgjikal | Tjeter
10436 | DEVICE SARS-CoV-2 (Covid-19) qRT-PCR | Vivien Medical | 01.11.2021 | Eryiğit Endüstriyel Makina ve Tibbi Cihazlar Iml.Ith.Ihr.Inş.Tic. A.Ş. Ivedik Organize Sanayi Bölgesi Öz Anadolu Sitesi 1453 Sol No. 3, Ostim Ankara Turkey | DEVICE SARS-CoV-2 (Covid-19) qRT-PCR | In Vitro | Aparature mjekesore qe perdoret per kryerjen e analizave te tamponeve PCR | Pajisje elektomekanike
10437 | Reagents | Montal | 01.11.2021 | Beckman Coulter, Inc. 250 South Kraemer Blvd, Brea, CA 92821 USA | Reagents (sipas listes se bashkengjitur) | In Vitro | Reagent per te diagnostikuar ose monitoruar problemet ne gjak ose ne organet e tjera te trupit. | Pajisje te diagnostikimit in vitro
10438 | DxH 500 Series Control: B36872 | Montal | 01.11.2021 | Beckman Coulter Ireland Inc. Lismeehan O'Callaghan's Mills Co. Clare, Ireland | DxH 500 Series Control: B36872 | In vitro | Cell counter dhe reagentet perkates per analiza Hematologjike | Pajisje te diagnostikimit in vitro
10439 | Dental Instruments; Surgical Instruments | Eurodenta | 01.11.2021 | Shalatco (Pvt) Ltd 68A-69A. Tipu Road. Small Industries Estate, Sialkot, Pakistan | Dental Instruments; Surgical Instruments (sipas listes se bashkengjitur) | l | Instrumenta dentare | Pajisje dentare
10440 | PDS™ ll (Polydioxanone) Monofilament Suture, Dyed and Undyed | Evita | 01.11.2021 | Johnson&Johnson International, c/o European Logistic Center Leonardo Da Vincilaan 15 BE-1831 Diegem, Belgium | PDS™ ll (Polydioxanone) Monofilament Suture, Dyed and Undyed | III | Penj per qepje kirurgjikale. | Pajisje nje perdorimeshe
10441 | HALLSEPT spray for mouth and throat, solution 30ml | Ilma sh.p.k | 01.11.2021 | BIONIKA Pharmaceuticals Ltd. Str. Skupi No.57 1000 Skopje | HALLSEPT spray for mouth and throat, solution 30ml | I | Ndihmon ne zvogelimin dhe eleminimin e dhimbjes se fytit dhe gojes nepermjet efektit antiinflamator, antiseptik etj. | tjeter
10442 | Dental Medical Devices (sipas listes bashkengjitur) | EURODENTA shpk | 01.11.2021 | GC Europe N.V. Research Park, Interleuvenlaan 33, Leuven B-3001 Belgium | Dental Medical Devices (sipas listes bashkengjitur) | l | Silikon per berjen e urave, aksesore, maja per perzierje, materiale akrilike zbutese, xhel flourizues. | Pajisje dentare
10443 | Cell-Dyn Enzymatic Cleaner Concentrate: 99644-01 | PEGASUS shpk | 01.11.2021 | Abbott Laboratories Diagnostics Division, Abbott Park, IL 60064, USA | Cell-Dyn Enzymatic Cleaner Concentrate: 99644-01 | In Vitro | Solucion lares qe perdoret ne analizatorin Cell Dyn. | Pajisje te diagnostikimit in vitro
10444 | Multichem IA Plus - Assayed/tri-level : 05P76-10 | PEGASUS shpk | 01.11.2021 | Techno-path Manufacturing Ltd. Fort Henry Business Park, Ballina, Co. Tipperay, Ireland | Multichem IA Plus - Assayed/tri-level : 05P76-10 | In Vitro | Solucion i cili perdoret per te kontrolluar cilesine dhe m onitoruar saktesine e procedurave te testimeve laboratorike. | Pajisje te diagnostikimit in vitro
10445 | ARCHITECT Anti-TPO Reagent Kit: 2K47-25 (100 tests); ARCHITECT Anti-TPO Calibrators: 2K47-01; ARCHITECT Ant-TPO Controls: 2K47-10 | PEGASUS shpk | 01.11.2021 | Abbott Laboratories Diagnostics Division, Abbott Park, IL 60064, USA | ARCHITECT Anti-TPO Reagent Kit: 2K47-25 (100 tests); ARCHITECT Anti-TPO Calibrators: 2K47-01; ARCHITECT Ant-TPO Controls: 2K47-10 | In Vitro | Reagente, kalibratore dhe kontrolle per percaktimin sasior te antitrupave IgG te tiroid peroksidazes ne serum dhe plazem. | Pajisje te diagnostikimit in vitro
10446 | ARCHITECT Anti-Tg Reagent Kit: 2K46-20 (400 tests); ARCHITECT Anti-Tg Reagent Kit: 2K46-25 (100 tests); ARCHITECT Anti-Tg Calibrators: 2K46-01; ARCHITECT Anti-Tg Controls: 2K46-10 | PEGASUS shpk | 01.11.2021 | Abbott Laboratories Diagnostics Division, Abbott Park, IL 60064, USA | ARCHITECT Anti-Tg Reagent Kit: 2K46-20 (400 tests); ARCHITECT Anti-Tg Reagent Kit: 2K46-25 (100 tests); ARCHITECT Anti-Tg Calibrators: 2K46-01; ARCHITECT Anti-Tg Controls: 2K46-10 | In Vitro | Reagente, kalibratore dhe kontrolle per percaktimin sasior te antitrupave te imunoglobulines G ne serum dhe plazem. | Pajisje te diagnostikimit in vitro
10447 | ARCHITECT AFP Reagent Kit: 3P36-20 (100 tests); ARCHITECT AFP Reagent Kit: 3P36-25 (100 tests); ARCHITECT AFP Reagent Kit: 3P36-30 (2000 tests); ARCHITECT AFP Reagent Kit: 3P36-35 (500 tests); ARCHITECT AFP Calibrators: 3P36-01; ARCHITECT AFP Controls: 3P36-10 | PEGASUS shpk | 01.11.2021 | Abbott Ireland Diagnostics Division Finisklin Buisness Park, Sligo, Ireland | ARCHITECT AFP Reagent Kit: 3P36-20 (100 tests); ARCHITECT AFP Reagent Kit: 3P36-25 (100 tests); ARCHITECT AFP Reagent Kit: 3P36-30 (2000 tests); ARCHITECT AFP Reagent Kit: 3P36-35 (500 tests); ARCHITECT AFP Calibrators: 3P36-01; ARCHITECT AFP Controls: 3P36-10 | In Vitro | Reagente, kalibratore dhe kontrolle per percaktimin sasior dhe cilesor te alpha-ferroproteines serum dhe plazem per te ndihmuar ne menaxhimin e kancerit dhe ne lengun amniotik gjate javes 15-21 me qellim detektimin e defekteve ne tubin neural. | Pajisje te diagnostikimit in vitro
10448 | Acid Wash: 6K01-20 | PEGASUS shpk | 01.11.2021 | Abbott Laboratories Diagnostics Division, Abbott Park, IL 60064, USA | Acid Wash: 6K01-20 | In Vitro | Solucione per mirembajtje aparature. | Pajisje te diagnostikimit in vitro
10449 | ARCHITECT TSH Reagent Kit 7K62-25; ARCHITECT TSH Calibrators 7K62-01; ARCHITECT TSH Controls 7K60-10 | Pegasus sh.p.k | 01.11.2021 | Abbott Ireland Diagnostics Division Lisnamuck, Longford Co. Longford Ireland | ARCHITECT TSH Reagent Kit 7K62-25; ARCHITECT TSH Calibrators 7K62-01; ARCHITECT TSH Controls 7K60-10 | In Vitro | Reagente per gjetje sasiore te hormonit TSH ne serumin njerezor dhe plazen. | Pajisje te diagnostifikimit in vitro
10450 | ARCHITECT Total PSA Reagent Kit 7K70-25; ARCHITECT Total PSA Calibrators 7K70-01; ARCHITECT Total PSA Controls 7K70-10 | Pegasus sh.p.k | 01.11.2021 | Abbott Ireland Diagnostic Division, Finisklin Business Park, Sligo , Ireland | ARCHITECT Total PSA Reagent Kit 7K70-25; ARCHITECT Total PSA Calibrators 7K70-01; ARCHITECT Total PSA Controls 7K70-10 | In Vitro | Reagente per gjetje sasiore te antigenit prostatik specifik ne serumin njerezor dhe plazen. | Pajisje te diagnostifikimit in vitro
10451 | Rheumatoid Factor Calibrator 8G67-02 | Pegasus sh.p.k | 01.11.2021 | Abbott Laboratories Giagnostics Division Abbott Park, Illinois 60064 USA | Rheumatoid Factor Calibrator 8G67-02 | In Vitro | Kalibratore qe perdoren gjate testit per gjetjen e faktorit reumatoid. | Pajisje te diagnostifikimit in vitro
10452 | Multiconstituent Calibrator 1E65-05 | Pegasus sh.p.k | 01.11.2021 | Abbott Laboratories Giagnostics Division Abbott Park, Illinois 60064 USA | Multiconstituent Calibrator 1E65-05 | In Vitro | Kalibratore qe perdoren gjate analizave te albumines , kalciumit etj. | Pajisje te diagnostifikimit in vitro
10453 | Multichem S Plus Assayed 05P78-10; 05P78-11; 05P78-12; | Pegasus sh.p.k | 01.11.2021 | Techno-path Manufacturing Ltd. Fort Henry Business Park, Ballina, Co. Tipperary, Ireland | Multichem S Plus Assayed 05P78-10; 05P78-11; 05P78-12; | In Vitro | Eshte solucion I cili perdoret per te kontrolluar cilesine dhe per te monitoruar saktesine e procedurave te testimeve laboratorike. | Pajisje te diagnostifikimit in vitro
10454 | MENTOR becker Breast Implant Cohesive I and Cohesive II SILTEX Round BECKER 25 Expander/Breast Implant Cohesive I: 354-1500; 354-2000; 354-2500; 354-3000; 354-3500; 354-4000; 354-5000; 354-6000; 354-7000; 354-8000; SILTEX Contour Profile BECKER 35 Expander/Breast Implant Cohesive II: 324-0955; 324-1055; 324-1155; 324-1205; 324-1255; 324-1305; 324-1355; 324-1405; 324-1505; 324-1605; | Evita sh.p.k | 01.11.2021 | MENTOR MEDICAL SYSTEMS B.V. Zernikedreef 2 2333 CL Leiden THE NETHERLANDS | MENTOR becker Breast Implant Cohesive I and Cohesive II SILTEX Round BECKER 25 Expander/Breast Implant Cohesive I: 354-1500; 354-2000; 354-2500; 354-3000; 354-3500; 354-4000; 354-5000; 354-6000; 354-7000; 354-8000; SILTEX Contour Profile BECKER 35 Expander/Breast Implant Cohesive II: 324-0955; 324-1055; 324-1155; 324-1205; 324-1255; 324-1305; 324-1355; 324-1405; 324-1505; 324-1605; | III | Proteza gjiri mbushur me silikon xhel dhe solucion kripe. | pajisje te implantueshme jo aktive
10455 | everStick ORTHO; PERIO; POST | Eurodenta sh.p.k | 01.11.2021 | GC EUROPE N.V. Research Park Interleuvenlaan 33 B-3001 Leuven Belgium | everStick ORTHO; PERIO; POST (sipas listës bashkëngjitur) | Iia | Fibra perforcues per ura te vogla invazive. | Pajisje dentare
10456 | DxH 500 Series Diluent, B36845 | Montal sh.p.k | 01.11.2021 | Beckman Coulter Ireland Inc. Lismeehan O'Callaghab's Mills Co. Clare, Ireland | DxH 500 Series Diluent, B36845 | In Vitro | Tretes I mostrave qe analizohen dhe nje shperlares I moduleve te analizatorit gjate kalimit nga 1 analize ne tjetren. | Pajisje te diagnostifikimit in vitro
10457 | DxH 500 Series Calibrator, B36880 | Montal sh.p.k | 01.11.2021 | Beckman Coulter Ireland Inc. Lismeehan O'Callaghab's Mills Co. Clare, Ireland | DxH 500 Series Calibrator, B36880 | In Vitro | Kalibrator qe percakton faktoret e kalibrimit te CBC. | Pajisje te diagnostifikimit in vitro
10458 | Medical Device | Montal sh.p.k | 01.11.2021 | Fresenius Medical Care AG&Co. KGaA 61346 Bad Homburg GERMANY | Medical Device (sipas listës bashkëngjitur) | IIa Iib | Makina hemodialize, koncentrate dhe solucione, katetere dhe aksesore, desinfektant, filtra dhe age fistula venoze dhe arteriale. | Pajisje asistive per persona me aftesi te kufizuar
10459 | NC Treck OTW Coronary Dilatation Catheter (sipas listes bashkengjitur) | GP Medical AL sh.p.k | 01.11.2021 | ABBOTT VASCULAR, 3200 Lakeside Drive Santa Clara, California 95054, USA | NC Treck OTW Coronary Dilatation Catheter (sipas listes bashkengjitur) | III | Perdoren për te diagnostikuar dhe monitoruar difektetet te zemres dhe të arteries koronare. | Pajisje te implantueshme aktive
10460 | DxH 500 Series Lyse: B36846 | MONTAL shpk | 01.11.2021 | Beckman Coulter Inc. 250 South Kraemer Blvd., Brea, California, 92821, USA | DxH 500 Series Lyse: B36846 | In Vitro | Reagent kimik per percaktimin sasior te hemoglobines dhe numurimin e leukociteve. | Pajisje te diagnostikimit in vitro
10461 | DxH 500: B40601 | MONTAL shpk | 01.11.2021 | Beckman Coulter Inc. 250 South Kraemer Blvd., Brea, California, 92821, USA | DxH 500: B40601 | In Vitro | Analizator hematologjie. | Pajisje laboratori
10462 | Perclose Proglide Suture Medicated Closure System: 12673-05; 12673 | GP Medical AL sh.p.k | 01.11.2021 | ABBOTT VASCULAR, 3200 Lakeside Drive Santa Clara, California 95054, USA | Perclose ProGlide Suture Mediated Closure System: 12673-05; 12673 | Iib | Sistemi i mbylljes vaskulare i cili indikohet ne mbylljen perkutane të vendeve të aksesit të arterieve femorale të zakonshme | Pajisje te implantueshme aktive
10463 | Emboshield NAV6 Embolic Protection System: Small,2.5-4.8mm, 190 22442-19; Large, 4.0-7.0mm, 190cm 22443-19 | GP Medical AL sh.p.k | 01.11.2021 | ABBOTT VASCULAR, 3200 Lakeside Drive Santa Clara, California 95054, USA | Emboshield NAV6 Embolic Protection System: Small,2.5-4.8mm, 190 22442-19; Large, 4.0-7.0mm, 190cm 22443-19 | III | Filter per riparimin e stenozes ne arterien karotide. | Pajisje te implantueshme aktive
10464 | Test tubes for blood collection | O.E.S DISTRIMED shpk | 01.11.2021 | FL Medical SRL Torreglia (PD) Via Enrico Mattei, 20 | Test tubes for blood collection | In Vitro | Tuba testimi laboratorike per marrjen e gjakut. | Pajisje laboratori
10465 | ESR system | O.E.S DISTRIMED shpk | 01.11.2021 | FL Medical SRL Torreglia (PD) Via Enrico Mattei, 21 | ESR system | In Vitro | Sistem laboratorik ESR (taba dhe pipeta) per matjen e eritrosedimentit. | Pajisje laboratori
10466 | Electrosurgical Forceps and cable; Electrosurgical Pencil; Electrosurgical Pads; Electrosurgical Electrode; Electrosurgical generator & Accessories (sipas listes bashkengjitur) | 2A - PHARMA shpk | 02.11.2021 | Baisheng Medical Co., Ltd. No.11, Fusheng Road, Xinhui District, Jiangmen, Guangdong, China | Electrosurgical Forceps and cable; Electrosurgical Pencil; Electrosurgical Pads; Electrosurgical Electrode; Electrosurgical generator & Accessories (sipas listes bashkengjitur) | llb | Pajisje dhe aksesore elektrokirurgjik, laps elektrokirurgjik, elektroda te ndryshme elektrokirurgjike, kabllo per perdorim mjekesor. | Tjeter
10467 | Stainless Steel Suture | Evita sh.p.k | 01.11.2021 | ETHICON, INC. Route 22 West PO Box 151 Somerville, new jersey 08876-0151 USA | Stainless Steel Suture | Iib | Sutura me qepje kirurgjikale me perberje celik inox. | Pajisje nje perdorimeshe
10468 | Coated Vicryl™ Plus Antibacterial (Polyglactin 910) Sterile Synthetic Absorbable Suture | Evita | 01.11.2021 | Ethicon, LLC 475C Street Los Frailes Industrial Park Suite 401 Guaynabo Puerto Rico 00969 USA | Coated Vicryl™ Plus Antibacterial (Polyglactin 910) Sterile Synthetic Absorbable Suture | III | Penj per qepje kirurgjikale. | Pajisje nje perdorimeshe
10469 | Prolene™ Polypropylene (Monofilament) Sterile, Synthetic Non-absorbable Surgical Suture | Evita | 01.11.2021 | Ethicon, Inc Route 22 West PO Box 151 Somerville, New Jersey 08876-0151 USA | Prolene™ Polypropylene (Monofilament) Sterile, Synthetic Non-absorbable Surgical Suture | III | Penj per qepje kirurgjikale | Pajisje nje perdorimeshe
10470 | Prolene™ Polypropylene (Monofilament) Sterile, Synthetic Non-absorbable Surgical Suture | Evita | 01.11.2021 | Johnson&Johnson International, c/o European Logistic Center Leonardo Da Vincilaan 15 BE-1831 Diegem, Belgium | Prolene™ Polypropylene (Monofilament) Sterile, Synthetic Non-absorbable Surgical Suture | III | Penj per qepje kirurgjikale. | Pajisje nje perdorimeshe
10471 | Tips for pipettes | O.E.S Distrimed | 02.11.2021 | F.L Medical s.r.l. Unipersonale, Torreglia (PD) Via Enrico Mattei, 20 | Tips for pipettes | In Vitro | Maja per pipeta elektronike | Pajisje te diagnostikimit in vitro
10472 | Test tubes for biological liquids collection | O.E.S Distrimed | 02.11.2021 | F.L Medical s.r.l. Unipersonale, Torreglia (PD) Via Enrico Mattei, 21 | Test tubes for biological liquids collection | In Vitro | Tuba testimi laboratorik per marrjen e likideve biologjike | Pajisje te diagnostikimit in vitro
10473 | Dermoxen FLOREXIL VAGINAL DOUCHE | CFO Pharma sh.p.k | 01.11.2021 | EKUBERG Pharma S.r.l. Via Tito Schipa, 6-73020 Carpignano Salentino (LE) Italy | Dermoxen FLOREXIL VAGINAL DOUCHE EKDX028, 5 bottles of 100ml with cannulas | Iia | Antibakterial per mbrojtjen e lekures vaginale dhe mukozes. | Tjeter
10474 | Stainless Steel Suture | Evita sh.p.k | 01.11.2021 | Johnson & Johnson International c/o European Logistics Centre Leonardo Da Vincilaan 15 BE- 1831 Diegem Belgium | Stainless Steel Suture | Iib | Sutura me qepje kirurgjikale me perberje celik inox. | Tjeter
10475 | Stainless Steel Suture | Evita sh.p.k | 01.11.2021 | ETHICON LLC Highway 183 Km 8.3 San Lorenzo Puerto Rico, 00754, USA | Stainless Steel Suture | Iib | Sutura me qepje kirurgjikale me perberje celik inox. | Tjeter
10476 | Stainless Steel Suture | Evita sh.p.k | 01.11.2021 | ETHICON LLC 475C Street Los Frailes Industrial Park Suite 401 Guaynabo Puerto Rico, 00969, USA | Stainless Steel Suture | Iib | Sutura me qepje kirurgjikale me perberje celik inox. | Tjeter
10477 | MONOCRYL™ Poliglecarpone 25 (Monofilament) Sterile Synthetic Surgical Suture | Evita shpk | 01.11.2021 | Johnson & Johnson International c/o European Logistics Centre Leonardo Da Vincilaan 15 BE-1831 Diegem Belgium | MONOCRYL™ Poliglecarpone 25 (Monofilament) Sterile Synthetic Absorbable Surgical Suture | lll | Penj per qepje kirurgjikale te absorbueshem, monofilament me perberje poliglecarpon. | Pajisje nje perdorimeshe
10478 | MONOCRYL™ Poliglecarpone 25 (Monofilament) Sterile Synthetic Absorbable Surgical Suture | Evita shpk | 01.11.2021 | Ethicon, LLC 475 C Street Los Frailes Industrial Park Suite 401 Guaynabo Puerto Rico 00969 USA | MONOCRYL™ Poliglecarpone 25 (Monofilament) Sterile Synthetic Absorbable Surgical Suture | lll | Penj per qepje kirurgjikale te absorbueshem, monofilament me perberje poliglecarpon. | Pajisje nje perdorimeshe
10479 | Coated VICRYL™ Plus Antibacterial (Polyglactin 910) Sterile Synthetic Absorbable Suture | Evita shpk | 01.11.2021 | Johnson & Johnson International c/o European Logistics Centre Leonardo Da Vincilaan 15 BE-1831 Diegem Belgium | Coated VICRYL™ Plus Antibacterial (Polyglactin 910) Sterile Synthetic Absorbable Suture | lll | Penj per qepje kirurgjikale antibakterial me perberje Poliglatin te absorbueshem. | Pajisje nje perdorimeshe
10480 | PDS™ II (Polydioxanone) Sterile Synthetic, Absorbable Suture | Evita shpk | 01.11.2021 | ETHICON, INC. 1000 Route 202, Raritan, New Jersey 08869, USA | PDS™ II (Polydioxanone) Sterile Synthetic, Absorbable Suture | lll | Penj per qepje kirurgjikale me perberje polidiaksoni te absorbueshem. | Pajisje nje perdorimeshe
10481 | Reusable Endoscopic Electrodes with S/I Lumen | 2A Pharma | 02.11.2021 | Lagis Enterprise Co., Ltd. No. 29, Gong 1st Rd., Dajia Dist., Taichung City 437, Taiwan | Reusable Endoscopic Electrodes with S/I Lumen: LRSI-33J, LRSI-33L, LRSI-33N, LRSI-33S, LRSI-33P, LRSIV-33J, LRSIV-33L,LRSIV-33N and LRSIV-33S | llb | Instrumenta endoskopik me elektrod | Tjeter
10482 | Dental handpieces: Micromotors; Contra-angles; Turbines | Service Dental Albania | 02.11.2021 | Ivory S.r.l. Via Larga, 7 20122 Milano, Italy | Dental handpieces: Micromotors; Contra-angles;Turbines - M714C; M714L; SL211C; SL211L; SL211E; SL411C; SL411L; SL411E; SL421C; SL421L; SL116C; SL132C;SL164C; SL1128C; SL415C; SL415L; SL4201C; S502B; S504M; T501LB; T501LK; T501LN; T501LS | lla | Aksesore qe vendosen ne poltronat dentare | Pajisje dentare
10483 | IVDD Equipment and Reagents for cardiology | O.E.S Distrimed sh.p.k | 01.11.2021 | Medtronic, Inc. 710 Medtronic Parkway N.E. Minneapolis, MN 55432 USA | In vitro diagnostic devices (sipas listes bashkengjitur) | In Vitro | Pajisje dhe reagente laboratorike per diagnostikimin e parametrave te nevojshem ne kardiologji-hemodinamike. | Pajisje te diagnostifikimit in vitro
10484 | GIA Surgical Staplers and Single Use Loading Units | O.E.S Distrimed sh.p.k | 01.11.2021 | Covidien IIc 15 Hampshire Street Mansfield, MA 02048 USA | GIA Surgical Staplers and Single Use Loading Units (sipas listes bashkengjitur) | III | Staplera kirurgjikale dhe rimbushesit qe perdoren ne kirurgji te ndryshme. | Instrumenta shemeperdeorimesh; Pajisje nje perdorimeshe
10485 | Dornier Relax + Endo, K1043571 UDI-DI: 04049957005894 | 2A Pharma sh.p.k | 01.11.2021 | Dornier MedTech GmbH, Argelsrieder Feld 7, 82234 Webling, Deutschland | Dornier Relax + Endo, K1043571 UDI-DI: 04049957005894 | I | Eshte nje pajisje qe perdoret ne endurologji. | Tjeter
10486 | Disposable Skin Staplers: OBS-MR, OBS-MW, OBS-MH, OBS-FR, OBS-FW, OBS-FH | 2A Pharma | 02.11.2021 | Baisheng Medical Co., Ltd. No. 11, Fusheng Road, Xinhui District, Jiangmen, Guangdong, China | Disposable Skin Staplers: OBS-MR, OBS-MW, OBS-MH, OBS-FR, OBS-FW, OBS-FH | lla | Ngjites te lekures | Tjeter
10487 | Dornier Compact Sigma: Dornier Compact Sigma ROW 230v/50Hz -K0125662 ; Dornier Compact Sigma US 120V/60Hz - K1025660 ; Dornier Compact Sigma JAP 100V/50Hz - K1025661; Dornier Compact Sigma MEX 127V/60Hz - K106349; Dornier Compact Sigma 220V/60Hz - K1029396 | 2A Pharma | 02.11.2021 | Dornier MedTech GmbH Argelsrieder Feld 7 82234 Weßling, Germany | Dornier Compact Sigma: Dornier Compact Sigma ROW 230v/50Hz -K0125662 ; Dornier Compact Sigma US 120V/60Hz - K1025660 ; Dornier Compact Sigma JAP 100V/50Hz - K1025661; Dornier Compact Sigma MEX 127V/60Hz - K106349; Dornier Compact Sigma 220V/60Hz - K1029396 | llb | Eshte nje litotripter modular I gjitheanshem | Tjeter
10488 | HI - TORQUE Supra Core 35 Guide Wire: Hi- Torque Supra Core 35,145: 1002703;Hi- Torque Supra Core 35,190: 1002703-01;Hi- Torque Supra Core 35,300: 1002703-02 | GP Medical Al | 03.11.2021 | ABBOTT VASCULAR, 3200 Lakeside Drive Santa Clara, California 95054, USA | HI - TORQUE Supra Core 35 Guide Wire: Hi- Torque Supra Core 35,145: 1002703;Hi- Torque Supra Core 35,190: 1002703-01;Hi- Torque Supra Core 35,300: 1002703-02 | lll | Pajisje per te monitoruar dhe diagnostikuar difektet ne qarkullimin qendror te gjakut ne zemer | Pajisje të implantueshme jo aktive
10489 | HI-TORQUE Whisper ES Guide Wire with Hydrophilic Coating | GP Medical Al | 03.11.2021 | ABBOTT VASCULAR, 3200 Lakeside Drive Santa Clara, California 95054, USA | HI-TORQUE Whisper™ Extra Support Guide Wire with Hydrophilic Coating : 1011834H - (Device Length 190 cm, Tip Shape Straight, Radiopaque length 3 cm); 1011834HJ - (Device Length 190 cm, Tip Shape “J” Tip, Radiopaque length 3 cm); 1011835H - (Device Length 300 cm, Tip Shape Straight, Radiopaque length 3 cm); 1011835HJ - (Device Length 300 cm, Tip Shape “J” Tip, Radiopaque length 3 cm) | lll | Tel suportiv qe lehteson vendosjen e katetereve | Pajisje të implantueshme jo aktive
10490 | TREK and Mini TREK RX, TREK and Mini TREK OTW, Mini TREK II OTW, Coronary Dilatation Catheters | GP Medical Al | 03.11.2021 | ABBOTT VASCULAR, 3200 Lakeside Drive Santa Clara, California 95054, USA | TREK and Mini TREK RX, TREK and Mini TREK OTW, Mini TREK II OTW, Coronary Dilatation Catheters (sipas listes bashkengjitur) | lll | Pajisje qe perdoren per te diagnostikuar dhe monitoruar difektet e zemres dhe te arteries koronare | Pajisje të implantueshme jo aktive
10491 | HI-TORQUE WHISPER™ MS Guide Wire with Hydrophilic Coating (sipas listes bshkengjitur) | GP MEDICAL AL shpk | 03.11.2021 | Abbott Vascular 3200 Lakeside Drive, Santa Clara, California 95054, USA | HI-TORQUE WHISPER™ MS Guide Wire with Hydrophilic Coating (sipas listes bshkengjitur) | lll | Tel suportiv i cili lehteson vendosjen e katetereve. | Pajisje te implantueshme jo aktive
10492 | RX Herculink Elite Peripheral Stent System (sipas listes bashkengjitur) | GP MEDICAL AL shpk | 03.11.2021 | Abbott Vascular 3200 Lakeside Drive, Santa Clara, California 95054, USA | RX Herculink Elite Peripheral Stent System (sipas listes bashkengjitur) | llb | Stent e shumfishte periferike per arterien, permireson diametrin luminal. | Pajisje te implantueshme jo aktive
10493 | Medical Devices (sipas listes bashkengjitur) | MONTAL shpk | 03.11.2021 | Karl Storz SE & Co. KG Dr.-Karl-Storz-strasse 34, 78532 Tuttlingen, Germany | Medical Devices (sipas listes bashkengjitur) | llb | Instrumetna mjekesore dhe kirurgjikale aktive dhe jo aktive, sonfa ultrasonike, implante. | Instrumenta shumeperdorimesh
10494 | DxH 500 Series Cleaner | Montal sh.p.k | 03.11.2021 | Beckman Coulter Inc. 250 South Kraemer Blvd., Brea, California, 92821, USA | DxH 500 Series Cleaner: B36868 | In Vitro | Eshte nje reagent shtese qe siguron pastrimin e sistemit, kontrollin e cilesise dhe kalibrimit | Pajisje te diagnostikimitin vitro
10495 | Reagent in vitro | Montal sh.p.k | 03.11.2021 | Beckman Coulter Inc. 250 South Kraemer Blvd., Brea, California, 92821, USA | Na Electrode A&T (1 ea.) - MU919400; K Electrode A&T (1 ea.) - MU919500; CL Electrode A&T (1 ea.) - MU919600; REF Electrode A&T (1 ea.) - MU919700 | In Vitro | Jane sensore te joneve elektrokimike qe kovertojne aktivitetin e nje joni te caktuar ne nje potencial elektrik si nje sinjal i matshem | Pajisje te diagnostikimitin vitro
10496 | Suction accessories | Eurodenta sh.p.k | 03.11.2021 | EURONDA S.P.A Via dell'Artigianato, 7 36030 Montecchio Precalcino (Vicenza) Italy | Suction accessories: Saliva Ejector - MEDIBASE (Pompes a saliva flexibles avec embouts detachables) | IIa | Kanjula aspiratore | Pajisje dentare
10497 | MiniUNIKO C.L;MiniUNICO C (EZEEPLANT/EXCALIBUR);MiniUNICO F (GX-ONE);MiniUNICO PZ;MiniUNICO PZL;UNIKO PZ (MAXIPIEZO DUO) | Amber Dental sh.p.k | 03.11.2021 | Mariotti & C. S.r.l. Via Seganti, 73 47121 Forli, FC - Italy | MiniUNIKO C.L;MiniUNICO C (EZEEPLANT/EXCALIBUR);MiniUNICO F (GX-ONE);MiniUNICO PZ;MiniUNICO PZL;UNIKO PZ (MAXIPIEZO DUO) | lla | Mikromotorr elektrike implantesh dhe kirurgjie | Pajisje dentare
10498 | Xpert Pro Peripheral Self – Expanding Stent System | GP Medical Al | 03.11.2021 | ABBOTT VASCULAR, 3200 Lakeside Drive Santa Clara, California 95054, USA | Xpert Pro Peripheral Self – Expanding Stent System(sipas listes bashkengjitur) | llb | Stent e shumefisht periferike per arterien, permireson diametrin luminal | Pajisje të implantueshme jo aktive
10499 | Pajisje laboratorike | Labor Dr.Limbach Heidelberg Germany shpk | 03.11.2021 | DiaSorin S.p.A. Via Crescentino, snc 13040 Saluggia (VC) Italy | LIAISON® MDX- MOL1011; Laptop with LIAISON® MDX Studio Software- MOL1200-L; Accessory Box- MOL1100 | In Vitro | aAparature laboratorike e cila perdoret per kryerjen e analizve me metoden Rt-Pcr | Pajisje laboratori
10500 | VICRYL™(Polyglactin 910) Sterile Synthetic Absorbable Surgical Suture | Evita sh.p.k | 03.11.2021 | Ethicon Inc. 1000 Route 202, Ranitan, New Jersey 08869, USA | VICRYL™(Polyglactin 910) Sterile Synthetic Absorbable Surgical Suture | III | Penj per qepje kirurgjikale me perberje polyglactine 910, te absorbueshme | Pajisje nje perdorimeshe
10501 | VICRYL™(Polyglactin 910) Sterile Synthetic Absorbable Surgical Suture | Evita sh.p.k | 03.11.2021 | Johnson & Johnson International c/o European Logistics Centre Leonardo Da Vincilaan 15 BE- 1831 Diegem Belgium | VICRYL™(Polyglactin 910) Sterile Synthetic Absorbable Surgical Suture | III | Penj per qepje kirurgjikale me perberje polyglactine 910, te absorbueshme | Pajisje nje perdorimeshe
10502 | PROLENE™ Polypropylene (Monofilament) Sterile, Synthetic Non-Absorbable Surgical Suture | Evita sh.p.k | 03.11.2021 | Ethicon, LLC. Highway 183 Km 8.3, San Lorenzo, Puerto Rico 00754, USA | PROLENE™ Polypropylene (Monofilament) Sterile, Synthetic Non-Absorbable Surgical Suture | III | Penj per qepje kirurgjikale me perberje polyglactine 910, te pa absorbueshme | Pajisje nje perdorimeshe
10503 | Supera Peripheral Stent System (sipas listes bashkengjitur) | GP MEDICAL AL shpk | 03.11.2021 | Abbott Vascular 3200 Lakeside Drive, Santa Clara, California 95054, USA | Supera Peripheral Stent System (sipas listes bashkengjitur) | llb | Stent e shumfishte periferike per arterien, permireson diametrin luminal. | Pajisje te implantueshme jo aktive
10504 | Guna Collagen Medical Devices - solution for injection (sipas listes bashkengjitur) | SIDI Group shpk | 03.11.2021 | Guna S.p.a. Via Palmanova 71 - 20132 Milano, Italy | Guna Collagen Medical Devices - solution for injection (sipas listes bashkengjitur) | lll | Trajtime injeksioni me kolagjen per semundje osteo-arthro-myo-fasciale. | Pajisje terapie komplementare
10505 | SARS-CoV-2 Antigen Rapid Test Kit | Diamant Plus shpk | 03.11.2021 | Triplex International Biosciences (China) Co., Ltd. Unit 101, 201 and 301, No.2041, Unit 101, 201 and 501, No.2045, Xiazhou Road, Tongan District, 361100 Xiamen, P.R.China | SARS-CoV-2 Antigen Rapid Test Kit | In Vitro | Test i shpejte me metoden e antigjenit per detektimin e Covid-19. | Pajisje te diagnostikimit in vitro
10506 | RX VIATRAC 14 PLUS, Coronary Dilatation Catheter | GP Medical Al | 04.11.2021 | ABBOTT VASCULAR, 3200 Lakeside Drive Santa Clara, California 95054, USA | RX VIATRAC 14 PLUS, Coronary Dilatation Catheter (sipas listes bashkengjitur) | lla | Perdoren për te diagnostikuar dhe monitoruar difektetet të arteries koronare periferike | Pajisje të implantueshme jo aktive
10507 | ARCHITECT LH Reagent Kit | Pegasus sh.p.k | 03.11.2021 | Abbott Ireland Diagnostics Division, Lisnamuck, Longford, Co. Longford, Ireland | ARCHITECT LH Reagent Kit 2P40-25; ARCHITECT LH Calibrators 2P40-01 | In Vitro | Jane reagente qe perdoren per gjetjen sasiore te hormonit luteinizues ne seruimin dhe plazmen njerezore | Pajisje te diagnostikimi in vitro
10508 | ARCHITECT Free T4 | Pegasus sh.p.k | 03.11.2021 | Abbott Ireland Diagnostics Division, Lisnamuck, Longford, Co. Longford, Ireland | ARCHITECT Free T4 Reagent Kit - 7K65-29; ARCHITECT Free T4 Calibrators 7K65-02; ARCHITECT Free T4 Controls 7K65-10 | In Vitro | Jane reagente qe perdoren per gjetjen sasiore te tiroksines se lire ne seruimin dhe plazmen njerezore | Pajisje te diagnostikimi in vitro
10509 | ARCHITECT Free T3 Reagent Kit | Pegasus sh.p.k | 03.11.2021 | Abbott Ireland Diagnostics Division, Lisnamuck, Longford, Co. Longford, Ireland | ARCHITECT Free T3 Reagent Kit 7K63-20; 7K63-25; 7K63-30; 7K63-35. ARCHITECT Free T3 Calibrators 7K63-01; ARCHITECT Free T3 Controls 7K63-10 | In Vitro | Jane reagente qe perdoren per gjetjen sasiore te trijodtironines se lire ne seruimin dhe plazmen njerezore | Pajisje te diagnostikimi in vitro
10510 | ARCHITECT FSH Reagent Kit | Pegasus sh.p.k | 03.11.2021 | Abbott Ireland Diagnostics Division, Lisnamuck, Longford, Co. Longford, Ireland | ARCHITECT FSH Reagent Kit 7K75-25; ARCHITECT FSH Reagent Kit Calibrators 7K75-01; ARCHITECT FSH Reagent Kit Controls 7K75-10 | In Vitro | Eshte nje imunoanalize mikrogrimcash kemiluminishente e perdorur per percaktimin sasior te hormonit folikostimulues ne serumin humand he ne plazme | Pajisje te diagnostikimi in vitro
10511 | ARCHITECT Free PSA | Pegasus sh.p.k | 03.11.2021 | Abbott Ireland Diagnostics Division, Finisklin Business Park, Sligo, Ireland | ARCHITECT Free PSA Reagent Kit 7K71-25; ARCHITECT Free PSA Calibrators 7K71-01; ARCHITECT Free PSA Controls 7K71-10 | In Vitro | Jane kite reagentesh qe perdoren per percaktimin sasior te antigenit specifik te prostates ne serum dhe plazem | Pajisje te diagnostikimi in vitro
10512 | ARCHITECT Ferritin | Pegasus sh.p.k | 03.11.2021 | Abbott Ireland Diagnostics Division, Lisnamuck, Longford, Co. Longford, Ireland | ARCHITECT Ferritin Reagent Kit 7K59-25; ARCHITECT Ferritin Calibrators 7K95-01; ARCHITECT Ferritin Controls 7K59-10 | In Vitro | Jane kite reagentesh qe perdoren per percaktimin sasior te feritines ne serum dhe plazem | Pajisje te diagnostikimi in vitro
10513 | Medical Device | Montal sh.p.k | 04.11.2021 | Karl Storz SE & Co. KG Dr.-Karl-Storz-Strabe 34 78532 Tuttlingen Germany | Medical Device (sipas listes bashkengjitur) | Iia | Instrumenta mjekesore dhe kirurgjikale, endoskope fleksibel dhe te ngurte per diagnostifikim ne terapi, kamera dhe pajisje ndihmese per procedura imazherie. | Instrumenta shumëpërdorimësh; Instrumenta njeperdorimesh
10514 | VOCO Retraction Paste | Eurodenta | 04.11.2021 | VOCO GmbH Anton-Flettner-Straße 1-3 27472 Cuxhaven, Germany | VOCO Retraction Paste: Caps 25 x 0.3g - 1012;Caps 100 x 0.3g - 1013 | lla | Formulim ne forme paste per mbrojtje te perkohshme te gingives | Pajisje dentare
10515 | Impression Copyng Transfer and Screw; Analog | ALBADENT plus shpk | 04.11.2021 | BioSAF IN srl Via Tiraboschi, 36/G 60131 Ancona (AN) | Impression Copyng Transfer and Screw - UDI-DI 805151180GLWCL00IRG050PX3; Analog - UDI-DI 805151180GLWCL00IRG010PWF (sipas listes bashkengjitur) | l | Aksesore per implante | Pajisje dentare
10516 | Torque Type Line Sterile Dental Implants; Kappa Line Sterile Dental Implants; Componentistica Protesica; Instruments | Albadent Plus sh.p.k | 05.11.2021 | BioSAF IN srl Via Tiraboschi, 36/G 60131 Ancona | Torque Type Line Sterile Dental Implants; Kappa Line Sterile Dental Implants; Componentistica Protesica; Instruments (sipas listes bashkengjitur) | IIa; IIb | Implante qe perdoren per zevendesim te dhembeve qe mungojne. | Pajisje dentare
10517 | PROLENE™ Polypropylene (Monofilament) Sterile, Synthetic Non-Absorbable Surgical Suture | Evita sh.p.k | 04.11.2021 | Ethicon, LLC. 475C Street Los Frailes Industrial Park, Suite 401, Guaynabo, Puerto Rico 00969, USA | PROLENE™ Polypropylene (Monofilament) Sterile, Synthetic Non-Absorbable Surgical Suture | III | Penj per qepje kirurgjikale me perberje polyglactine 910, te paabsorbueshme | Pajisje nje perdorimeshe
10518 | Brucella Rose bagnal; VDRL; Antibiotic discs; Immersion oil; ZN stain Pack; Gram Stain Pack; Febrile Antigens | 2 AE sh.p.k | 04.11.2021 | Atlas Medical Ludwing-Erhard-Ring 3 Blankenfelde-Mahlow, Germany | Brucella Rose bagnal; VDRL; Antibiotic discs; Immersion oil; ZN stain Pack; Gram Stain Pack; Febrile Antigens (sipas listes bashkengjitur) | In Vitro | Pajisje in vitro qe perdoren ne fushen e imunohematologjise, mikrobiologjise, biokimise, etj. | Pajisje te diagnostifikimit in vitro
10519 | Sofsilk Wax Coated braided Silk, Sofsilk Silicone Coated Braided Silk | O.E.S Distrimed sh.p.k | 05.11.2021 | Covidien IIc 15 Hampshire Street Mansfield, MA 02048 USA | Sofsilk Wax Coated braided Silk, Sofsilk Silicone Coated Braided Silk | III | Sutura kirurgjikale mendafshi te pa absorbueshme. | Pajisje njeperdorimeshe
10520 | Electrosurgical Generators | O.E.S Distrimed sh.p.k | 04.11.2021 | Covidien LLC, 15 Hampshire Street Mansfield, Massachusetts 02048 USA | Electrosurgical Generators (sipas listës bashkëngjitur) | IIb | Instrumenta elektrokirurgjikale | Instrumenta shumeperdorimeshe
10521 | Nonabsorbable Fixation Device | O.E.S Distrimed sh.p.k | 04.11.2021 | Covidien LLC, 15 Hampshire Street Mansfield, Massachusetts 02048 USA | Nonabsorbable Fixation Device: Surgical Staple and Clip products - ProTack™ Auto Suture™ Single Use Fixation Device with 30 Helical Fastebers(5mm) 174006; Tacker™ Auto Suture™ Multi Use handle OMS-TTH; Tacker™ Auto Suture™ Delivery Device(5mm) OMS-TTS; Tacker™ Auto Suture™ Fixation Device (Single Use Fixation Device with 20 Helical Fasteners) OMS-TTSD; Tacker™ Auto Suture™ Fixation Device (Single Use Fixation Device with 30 Helical Fasteners) OMS-TTSD30; Stat Tack™ Auto Suture™ Fixation Device OMS-TTSS | IIb | Pajisje mjekesore dhe klipe per kapjen/fiksimin e meshave kirurgjikale, perdorim ne kirurgji te pergjithshme | Pajisje nje perdorimeshe
10522 | HI-TORQUE PILOT Guide Wire with Hydrophilic Coating | GP Medical Al sh.p.k | 05.11.2021 | Abbott Vascular, 3200 Lakeside Drive, Santa Clara, California 95054, USA | HI-TORQUE PILOT Guide Wire with Hydrophilic Coating (sipas listës bashkëngjitur) | III | Pajisje per te monitoruar dhe diagnostikuar difektet ne qarkullimin qendror te gjakut te zemres | Pajisje te implantueshme jo aktive
10523 | HI-TORQUE WHISPER™LS Guide Wire with Hydrophilic Coating | GP Medical Al sh.p.k | 05.11.2021 | Abbott Vascular, 3200 Lakeside Drive, Santa Clara, California 95054, USA | HI-TORQUE WHISPER™ LS Guide Wire with Hydrophilic Coating (sipas listës bashkëngjitur) | III | Tel suportiv i cili lehteson vendosjen e kateterve | Pajisje te implantueshme jo aktive
10524 | Endotoxin Filter; Huber Needles/ Huber Needle Set; Intravenous Catheters; Stopcocks; Biohole Kit; Hemodialysis Catheter; | Evita sh.p.k | 08.11.2021 | Nipro Corporation 3-9-3, Honjo-Nishi,Kita-ku, Osaka 531-8510, Japan | Endotoxin Filter; Huber Needles/ Huber Needle Set; Intravenous Catheters; Stopcocks; Biohole Kit; Hemodialysis Catheter;(sipas listes bashkengjitur) | Iia | Age, kateter, filtra qe perdoren ne terapine e hemodializes,, endotoksine filter qe mbron makinen e dializes nga andotoksinat. Gjilper | Tjeter
10525 | Aksesor per implant | Albadent Plus sh.p.k | 05.11.2021 | BioSAF IN srl, Via Tiraboschi, 36/G, 60131 Ancona (AN) Italia | Direction indicator : DPI-PI | I | Aksesor per implant te cilat perdoren gjate [rocedures kirurgjikale per vendosjen e implantit | Pajisje dentare
10526 | Bipolar & Monopolar Forceps, Non Stick Bipolar Forceps, Electrosurgical Electrodes | Montal | 08.11.2021 | Tecno Instruments PVT.Ltd.316-C Small Industrial Estate Sialkot-51340-Pakistan | Bipolar & Monopolar Forceps, Non Stick Bipolar Forceps, Electrosurgical Electrodes (sipas listes bashkengjitur) | llb | Pinceta dhe elektroda qe perdoren ne elektrokirurgji sterile dhe jo sterile | Instrumenta shumeperdorimesh; Pajisje nje perdorimeshe
10527 | SMART Trolley | Montal | 08.11.2021 | BIEFFE ITALIA s.r.l. Viale Lincoln, 178-81100 Caserta, Italy | SMART Trolley (UDI-DI: 8053736713MARTHV): SMART2; SMART3; SMART4; SMART5 | l | Karroce multifunksionale me rafte per mbajtjen e instrumenteve dhe pajisjeve mjekesore | Instrumenta shumeperdorimesh
10528 | SIGMA F.O. LED OPHTHALMOSCOPE 2.5V | Montal | 08.11.2021 | GIMA S.p.A Via Marconi, 1 20060 Gessate (MI), Italy | SIGMA F.O. LED OPHTHALMOSCOPE 2.5V - 31529 (UDI-DI: 8023279Z121201140000000Q9) | l | Instrument diagnostikues xhepi per perdorim profesional ne otolaringologji dhe oftalmoskopi | Instrumenta shumeperdorimesh
10529 | Surgipro™ and surgipro™ II Monofilament Polypropylene | O.E.S Distrimed sh.p.k. | 08.11.2021 | Covidien LLC, 15 Hampshire Street Mansfield, Massachusetts 02048 USA | Surgipro™ and surgipro™ II Monofilament Polypropylene (sipas specifikimeve bashkëngjitur) | III | Sutura kirurgjikale te absorbueshme per kirurgji te pergjithhme | Pajisje nje perdorimeshe
10530 | Ticron™ Coated Braided Polyester, Surgidac™ Coated and Uncoated Braided Polyester | O.E.S Distrimed sh.p.k. | 08.11.2021 | Covidien LLC, 15 Hampshire Street Mansfield, Massachusetts 02048 USA | Ticron™ Coated Braided Polyester, Surgidac™ Coated and Uncoated Braided Polyester (sipas specifikimeve bashkëngjitur) | III | Sutura kirurgjikale te pa absorbueshme per kirurgji te pergjithhme | Pajisje nje perdorimeshe
10531 | Polysorb™ braided Absorbable Suture | O.E.S Distrimed sh.p.k. | 08.11.2021 | Covidien LLC, 15 Hampshire Street Mansfield, Massachusetts 02048 USA | Polysorb™ braided Absorbable Suture (sipas specifikimeve bashkëngjitur) | III | Sutura kirurgjikale te absorbueshme per kirurgji te pergjithhme | Pajisje nje perdorimeshe
10532 | Rubber-Dam (UDI-DI: 590755302KOFERDAM3W): Rubber-Dam Green,Rubber-Dam Blue,Rubber-Dam Black | Eurodenta | 08.11.2021 | Przedsiebiorstwo Produkcyjno-Handlowe CERKAMED Wojciech Pawlowski ul. Kwiatkowskiego 1, 37-450 Stalowa Wola, POLONI | Rubber-Dam (UDI-DI: 590755302KOFERDAM3W): Rubber-Dam Green,Rubber-Dam Blue,Rubber-Dam Black | l | Material per mbrojtjen e gingivave nga trajtimet dentare | Pajisje dentare
10533 | BTR PEN(Broken Tool Remover Pen) | Eurodenta | 08.11.2021 | Przedsiebiorstwo Produkcyjno-Handlowe CERKAMED Wojciech Pawlowski ul. Kwiatkowskiego 1, 37-450 Stalowa Wola, POLONI | BTR PEN (Broken Tool Remover Pen) (UDI-DI: 590755302BTRPENJN) | l | Instrument dentar per heqjen e I instrumentave te thyer nga kanalet | Pajisje dentare
10534 | HI-TORQUE BALANCE MIDDLEWEIGHT UNIVERSAL II™ Guide Wire: 1009664, 1009665, 1009666, 1009667, 10096664J, 1009665J, 1009666J, 1009667J | GP MEDICAL AL shpk | 08.11.2021 | Abbott Vascular 3200 Lakeside Drive, Santa Clara, California 95054, USA | HI-TORQUE BALANCE MIDDLEWEIGHT UNIVERSAL II™ Guide Wire: 1009664, 1009665, 1009666, 1009667, 10096664J, 1009665J, 1009666J, 1009667J | lll | Tel suportiv i cili lehteson vendosjen e katetereve. | Pajisje te implantueshme jo aktive
10535 | Fiber-Bond; Fiber-Splint ML Mini Starter Kit; Fiber-Splint; F-Splint-Aid (sipas listes bashkengjitur) | EURODENTA shpk | 08.11.2021 | Polydentia Sa Via Cantonale, 47 6805 Mezzovico-Vira Switzerland | Fiber-Bond; Fiber-Splint ML Mini Starter Kit; Fiber-Splint; F-Splint-Aid (sipas listes bashkengjitur) | lla | Bond per ngjitjen e braketave. | Pajisje dentare
10536 | Stationary Digital Radiographic System: DuraDiagnost (712203) (UDI-DI: 0884838BM299TH) | Health & Light shpk | 08.11.2021 | Philips Healthcare (Suzhou) Co., Ltd. No.258,zhongyuan Road Suyhou Industrial Park 215024 Suyhou,Jiangsu Province People's Republic of China | Stationary Digital Radiographic System: DuraDiagnost (712203) (UDI-DI: 0884838BM299TH) | llb | Aparat stacionar me rreze x per diagnostikime imazherike. | Pajisje diagnostikuese dhe terapeutike me rrezatim
10537 | Nitrile examination gloves, powder free | Florifarma sh.p.k | 08.11.2021 | TOP GLOVE SDN. BHD. Lot 4969, Jalan Teratai, Batu 6, Off Jalan Meru, 41050 Klang, Selangor D.E., Malaysia | Masterguard- Nitrile ExaminationGloves, Powder Free: XS, S, M, L, XL | I | Doreza ekzaminimi nje perdorimeshe pa puder prej nitrili | Pajisje nje perdorimeshe; pajisje laboratori
10538 | Dental materials | Eurodenta sh.p.k | 08.11.2021 | Premium Plus International Limited, Flat 1001, Yuen Long Trading Centre, No.33, Wang Yip Street West, Yuen Long, Hong Kong | Dental Prophy Angles; Dental Prophy Brushes; Dental Prophy Cups; Dental Saliva Ejector; Dental Suction Tips; Dental Syringe Tips | Iia | Maja per aspirator, kanjula aspirimi, maja shiringe, goma dhe furca per profilaksi | Pajisje dentare
10539 | Hi-Torque Balanca Middleweight Universal | GP Medical Al sh.p.k | 08.11.2021 | Abbott Vascular, 3200 Lakeside Drive, Santa Clara, California 95054, USA | Hi-Torque Balanca Middleweight Universal ™ Guide Wire with Hydrophylic Coating: 1009659; 1009660; 1009661; 1009659J; 1009660J; 1009661J; | III | Tel suportiv i cili lehteson vendosjen e kateterit | pajisje te implantueshme jo aktive
10540 | Liquid and dry concentrates for haemodialysis | Evita sh.p.k | 08.11.2021 | Nipro Renal Solutions Spain, S.L.U. Pol. Ind. Tumsa-Nave nr.31, E-25230 Mollerussa Lleida Spain | Liquid and dry concentrates for haemodialysis (sipas listes bashkengjitur) | Iib | Koncentrate qe perdoren ne hemodialize. | Tjeter
10541 | Rubber-Dam Liquid: 1ml, 2ml, Mega Pack (4 x 1.2ml) SRN: PL-MF-000003211 (UDI-DI: 590755302KOFERDAMLIQ4F) | EURODENTA shpk | 09.11.2021 | Przedsiębiorstwo Produkcyjno-Handlowe CERKAMED Wojciech Pawłowski ul. Kwiatkowskiego 1, 37-450 Stalowa Wola, POLAND | Rubber-Dam Liquid: 1ml, 2ml, Mega Pack (4 x 1.2ml) SRN: PL-MF-000003211 (UDI-DI: 590755302KOFERDAMLIQ4F) | l | Mbrojtes gingivash gjate trajtimeve dentare. | Pajisje dentare
10542 | MTA + Applicator: 0.8mm, 1.2mm SRN: PL-MF-000003211 (UDI-DI: 590755302MTAAPLIKATOR7J) | EURODENTA shpk | 09.11.2021 | Przedsiębiorstwo Produkcyjno-Handlowe CERKAMED Wojciech Pawłowski ul. Kwiatkowskiego 1, 37-450 Stalowa Wola, POLAND | MTA + Applicator: 0.8mm, 1.2mm SRN: PL-MF-000003211 (UDI-DI: 590755302MTAAPLIKATOR7J) | l | Mjete per aplikim mase. | Pajisje dentare
10543 | Laparoscope - WAIR100A, Telescope "IR", 10mm, 0°: W718801 | MSE shpk | 09.11.2021 | Olympus Surgical Technologies Europe Olympus Winter & Ibe GmbH Kuehnstr. 61 / 22045 Hamburg / Germany | Laparoscope - WAIR100A, Telescope "IR", 10mm, 0°: W718801 | lla | Paisje fototerapie per trajtimin e neonateve. | Pajisje diagnostikuese dhe terapeutike me rrezatim
10544 | HME HumidStar; HME HumidStar Trach; Filter CareStar; Filter SafeStar; Filter/HME TwinStar (sipas listes bashkengjitur) | MSE shpk | 09.11.2021 | Drägerwerk AG&Co. KGaA Moislinger Allee 53-55 23542 Lübeck Germany | HME HumidStar; HME HumidStar Trach; Filter CareStar; Filter SafeStar; Filter/HME TwinStar (sipas listes bashkengjitur) | lla | Filtra qe lidhen me qarkun e respiratoreve te anestezise. | Pajisje anestezie dhe respiratore
10545 | ALDUK IV; Automatic Oxygen Switch (AOS) (sipas listes bashkengjitur) | MSE shpk | 09.11.2021 | Drägerwerk AG&Co. KGaA Moislinger Allee 53-55 23542 Lübeck Germany | ALDUK IV; Automatic Oxygen Switch (AOS) (sipas listes bashkengjitur) | lla, llb | Reduktues presioni te oxigjenit, ndryshues automatik te oksigjenit ne makinat e anestezise. | Pajisje anestezie dhe respiratore
10546 | Torch Wrench; Manual Screwdriver; Manual Mounter; Manual Adapter; Guided surgery sleeve; Spherical Marker; Tray; Cuter Bar; Abutment Retrival Tools (sipas listes bashkengjitur) | Albadent Plus shpk | 09.11.2021 | BioSAF IN srl Via Tiraboschi, 36/G, 60131 Ancona (AN) - Italy | Torch Wrench; Manual Screwdriver; Manual Mounter; Manual Adapter; Guided surgery sleeve; Spherical Marker; Tray; Cuter Bar; Abutment Retrival Tools (sipas listes bashkengjitur) | l | Aksesore per implante te cilet zevendesojne dhembet qe mungojne. | Pajisje dentare
10547 | Alcon Non-Absorbable Sutures | Pegasus sh.p.k | 09.11.2021 | Alcon Laboratories, Inc. 6201, South Freeway, Fort Worth, TX 76134-2099, USA | Alcon Non-Absorbable Surgical Sutures: SUTURE CU-1 10-0 BLACK NYLONMONOFIL 12I - 806519001 | IIb | Sutura kirurgjikale te cilat indikohen per perdorim ne afrimin eindeve te buta dhe/ose lidhjen ne procedurat oftalmike | Tjeter
10548 | Cannulas and Cystitomes | Pegasus sh.p.k | 09.11.2021 | Alcon Laboratories, Inc. 6201, South Freeway, Fort Worth, TX 76134-2099, USA | Cannulas and Cystitomes - Hydrodissection Cannulas: S/U HYDROSIDDECTION CUNNALUA 27GA., 8mm | IIa | Instrumenta manual oftalmik n e perdorim te kirurgve per kryerjen e detyrave te ndryshme gjate procedurave kirurgjikale oftalmike | Pajisje oftalmike dhe optike
10549 | Sterile UV-Absorbing Acrylic Foldable Multipiece Posterior Chamber Lenses | Pegasus sh.p.k | 09.11.2021 | Alcon Laboratories, Inc. 6201, South Freeway, Fort Worth, TX 76134-2099, USA | Sterile UV-Absorbing Acrylic Foldable Multipiece Posterior Chamber Lenses: MA60MA(BUDI-DI 038065GMN000060GV) | IIb | Indikohen per zevendesimin e lenteve per te realizuar korrektimin vizual te aphakise ne pacientet adulte | Pajisje oftalmike dhe optike
10550 | Sterile Non - Absorbable Suture In atraumatic needle(s) and without needle: DACLON NYLON: F-E-09-C-09; SUPRAMID: F-E-09-C-05; SILK: F-E-09-C-08; POLYPROPYLENE: F-E-09-C-05; POLYESTER: F-E-09-C-07; STEEL: F-E-09-C-10; Sterile Surgical Polypropylene Meshes: SURGICAL MESHES: F-E-09-C-ZM | Fedos | 09.11.2021 | SMI AG - Steinerberg 8 - 4780 St. Vith - Belgium | Sterile Non - Absorbable Suture In atraumatic needle(s) and without needle: DACLON NYLON: F-E-09-C-09; SUPRAMID: F-E-09-C-05; SILK: F-E-09-C-08; POLYPROPYLENE: F-E-09-C-05; POLYESTER: F-E-09-C-07; STEEL: F-E-09-C-10; Sterile Surgical Polypropylene Meshes: SURGICAL MESHES: F-E-09-C-ZM | llb | Rrjete Sterile dhe penj Jo te absorbueshem per qepje | Pajisje një përdorimëshe
10551 | Sterile Synthetic Absorbable Suture In atraumatic needle(s) and without needle: SURGICRYL 910: F-E-09-C-15; SURGICRYL PGA: F-E-09-C-11; SURGICRYL RAPID: F-E-09-C-14; SURGICRYL MONOFILAMENT: F-E-09-C-13;SURGICRYL MONOFAST: F-E-09-C-16 | Fedos | 09.11.2021 | SMI AG - Steinerberg 8 - 4780 St. Vith - Belgium | Sterile Synthetic Absorbable Suture In atraumatic needle(s) and without needle: SURGICRYL 910: F-E-09-C-15; SURGICRYL PGA: F-E-09-C-11; SURGICRYL RAPID: F-E-09-C-14; SURGICRYL MONOFILAMENT: F-E-09-C-13; SURGICRYL MONOFAST: F-E-09-C-16 | lll | Penj sintetike te absorbueshem per qepje per kirurgji | Pajisje një përdorimëshe
10552 | Sterile Disposable Skin Stapler: SKIN STAPLER: F-E-09-C-ZS | Fedos | 09.11.2021 | SMI AG - Steinerberg 8 - 4780 St. Vith - Belgium | Sterile Disposable Skin Stapler: SKIN STAPLER: F-E-09-C-ZS | lla | Lama sterile per bisturi per perdorim ne kirurgji | Pajisje një përdorimëshe
10553 | Sterile Disposable Skin Staple Remover: SKIN STAPLE REMOVER: F-E-09-C-ZS; Sterile Skin Marker: SKIN MARKER: F-E-09-C-ZSM | Fedos | 09.11.2021 | SMI AG - Steinerberg 8 - 4780 St. Vith - Belgium | Sterile Disposable Skin Staple Remover: SKIN STAPLE REMOVER: F-E-09-C-ZS; Sterile Skin Marker: SKIN MARKER: F-E-09-C-ZSM | ls | Heqje kapsesh sterile dhe shenues lekure per kirurgji | Pajisje një përdorimëshe
10554 | Rubber Dam Template | Eurodenta sh.p.k | 09.11.2021 | Przedsiebiorstwo Produkcyjno-Handlowe Cerkamed Wojciech PawLowski ul.Kwiatkowskiego 1 , 37-450 Stalowa Wola Poland | RUBBER-DAM TEMPLATE - PL-MF-000003211 (UDI-DI 590755302SZABLONX9) | I | Material per zgjedhjen e vendit te hapjes se raber dumit per perdorim ne stomatologji | Pajisje dentare
10555 | Sensore grafie | Eurodenta sh.p.k | 09.11.2021 | Jovident Regentesseln 23, 1217 ED, Hilversum, Holland | Xray 3.5 - GAINE CAPT NUMERIQUE 3,5X MEDIBASE(500) 3134330; Xray 4.5 - GAINE CAPT NUMERIQUE 4,5X MEDIBASE(500) 3134331 | I | Sensore grafie | Pajisje dentare
10556 | Resectoscopic Working Elements, Resectoscopy Electrodes, Monopolar and Bipolar: Working element, passive, 18.5 CH – for Optics 2.9 mm, saline resectoscopy 0.9% NaCl – easy lock: 25.29.1029BEL; Loop Electrode straight 90° 17.5 CH: 25.29.2014 | Fedos | 09.11.2021 | Maxer Endoscopy GmbH Eisenbahnstraße 102 78573 Wurmlingen / Germany | Resectoscopic Working Elements, Resectoscopy Electrodes, Monopolar and Bipolar: Working element, passive, 18.5 CH – for Optics 2.9 mm, saline resectoscopy 0.9% NaCl – easy lock: 25.29.1029BEL; Loop Electrode straight 90° 17.5 CH: 25.29.2014 | llb | Element punues pasiv 18.5 CH dhe electrode ne fome laku per perdorim me mini resektoskop per kirurgji | Instrumenta shume perdorimesh
10557 | Hysteroscope:Hysteroscope Working length 300 mm HM HD Version Ø 2,9mm 0°: 15.10.3500; Hysteroscope Working length 300 mm HM HD Version Ø 2,9mm 12°: 15.10.3512; Hysteroscope Working length 300 mm HM HD Version Ø 2,9mm 30°: 15.10.3530 ; Hysteroscope length 300mm HM HD Version Ø 4mm 0°: 15.11.4600; Hysteroscope length 300mm HM HD Version Ø 4mm 12°: 15.11.4612; Hysteroscope length 300mm HM HD Version Ø 4mm 30°: 15.11.4630;Hysteroscope length 300mm HM HD Version Ø 4mm 70°: 15.11.4670 | Fedos | 09.11.2021 | Maxer Endoscopy GmbH Eisenbahnstraße 102 78573 Wurmlingen / Germany | Hysteroscope:Hysteroscope Working length 300 mm HM HD Version Ø 2,9mm 0°: 15.10.3500; Hysteroscope Working length 300 mm HM HD Version Ø 2,9mm 12°: 15.10.3512; Hysteroscope Working length 300 mm HM HD Version Ø 2,9mm 30°: 15.10.3530 ; Hysteroscope length 300mm HM HD Version Ø 4mm 0°: 15.11.4600; Hysteroscope length 300mm HM HD Version Ø 4mm 12°: 15.11.4612; Hysteroscope length 300mm HM HD Version Ø 4mm 30°: 15.11.4630;Hysteroscope length 300mm HM HD Version Ø 4mm 70°: 15.11.4670 | lla | Histeroskop per diagnostikim gjinekologjik | Instrumenta shume perdorimesh
10558 | Ultrasonic Diagnostic System: DC-60 Pro/ DC-60 Exp/ DC-60S/ DC-65/ DC-65 Pro/ DC-65 Exp/ DC-65S/ DC-65T/ DC-61/ DC-62/ DC-63; Transducers: 3C5A, 6C2, 7L4A, L14-6NE, P4-2, P7-3,CW5s, CW2s, D7-2E, V11-3, V11-3B, P10-4E, DE10-3E, C6-2, L9-3E, L13-3, L14-6WE, SP5-1, L20-5E, P7-3Ts, P8-3Ts, 7L4B, C5-1; Needle-guided brackets: NGB-004, NGB-005, NGB-006, NGB-007, NGB-011, NGB-021, NGB-022, NGB-034. | Fedos | 09.11.2021 | Shenzhen Mindray Bio-Medical Electronics Co., Ltd Mindray Building Keji 12th Road South Hi-Tech Industrial Park Nanshan 518057 Shenzhen People's Republic of China | Ultrasonic Diagnostic System: DC-60 Pro/ DC-60 Exp/ DC-60S/ DC-65/ DC-65 Pro/ DC-65 Exp/ DC-65S/ DC-65T/ DC-61/ DC-62/ DC-63; Transducers: 3C5A, 6C2, 7L4A, L14-6NE, P4-2, P7-3,CW5s, CW2s, D7-2E, V11-3, V11-3B, P10-4E, DE10-3E, C6-2, L9-3E, L13-3, L14-6WE, SP5-1, L20-5E, P7-3Ts, P8-3Ts, 7L4B, C5-1; Needle-guided brackets: NGB-004, NGB-005, NGB-006, NGB-007, NGB-011, NGB-021, NGB-022, NGB-034. | lla | Sistem Ekografie dhe Aksesore sonda, kapese per drejtimin e ages | Pajisje elektromekanike
10559 | Disposable Biopsy Forceps | MSE sh.p.k | 09.11.2021 | Olympus Medical Systems Corp. 2951 Ishikawa-cho, Hachioji-shi, Tokyo 192-8507 Japan | Disposable Biopsy Forceps: FB-210K; FB-220K; FB-230K; FB-240K; FB-210U; FB-220U; FB-230U; FB-240U | Iia | Forcepsa biopsie te disponueshem per perdorim ne njesite endoskopike gastrointenstinale | Tjeter
10560 | Disposable Electrosurgical Snar | MSE sh.p.k | 09.11.2021 | Olympus Medical Systems Corp. 2951 Ishikawa-cho, Hachioji-shi, Tokyo 192-8507 Japan | Disposable Electrosurgical Snar: SD-210U-10; SD-210U-15; SD-210U-25; | Iib | Kapsule elektrokirurgjikale, njeperdorimeshe, perdoren per endoskopi per te prere polipet ose indet e tjera | Tjeter
10561 | Monarch III IOL Delivery System Cartridge (D): 8065977763 (UDI-DI: 038065GMN000064H5) | PEGASUS shpk | 09.11.2021 | Alcon Laboratories, Inc. 6201 South Freeway, Forth Worth, Texas 76134-2099 USA | Monarch III IOL Delivery System Cartridge (D): 8065977763 (UDI-DI: 038065GMN000064H5) | lla | Perdoret per implantimin e lenteve intraokulare te kualifikuara Alcon. | Pajisje oftalmike dhe optike
10562 | AcrySof Aspheric UV Absorbing Intraocular Lens: SA60AT (UDI-DI: 038065GMN000056H6) | PEGASUS shpk | 09.11.2021 | Alcon Laboratories, Inc. 6201 South Freeway, Forth Worth, Texas 76134-2099 USA | AcrySof Aspheric UV Absorbing Intraocular Lens: SA60AT (UDI-DI: 038065GMN000056H6) | llb | Indikohen per zevendesimin e lenteve humane er te realizuar korrektimin vizual te aphakise ne pacientet adult. | Pajisje oftalmike dhe optike
10563 | BSS Sterile Intraocular Irrigating Solution: FID 10030 (UDI-DI: 038065GMN000011GG) | PEGASUS shpk | 09.11.2021 | Alcon Laboratories, Inc. 6201 South Freeway, Forth Worth, Texas 76134-2099 USA | BSS Sterile Intraocular Irrigating Solution: FID 10030 (UDI-DI: 038065GMN000011GG) | lla | Zgjidhje ujitjeje fiziologjike per procedurat okulistike e cila eshte izitonike me indet e syrit dhe permban elektrolite te nevojshme per metabolizimin e qelizave. | Pajisje oftalmike dhe optike
10564 | Hemodialyzers; Hemofilters; Ballon infusers; Hemoconcentrators; Hemodiafilters | Evita sh.p.k | 08.11.2021 | Nipro Corporation 3-9-3, Honjo-Nishi,Kita-ku, Osaka 531-8510, Japan | Hemodialyzers; Hemofilters; Ballon infusers; Hemoconcentrators; Hemodiafilters (sipas listes bashkengjitur) | Iib | Filter, hemofilter dhe diafilter per pastrimin e gjakut nepermejet procedures se dializes. | Tjeter
10565 | EMBOTUS MELANGEURS MARRONS FINS MEDIBASE(50)-HYMB50BWWT-3133918; EMBOTUS MELANGEURS VERTS MEDIBASE (100)-HYMB100G-3133921; EMBOTUS MELANGEURS JAUNES MEDIBASE (100)-HYMB100Y-3133922; EMBOTUS MELANGEURS SPIRALES ROUGES MEDIBASE(50)-HYMB50BO-3133923; EMBOTUS MELANGEURS BLEUS MEDIBASE(50)-HYMB50BWSH-3133924 | Eurodenta sh.p.k | 08.11.2021 | JOVIDENT INT. BV Regentesselaan 23 1217 ED Hilversum The Netherlands | EMBOTUS MELANGEURS MARRONS FINS MEDIBASE(50)-HYMB50BWWT-3133918; EMBOTUS MELANGEURS VERTS MEDIBASE (100)-HYMB100G-3133921; EMBOTUS MELANGEURS JAUNES MEDIBASE (100)-HYMB100Y-3133922; EMBOTUS MELANGEURS SPIRALES ROUGES MEDIBASE(50)-HYMB50BO-3133923; EMBOTUS MELANGEURS BLEUS MEDIBASE(50)-HYMB50BWSH-3133924 | I | Maja intraorale | Pajisje dentare
10566 | Biosoft, Chibell, Ago Ester etj | 2A Pharma | 09.11.2021 | Biopsybell s.r.l. Via manuzio n.24, 41037, Mirandola (MO) Italy | Biopsy Sytems (sipas listes bashkengjitur) | Iia | Age biopsie
10567 | Yellow Porcelain Etch: 2ml | Eurodenta sh.p.k | 10.11.2021 | Przedsiebiorstwo Produkcyjno-Handlowe CERKAMED Wojciech Pawlowski ul. Kwiatkowskiego 1, 37-450 Stalowa Wola, POLONI | Yellow Porcelain Etch: 2ml- PL-MF-000003211; UDI-DI: 590755302YELLPORETCHR2 ; | I | Ngjites porcelani | Pajisje dentare
10568 | TCAdent 10ml-PL-MF-000003211; UDI-DI:590755302TCADENTN3 | Eurodenta sh.p.k | 10.11.2021 | Przedsiebiorstwo Produkcyjno-Handlowe CERKAMED Wojciech Pawlowski ul. Kwiatkowskiego 1, 37-450 Stalowa Wola, POLONI | TCAdent 10ml-PL-MF-000003211; UDI-DI:590755302TCADENTN3 | I | Materiale mbrojtese gingivale, materiale per ngjitje porcelani, materiale mbushese. | Pajisje dentare
10569 | Rubber-Dam Napkins - PL-MF-000003211; UDI-DI:590755302NAPKINSRB; | Eurodenta sh.p.k | 10.11.2021 | Przedsiebiorstwo Produkcyjno-Handlowe CERKAMED Wojciech Pawlowski ul. Kwiatkowskiego 1, 37-450 Stalowa Wola, POLONI | Rubber-Dam Napkins - PL-MF-000003211; UDI-DI:590755302NAPKINSRB; | I | Mbulesa per mbrojtjen e lekures nga perdorimi I materialeve dentare. | Pajisje dentare
10570 | WAN STETHOSCOPE -Y black 32569 | Montal sh.p.k | 10.11.2021 | Gima S.p.a., Via Marconi, 1, 20060 Gessate (MI), Italy | WAN STETHOSCOPE -Y black 32569 UDI-DI: 80232790000C900527CC000P2 | I | Instrument qe perdoret per te degjuar tingujt e prodhuar brenda trupit. | Instrumenta shumeperdorimesh
10571 | Spirometer Smart One 911100 | Montal sh.p.k | 10.11.2021 | MIR S.r.l, via del Maggiolino, 125 00155 Roma, Italy | Spirometer Smart One 911100 | Iia | Pajisje portative me bateri per te matur shpejtesine te rrjedhjes se gazit respirator. | Pajisje anestezie dhe respiratore
10572 | HEINE Direct Ophatalmoscopes (sipas listes bashkengjitur) | SAER MEDICAL shpk | 11.11.2021 | Heine Optotechnik GmbH & Co. KG Dornierstrasse 6, 82205 Gliching/Germany | HEINE Direct Ophatalmoscopes (sipas listes bashkengjitur) | l | Oftalmoskop direkt per ekzaminimin e fundusit te syrit. | Pajisje oftalmike dhe optike
10573 | Lensmeter: VISULENS 550 | SAER MEDICAL shpk | 11.11.2021 | Carl Zeiss Meditec AG, Goeschwitzer Strasse 51-52, 07745 Jena, Germany | Lensmeter: VISULENS 550 | l | Aparature per matjen e lenteve. | Pajisje oftalmike dhe optike
10574 | Surgical Microscoper: OPMI Lumera 700 | SAER MEDICAL shpk | 11.11.2021 | Carl Zeiss Meditec AG, Goeschwitzer Strasse 51-52, 07745 Jena, Germany | Surgical Microscoper: OPMI Lumera 700 | l | Mikroskop kirurgjikal per nderhyrje kirurgjikale ne sy. | Pajisje oftalmike dhe optike
10575 | HEINE Indirect Ophatalmoscopes (sipas listes bashkengjitur) | SAER MEDICAL shpk | 11.11.2021 | Heine Optotechnik GmbH & Co. KG Dornierstrasse 6, 82205 Gliching/Germany | HEINE Indirect Ophatalmoscopes (sipas listes bashkengjitur) | l | Oftalmoskop indirekt per ekzaminimin e fundusit te syrit. | Pajisje oftalmike dhe optike
10576 | Alinity I HBsAg Next Quantitative Reagent Kit 01R6422; Alinity I HBsAg Next Quantitative Reagent Kit 01R6432; Alinity I HBsAg Next Quantitative Calibrators 01R6401; Alinity I HBsAg Next Quantitative Controls 01R6410; | Pegasus sh.p.k | 11.11.2021 | Abbott Ireland Diagnostics Division Finisklin Business Park, Sligo, Ireland | Alinity I HBsAg Next Quantitative Reagent Kit 01R6422; Alinity I HBsAg Next Quantitative Reagent Kit 01R6432; Alinity I HBsAg Next Quantitative Calibrators 01R6401; Alinity I HBsAg Next Quantitative Controls 01R6410; | In Vitro | Reagente ,kalibratore per percaktimin sasion te antigenit siperfaqesor te hepatoit B ne serumin njerezor. | Pajisje te diagnostifikimit in vitro
10577 | Alinity I HBsAg Next Confirnatory Reagent Kit 01R6522 | Pegasus sh.p.k | 11.11.2021 | Abbott Ireland Diagnostics Division Finisklin Business Park, Sligo, Ireland | Alinity I HBsAg Next Confirnatory Reagent Kit 01R6522 | In Vitro | Reagente per konfirmimin e prezences se antigenit siperfaqesor te hepatit B ne serumin njerezor. | Pajisje te diagnostifikimit in vitro
10578 | Alinity I HBsAg Next Confirnatory Manual Diluent 01R6540 | Pegasus sh.p.k | 11.11.2021 | Abbott Ireland Diagnostics Division Finisklin Business Park, Sligo, Ireland | Alinity I HBsAg Next Confirnatory Manual Diluent 01R6540 | In Vitro |  | Pajisje te diagnostifikimit in vitro
10579 | Sterile Surgical Blandes REF:F-E-09-C-ZB | Fedos sh.p.k | 11.11.2021 | SMI AG - Steinerberg 8 - 4780 ST. VITH - BELGIUM | Sterile Surgical Blandes REF:F-E-09-C-ZB | Iia | Lama sterile per perdorim ne kirurgji. | Pajisje njeperdorimeshe
10580 | Operating Table 3010 SE EM SERIE | Fedos sh.p.k | 11.11.2021 | NUOVA BN Srl, Via Nessa 19/21 10048 Vinovo (TO) ITALY | Operating Table 3010 SE EM SERIE | I | Tavoline operimi | Pajisje elektromekanike
10581 | LIBRAMED compresse | Globalshare sh.p.k | 10.11.2021 | ABOCA S.p.A. Società Agricola Località Aboca, 20 - 52037 Sansepolcro (AR) - Italy | Libramed compresse: ALLIBRACOX | Iia | Jane tableta te cilat ne saje te mekanizmit keshillohen per te vegjel dhe te rritur ne rastet e mbishes | Pajisje terapie komplementare
10582 | Dental Polisher | Eurodenta | 11.11.2021 | EVE Ernst Vetter GmbH Neureutstr.6 75210 Keltern, Germany | Dental Polisher (sipas listes bashkengjitur) | lla | Goma lustrimi | Pajisje dentare
10583 | Non-automatic electronic column scales: 703, 763, 769 | Fedos shpk | 11.11.2021 | seca gmbh & co. kg Hammer Steindamm 3-25, 22089 Hamburg, Germany | Non-automatic electronic column scales: 703, 763, 769 | I | Peshore me kolone vertikale elektronike, jo-automatike per matjen e parametrave jo-vitale per adulte. | Pajisje elektromekanike
10584 | Measuring system for paediatrics: 206, 416, 417 | Fedos shpk | 11.11.2021 | seca gmbh & co. kg Hammer Steindamm 3-25, 22089 Hamburg, Germany | Measuring system for paediatrics: 206, 416, 417 | l | Sistem per te matur gjatesine e bebeve. | Pajisje elektromekanike
10585 | Ophticol | Omega Optikal sh.p.k | 11.11.2021 | Ophtechnics Unlimited 2209, Phase IV, DLF City, Gurgaon-122 002, Haryana, India | Ohpticol (carbacol solution UPS 0.01% w/v Cat# Chol-01, Chol-02, 0.01@ carbachol, packing 1.0ml vial Glass is Pouch Pack) | I | Solucion oftalmik | Pajisje oftalmike dhe optike
10586 | 2223 Micro Spine Sonotrodes disposable 1. CoolKnife, Knife sonotrode set, 36mm, single use, (10)REF: 612K0057-SET-10; Knife sonotrode set, short REF: 612K0057-SET; CoolKnife, Knife sonotrode set, 101mm, single use, (10)REF: 612K0058-SET-10; Knife sonotrode set, long REF: 612K0058-SET; CoolRasp, Rasp sonotrode set, 38mm, single use, (10)REF: 612K0061-SET-10; Rasp sonotrode set, short REF: 612K0060-SET; CoolRasp, Rasp sonotrode set, 100mm, single use, (10)REF: 612K0061-SET-10; Rasp sonotrode set, long REF: 612K0061-SET; | 2A Pharma sh.p.k | 11.11.2021 | Soring GmbH Justus-von-Liebig-Ring 2 25451 Quickborn Germany | 2223 Micro Spine Sonotrodes disposable 1. CoolKnife, Knife sonotrode set, 36mm, single use, (10)REF: 612K0057-SET-10; Knife sonotrode set, short REF: 612K0057-SET; CoolKnife, Knife sonotrode set, 101mm, single use, (10)REF: 612K0058-SET-10; Knife sonotrode set, long REF: 612K0058-SET; CoolRasp, Rasp sonotrode set, 38mm, single use, (10)REF: 612K0061-SET-10; Rasp sonotrode set, short REF: 612K0060-SET; CoolRasp, Rasp sonotrode set, 100mm, single use, (10)REF: 612K0061-SET-10; Rasp sonotrode set, long REF: 612K0061-SET; | Iia | Thika per sonotroden. | Pajisje njeperdorimeshe
10587 | Bisturi elektrike | Fedos sh.p.k | 11.11.2021 | LED SpA 03100 Frosinone (FR) - Via Marco Tullio Cicerone 138 (ITA) - Italy | High Frequency Surgical Equipment (sipas listes bashkengjitur) | IIb | Pajisje elektrike per kirurgji | Pajisje elektromekanike
10588 | Disposables for Autortransfusion | Fedos sh.p.k | 11.11.2021 | Frensis Kabi AG, 61346 Bad Homburg, Germany | Disposables for Autortransfusion (sipas listes bashkengjitur) | Is | Aksesore per aparate autotransfuzioni, nje perdorimeshe per perdorim gjate kirurgjise | Tjeter
10589 | 2233 Tubings Bouble tubing, double packed, 5m, single use, (12) REF:700S0316; Irrigation tubing, double packed, 5m, single use, (12) REF: 700S0310; Irrigation tubing, single packed, 5m, single use, (12) REF: 700S0309; UAL tubing set, single use, (10) REF: 700S0018; HEPACCS, Combination tubing, coaxial, double packed, 5m, single use (10) REF: 700S0318-10; HEPACCS, Combination tubing, coaxial, double packed, 5m, single use (1) REF: 700S0318; | 2A Pharma sh.p.k | 11.11.2021 | Soring GmbH Justus-von-Liebig-Ring 2 25451 Quickborn Germany | 2233 Tubings Bouble tubing, double packed, 5m, single use, (12) REF:700S0316; Irrigation tubing, double packed, 5m, single use, (12) REF: 700S0310; Irrigation tubing, single packed, 5m, single use, (12) REF: 700S0309; UAL tubing set, single use, (10) REF: 700S0018; HEPACCS, Combination tubing, coaxial, double packed, 5m, single use (10) REF: 700S0318-10; HEPACCS, Combination tubing, coaxial, double packed, 5m, single use (1) REF: 700S0318; | Iia | tuba me 2 rruge, tuba hepaccs, tuba rrjedhes. | Pajisje njeperdorimeshe
10590 | URETERORENOSCOPE 253-905-540 | 2A Pharma sh.p.k | 11.11.2021 | RZ Medizintechnik GmbH Unter Hasslen 20 D-78532 Tuttlingen Germany | URETERORENOSCOPE 253-905-540 | Iia | Pajisje per trajtimin e gureve ne veshka. | Tjeter
10591 | Retractor | Fedos sh.p.k | 11.11.2021 | GEISTER Medizintechnik GmbH, Foehrenstrasse 2, 78532 Tuttlingen, Germany | Reusable surgical intruments: Retractor, Sternal, IMA, acc. Bugge, complete, : 29-1010(UDI-DI-4057034091128) | Iia | Retraktor sternal i kompletuar per perdorim ne kardio kirurgji | Instrumenta shume perdorimesh
10592 | Stainless Steel Suture | O.E.S Distrimed sh.p.k. | 11.11.2021 | Covidien LLC, 15 Hampshire Street Mansfield, Massachusetts 02048 USA | Nonabsorbable Stainless Steel Suture(sipas specifikimeve bashkëngjitur) | IIb | Sutura kirurgjikale per kirurgji te pergjithhme | Pajisje nje perdorimese
10593 | Anti-Salmonella OMA; Anti-Salmonella OMB;Anti-Salmonella OMC; Anti-Salmonella OMD;Anti-Salmonella OME;Anti-Salmonella OMF; Anti-Salmonella OMG | Krijon sh.p.k | 11.11.2021 | sifin diagnostics gmbh, Berliner Allee 317-321, 13088 Berlin, Germany | Anti-Salmonella OMA; Anti-Salmonella OMB;Anti-Salmonella OMC; Anti-Salmonella OMD;Anti-Salmonella OME;Anti-Salmonella OMF; Anti-Salmonella OMG | In Vitro | Teste per gjetjen e shtameve serologjike te Salmoneles | Tjeter
10594 | Anti-Salmonella Poly-H Phase 1&2 | Krijon sh.p.k | 11.11.2021 | sifin diagnostics gmbh, Berliner Allee 317-321, 13088 Berlin, Germany | Anti-Salmonella Poly-H Phase 1&2 | In Vitro | Teste per identifikimin serologjik te antigenit H ne shtamet e Salmoneles | Tjeter
10595 | Curing Light: MaxCure 3; MaxCure 5; MaxCure 9; MaxCure G; MaxCure H; A-Cure; A-Cure Plus; SWAN UDI-DI: 697156045RCLS8 | ProDental sh.p.k | 11.11.2021 | Guilin Refine Medical Instrument Co., Ltd. No. 8-3, Information Industrial Park, High-Tech Zone, Qixing District, Guilin, Guangxi, 541004, P.R.China | Curing Light: MaxCure 3; MaxCure 5; MaxCure 9; MaxCure G; MaxCure H; A-Cure; A-Cure Plus; SWAN UDI-DI: 697156045RCLS8 | I | Llampa polimerizimi. | Pajisje dentare
10596 | Biopsy cannula; Cystometrie catheter; Gudewire; Uromed injection cannula; Urethrotomy ballon catheter; Stone retrival basket; Ureteral catheter | 2A Pharma sh.p.k | 12.11.2021 | Uromed Kurt Drews KG Meessen 7/11 22113 Oststeinbek Germany | Biopsy cannula; Cystometrie catheter; Gudewire; Uromed injection cannula; Urethrotomy ballon catheter; Stone retrival basket; Ureteral catheter (sipas listes bashkengjitur) | Iia | Pajisje nje perdorimeshe per urologjin, kanula biopsie, kateter cistometrik, kateter urateral. | Pajisje njeperdorimeshe
10597 | Nephrostomy ballon catheter; Malecot Nephrostomy catheter; Suprapublic silicone; Transurethra silicon ballon catheter; Ureteral stents; | 2A Pharma sh.p.k | 12.11.2021 | Uromed Kurt Drews KG Meessen 7/11 22113 Oststeinbek Germany | Nephrostomy ballon catheter; Malecot Nephrostomy catheter; Suprapublic silicone; Transurethra silicon ballon catheter; Ureteral stents; (sipas listes bashkengjitur) | Iib | Pajisje nje perdorimeshe per urologjin, kanula, kateter, stenda urateral. | Pajisje njeperdorimeshe
10598 | Ultrasound System | Fedos sh.p.k | 16.11.2021 | Clarius Mobile Health Corp. 130-2985 Virtual Way, Vancouver, British Columbia, V5M 4X7, Canada | Ultrasound Imaging Systems (sipas listes bashkengjitur) | Iia | Skaner me ultratinguj, portable per ekzaminime dhe diagnostikim | Pajisje elektromekanike
10599 | Pajisje dentare | Moto-Mania shpk | 12.11.2021 | DiaDent Group International 16, Osongsaengmyeong 4-ro Osong-eup Heungdeok-gu, Cheongju-si, Chungcheongbuk-do, 28161, Republic of Korea | Etching Agents: DiaEtch; Light-cured Radiopaque Flowable Composite Resin: Dia Temp Flow | IIa | Dia etche shte nje agjent fosforik qe perdoret ne smalt ose dentine e dhembit perpara mbushjes me kompozit, dhe dia temp eshte kompozit i lengshem per restaurimet dentare | Pajisje dentare
10600 | Pulse Oximeter: C101H1/ C101A2/ C101A3/ C101B1/ C101B2 | Vision Pharma shpk | 12.11.2021 | Shenzhen IMDK Medical Technology Co., Ltd. C Zone, 10F, Building 16, Yuanshan Industrial B Area, Gongming Street, Guangming District, 518106, Shenzhen, China | Pulse Oximeter: C101H1/ C101A2/ C101A3/ C101B1/ C101B2 | lla | Oximeter pulsi. | Pajisje elektromekanike
10601 | Compressor Nebulizer: Plusmed - pM-N04; Vivocare - Lucky; Vivocare - Steamy; F. Bosch - Vitaneb Handy; F. Bosch - Vitaneb Ultra | Vision Pharma shpk | 12.11.2021 | TRİMPEKS İTHALAT İHRACAT TURİZM VE TİC. A.Ş. Sultan Selim Mah. Yunus Emre Cad. No: 1, D: 11, Kağithane, Istanbul - Turkey | Compressor Nebulizer: Plusmed - pM-N04; Vivocare - Lucky; Vivocare - Steamy; F. Bosch - Vitaneb Handy; F. Bosch - Vitaneb Ultra | lla | Aparat aerosoli. | Pajisje elektromekanike
10602 | Softliner (Permanently soft, cold-curing relining material on silicone base) | MOTO-MANIA shpk | 12.11.2021 | Promedica Dental Material GmbH Domagstraße 31, 24537 Neumünster Germany | Softliner (Permanently soft, cold-curing relining material on silicone base) | lla | Material i bute per tu vendosur midis siperfaqeve te protezave dhe indeve te gojes per mbrojtjen e mishrave te dhembeve. | Pajisje dentare
10603 | SURGICAL BLADES (sipas listes bashkengjitur) | MOTO-MANIA shpk | 12.11.2021 | Lux-Sutures S.A. Gruuss-Strooss 22, Weiswampach 9991, Luxembourg | SURGICAL BLADES (sipas listes bashkengjitur) | lla | Lama bisturie, flete kirurgjikale qe perdoren per prerjen e lekures dhe indeve gjate procedurave kirurgjikale. | Pajisje dentare
10604 | Prima 2000 - Bonding Agent; Prima 1 - Bonding Agent; Porcelain Silane - Silane; Q-Core Syringable - Core Build-up Material; Q-Seal - Pit & Fissure Sealant; Q-Temp - Temporary Cement; High-Q-Bond SE Adhesive Resin Cement - Self-Etching Resin Cement | MOTO-MANIA shpk | 12.11.2021 | B.J.M. Laboratories Ltd. 12 Hasadna St. Industrial Park, Or-Yehuda 6022011 ISRAEL | Prima 2000 - Bonding Agent; Prima 1 - Bonding Agent; Porcelain Silane - Silane; Q-Core Syringable - Core Build-up Material; Q-Seal - Pit & Fissure Sealant; Q-Temp - Temporary Cement; High-Q-Bond SE Adhesive Resin Cement - Self-Etching Resin Cement | lla | Material ngjites, material ngjites, nmaterial per permiresimin e ngjitjes, material per restaurim, material silant, material cement provizor, material cement rezinor. | Pajisje dentare
10605 | Blood Glucose Monitoring Systems | Vision Pharma sh.p.k | 12.11.2021 | Changsha Sinocare Inc. No.265 Guyuan Road, Hi-tech Zone, Changsha, Hunan Province, 41025, PR of China | Blood Glucose Monitoring Systems: Safe-Accu Blood Glucose Meter; Safe-Accu Blood Glucose Test Strip; Blood Glucose Control Solution | In Vitro | Aparat dhe fisha epr amtjen e glukozes ne gjak | Pajisje te diagnotikimit in vitro
10606 | Mercury-free glass thermometer | Vision Pharma sh.p.k | 12.11.2021 | Jiaxing Funing Medical Instrument Co., Ltd. 3rd Floor, Building C Innovation, Town, Guigu Park, Luoxing Street 314100 Jiashan Country, Zhejiang Province, PR of China | Mercury-free Glass Thermometer:FN-W(IN)-1; FN-W(IN)-2; FN-W(IN)-3; | Im | Termometer pa merku | Tjeter
10607 | One Step HCG Pregnancy Test | Vision Pharma sh.p.k | 12.11.2021 | Nantong Diagos Biotechnology Co., Ltd. 2nd Floor, Building 6, Electronic Information Industrial Park, No.2 Haiyan South Road, Chengnan Street, 226500 Rugao City, Jiangsu Province, PR of China | One Step HCG Pregnancy Test (Colloidal Gold); One step LH Ovulation Test (Colloidal Gold)- strip, cassette, midstream | In Vitro | Test i shpejte shtatzanie | Pajisje te diagnostikimit in vitro
10608 | Nucleoss Dental Implant System - Slimex Implant, T6 Torq Implant (sipas listes bashkengjitur) | Klinika Zogu I Pare shpk | 12.11.2021 | Sanlilar Tibbi Cihazlar Medikal Kimya Sanayi ve Ticaret Ltd. Sti. 10018 St. No: 7 ITOB Organize Sanayi Bol. 35477, Tekeli Menderes - IZMIR-TURKIYE | Nucleoss Dental Implant System - Slimex Implant, T6 Torq Implant (sipas listes bashkengjitur) | llb | Sisteme implantesh dentare ku perfshihen implante dentare sterile, pjese protezash dhe monokon jo steril, vegla dore kirurgjikale jo sterile per implantim. | Pajisje dentare
10609 | External Nasal splint | Sombrero shpk | 12.11.2021 | AD Medikal ve Sağlik Ürünleri San. Iç ve Diş Tic. Ltd. Sti. Gedelek Köyu Açmalar Mevkii Orhangazi Sanayi Bölgesi 122. Ada 5. Parsel No.15, orhangazi - Bursa | Nasal Splints and Thermoplastic Sheets: External nasal splint metal and kit- Small, Medium,Large. External nasal splint thermoplastic and kit- Small, Medium,Large. Thermoplastic sheet 45 x 60cm- White, Skin colour, Blue, Red. Internal nasal splint andkit- Small, Medium,Large. Septal splint and button; Nasal bival and splint- Small, Medium,Large(Type : Normal, Thin) | I | Suporte per hunden pas nderhyrjeve rinoplastike | Tjeter
10610 | Guedel Airway (non-sterile): 124700 - (000001, 000002, 000003, 000010, 000020, 000030, 000040, 000050, 000060) | ARLI PHARMA shpk | 15.11.2021 | Foremount Enterprise Co., Ltd. No. 17, Alley 15, Lane 5, Shenan Street, Shengang Hsiang, Taichung, 42944 Taiwan ROC | Guedel Airway (non-sterile): 124700 - (000001, 000002, 000003, 000010, 000020, 000030, 000040, 000050, 000060) | l | Tuba qe perdoren ne anestezi. | Pajisje nje perdorimeshe
10611 | Classic sterile plaster for medical treatment | FARMATECH shpk | 15.11.2021 | Eurosirel Spa Viale Europa, 30 - 20090 Cusago (MI) - Italy | Classic sterile plaster for medical treatment | ls | Ankerplast steril. | Tjeter
10612 | Gel Caldo/Fresso Medipristeril: SG11CORMAN1, SG243CORMAN1 (UDI-DI: ++G066SGDIS78) | FARMATECH shpk | 15.11.2021 | Dispotech SRL Gordona (SO) - Via Al Piano, 29 - Italy | Gel Caldo/Fresso Medipristeril: SG11CORMAN1, SG243CORMAN1 (UDI-DI: ++G066SGDIS78) | l | Gel jastek ngrohje/ftohje per aplikim ne raast dhimbjesh apo traumash. | Tjeter
10613 | Sterile device for wound care of cotton gauze and non woven: P0237; P0238; P0239; PR129;PR137; PR138 | Farmatech sh.p.k | 15.11.2021 | Corman S.p.A. Via Liguria, 3 20084 Lacchiarella (MI), Italia | Sterile device for wound care of cotton gauze and non woven: P0237; P0238; P0239; PR129;PR137; PR138 | ls | Garza sterile stof dhe pambuk | Tjeter
10614 | Accessories for ultrasonic generators: UAW Instruments | 2A Pharma | 15.11.2021 | Söring GmbH Justus-von-Liebig-Ring 2 25451 Quickborn Germany | Accessories for ultrasonic generators: UAW Instruments: Double-ball, 61mm, Ø5mm - REF: 97-102; Hoof, 60mm Ø6mm - REF: 97-103; Spatula, 60mm - REF: 97-104; Double-ball, 253mm, Ø4,5mm - REF: 97-112; | llb | Instrumente per kurimin e llojeve te ndryshme te plageve | Instrumente shumeperdorimesh
10615 | Mediprestil rete tubolare elastiche | Farmatech sh.p.k | 15.11.2021 | FRA PRODUCTION S.p.A. Via delle Poste, 16-14010 Dusino, San Michele AT (Italy) | Tubolar Elastic Netting- Polyamide 0016xxxx (UDI-DI 803397155FT002GR0053P) | I | Rrjete tubolare elastike me poliamid per koke/kofshe, 4metra | Tjeter
10616 | Bone Instrument | 2A Pharma sh.p.k | 15.11.2021 | Söring GmbH, Justus-von-Liebig-Ring 2, 25451 Quickborn, Germany | Accessories for ultrasonic generators- ultrasonic instruments-Micro Plate-Spine: Bone instrument, irrgation, without sonotrode 92-050 | Iia | Instrument kockor i shoqeruar me ultratinguj, i perdorur me se shumti ne kirurgjine spinale | Tjeter
10617 | Parker Diagnostic Set Large - Bayonet | Fedos sh.p.k | 15.11.2021 | Gima S.p.a Via Marconi,1 20060 Gessate(MI)-Italy | Parker Diagnostic Set Large - Bayonet - 31473(UDI-DI 802327900Z21402000000093 | I | Set diagnostikues parker i perbere nga canta, otoskopi, spekulume veshi, pasqyre laringeale, llampe fyti dhe spekulum nazal | Instrumenta shume perdorimesh
10618 | Aquarius Haematology FISH Probes | Fedos sh.p.k | 15.11.2021 | Cytocell Ltd. 418 Cambridge Park, Milton Road, Cambridge, CB4 0PZ, United Kingdom | Aquarius Haematology FISH Probes (sipas listes bashkengjitur) | In Vitro | Sonda hematologji dhe patologji te cilat perdoren ne citogjenetike | Pajisje te diagnostimit in vitro
10619 | Hematology Analyzer with Reagents | Fedos sh.p.k | 15.11.2021 | Shenzen Mindray Bio-Medical Electronics Co., Ltd. Mindray Building, Keji 12th Road South, Hi-Tech Industrial Park, Nanshan, Shenzhen 518057, P.R. China | Hematology Analyzer with Reagents (sipas listes bashkengjitur) | In Vitro | Analizuer hematologjik dhe reagentet perkater | Pajisje te diagnostikimit in vitro
10620 | Rectanal Aid Cream | FuFarma sh.a | 15.11.2021 | Frezyderm S.A. 75, Menandrou Str.,10437 Athens,Greece | Rectanal Aid Cream (50ml) | I | pajisje mjekesore e cila perdoret per lehtesimin e simptomave te hemorroideve | Tjeter
10621 | Dental calculuc Treatment Instrument: Ultrasonic Scaler, Ultrasonic Scaler Handpiece and Tip | ProDental sh.p.k | 15.11.2021 | Guilin Refine Medical Instrument Co., Ltd. No. 8-3, Information Industrial Park, High-Tech Zone, Qixing District, Guilin, Guangxi, 541004, P.R.China | Dental calculuc Treatment Instrument: Ultrasonic Scaler, Ultrasonic Scaler Handpiece and Tip (sipas listes bashkengjitur) | lla | Pajisje per pastrimin e gurzave te dhembeve dhe maja | Pajisje dentare
10622 | Dental Matrix Band Retainers | ProDental sh.p.k | 15.11.2021 | TOR VM Novatorov str., 7A bld. 2, Moscow 119421, Russia | Dental Matrix Band Retainers (sipas listes bashkengjitur) | l | Portmatrice | Pajisje dentare
10623 | Rubber-Dam Kit | ProDental sh.p.k | 15.11.2021 | TOR VM Novatorov str., 7A bld. 2, Moscow 119421, Russia | Rubber-Dam Kit (sipas listes bashkengjitur) | l | Dige per mbrojtjen e dhembeve nga kontaminimi gjate punes dhe aksesoret | Pajisje dentare
10624 | Polishing strips | ProDental sh.p.k | 15.11.2021 | TOR VM Novatorov str., 7A bld. 2, Moscow 119421, Russia | Polishing strips (sipas listes bashkengjitur) | l | Strips abraziv per lemim, lustrim te siperfaqes se mbushur te dhembit | Pajisje dentare
10625 | Provis | Eurodenta | 15.11.2021 | FAVODENT Berlin GmbH Teilestrasse 1-2 12099 Berlin, GJERMANI | Provis® (Provisional Rapid Seal) | lla | Material per mbushje provizore | Pajisje dentare
10626 | Medipresteril Cotone idrofilo 100g | Farmatech sh.p.k | 15.11.2021 | CMC Consumer Medical Care GmbH Eichendorffstrabe 12-14 89567 Sontheim/Brens Germany | Medipresteril Cotone idrofilo 100g | I | Pambuk hidrofil 100 gram. | Tjeter
10627 | Medipresteril Cotone idrofilo 50g | Farmatech sh.p.k | 15.11.2021 | CMC Consumer Medical Care GmbH Eichendorffstrabe 12-14 89567 Sontheim/Brens Germany | Medipresteril Cotone idrofilo 50g | I | Pambuk hidrofil 50 gram. | Tjeter
10628 | Surgical Tape (PAE; Non-woven; Silk; Cotton Fabric;) | Farmatech sh.p.k | 15.11.2021 | Jiangsu Nanfang Medical Co. Ltd. 1 Guoxlang Road, Wjin Economic Development Zone, Changzhou, Jiangsu, 213149 P.R.China | Surgical Tape (PAE; Non-woven; Silk; Cotton Fabric;) | I | Leukoplast shirit. | Tjeter
10629 | Benda Cambric 25 Fili (Benda di garza orlata Tipo Cambric Medipresteril): P0190; P0191 Benda Previnova ( Benda Compressiva Medipresteril): P0300; | Farmatech sh.p.k | 15.11.2021 | Previs S.r.l Viale dell'Industria, 10/A, 36070 Trissino (VI) Italy | Benda Cambric 25 Fili (Benda di garza orlata Tipo Cambric Medipresteril): P0190; P0191 Benda Previnova ( Benda Compressiva Medipresteril): P0300; | I | Fasho garze dhe fasho llastiku. | Tjeter
10630 | High Pressure Syringe | Fedos | 15.11.2021 | SHENZHEN ANT MEDICAL DEVICES CO.,LTD Add: 18 Jinhui Ave., Pingshan New District, Shenzhen, 518122, China | High Pressure Syringe (sipas listes bashkengjitur) | lla | Shiringe kontrasti me presion per injektim kontrasti per skaner | Pajisje nje perdorimeshe
10631 | Ghiaccio Istantaneo | Farmatech sh.p.k | 15.11.2021 | Dispotech SRL Via al Piani, 29, Gordona (SO) Italy | Ghiaccio Istantaneo | Iia | Akull per lehtesimin e dhimbjeve pas demtimeve. | Tjeter
10632 | Gima Surgical Markers - Dual Tips - 33179 (UDI-DI: 80232790000V900438000003B) | Fedos | 15.11.2021 | GIMA S.p.A Via Marconi, 1 20060 Gessate (MI), Italy | Gima Surgical Markers - Dual Tips - 33179 (UDI-DI: 80232790000V900438000003B) | l | Markues lekure me dy maja | Instrumenta shume perdorimesh
10633 | EKG cable with leadwires, EKG leadwires set U200 Series | Fedos | 15.11.2021 | Shenzhen Upnmed Equipment Co.,Ltd. 4th Floor, Building# I East, Huihuang Industrial Area, Xitian Community. Gongming Town, Guangming New District, Shenzhen, 5I8I07, Guangdong, China | EKG cable with leadwires, EKG leadwires set U200 Series: U202-11BE, U202-22GA, U202-21 BE,U202-31 BA, U203-11 BE,U204-11 BA,U205-11DA,U205-41 BA U215-11 BA,U223-11 SA, U225-11 DA,U227-11 BA,U229-11 BA, U235-11 BA,U238-11 BA,U242-11 BA, U244-11 DE, U245-11 SA, U246-11 BE,U247-11 BE,U257-11 DA, U261-11 BE,U269-11 BA,272-11 BA,U273-11 BE,U290-11 BA,U295-11 B | l | Kabllo per EKG me telat percjelles , set telash percjelles per EKG seria U200 | Instrumenta shume perdorimesh
10634 | EKG cable with leadwires, EKG leadwires set U300 Series | Fedos | 15.11.2021 | Shenzhen Upnmed Equipment Co.,Ltd. 4th Floor, Building# I East, Huihuang Industrial Area, Xitian Community. Gongming Town, Guangming New District, Shenzhen, 5I8I07, Guangdong, China | EKG cable with leadwires, EKG leadwires set U300 Series (sipas listes bashkengjitur) | l | Kabllo per EKG me telat percjelles , set telash percjelles per EKG seria U300 | Instrumenta shume perdorimesh
10635 | Breathing Circuits and Accessories | ArliPharma sh.p.k | 15.11.2021 | Arrow INTERNATIONAL cr, A.S Jamska 2359/47 59101 Zdar nad Sazavou Czech Republic | Breathing Circuits and Accessories: 191670-000020; 191670-000005; 191670-000010; 191670-000030; 191670-000025; | Iia | Tuba qe perdoren ne anestezi. | Pajisje nje perdorimeshe
10636 | MAX 45k- Ref: 16-0000-01 | Pegasus | 15.11.2021 | MacroArray Diagnostics GmbH, Lemböckgasse 59/Top 4, A - 1230, Wien | In Vitro diagnostic products for allergy testing: MAX 45k- Ref: 16-0000-01 | In Vitro | Eshte instrument qe i shtohet aparatit Alex Allergy per te optimizuar kryerjen e testeve te alergjise | Pajisje te diagnostikimit in vitro
10637 | Raptor Server Analysis Software | Pegasus | 15.11.2021 | MacroArray Diagnostics GmbH, Lemböckgasse 59/Top 4, A - 1230, Wien | In Vitro diagnostic products for allergy testing: MAX 45k- Ref: 16-0000-01 | In Vitro | Eshte software per instrumentat Alex2 dhe FOX | Pajisje te diagnostikimit in vitro
10638 | Tusseval Sciroppo DM Tosse Grassa e Secca | Aulona Farm Investiments Sh.a | 15.11.2021 | Zeta Farmaceutici S.p.A. Via Galvani, 10, 36066 Sandrido (VI) | TUSSEVAL SCIROPPO DM TOSSE GRASSA e SECCA - ADULTI VVTU005; TUSSEVAL SCIROPPO DM TOSSE GRASSA e SECCA - BAMBINI VVTU006; | Iia | Shurup qe sherben per mbrojtjen e rrugeve te siperme te frymemarrjes | Tjeter
10639 | Hand -Held Dental Retractors | ProDental sh.p.k | 15.11.2021 | TOR VM Ltd. Novatorov str., 7A, bld.2, room 44B, Moscow 119421 | Dental Retractors: Cheeck Retractor 1.011; Cheeck Retractor 1.012; Lip & Cheeck Retractor 1.013; Cheeck & Tongue Retractor 1.017; Gingival Cord Packer, Small 1.016S; Gingival Cord Packer, Medium 1.016R;Cheeck & Tongue Retractor 1.019; Cheeck & Tongue Retractor with Handle 1.117; Cheeck & Tongue Retractor with Handle 1.119; Cotton roll holder 1.01 | I | Hapese goje | Pajisje dentare
10640 | croBEE Real-Time PCR System | MEDFAU sh.p.k | 16.11.2021 | GeneProof a.s., Videnska 101/119, Dolni Herspice, 619 00 Brno, Czech Republic | croBEE Real-Time PCR System: CBRT4/96; CBRT5/96 | In Vitro | Pajisje per kryerjen e PCR real time. | Pajisje te diagnostifikimit in vitro
10641 | DETARTRINE | Eurodenta | 16.11.2021 | SEPTODONT 58 rue du Pont de Creteil 94100 Saint-Maur-des-Fosses, FRANCE | DETARTRINE - (UDI-DI 37601407000001G3): Detartrine 45g jar - 323S/45;Detartrine 150g jar - 323S/150;Detartrine Z 45g jar - 324S/45;Detartrine Z 150g jar - 323S/150 | l | Material dentar abraziv dhe lustrues | Pajisje dentare
10642 | NOSIDOR nasal spray | Fufarma | 16.11.2021 | BioDue SpA via Lorenzetti n. 3/A - 50028 Barberino Tavarnelle (FI), Italy | NOSIDOR nasal spray (100ml) | lla | Sprai nazal me baze uje deti dhe acidin hialuronik per mbrojtje te mukozes, pastrim rutine | Tjeter
10643 | CX50 Diagnostic Ultrasound System; CX50 Diamond Select System | Health&Light sh.p.k | 16.11.2021 | Philips Ultrasound, Inc. 22100 Bothell Everett Highway Bothell Washington 98021-8431 U.S.A | CX50 Diagnostic Ultrasound System; CX50 Diamond Select System (sipas listes bashkengjitur) | lla | Pajisje diagnostikuese me ultratinguj | Pajisje elektromekanike
10644 | CT Scanner System Incisive CT - 728114 | Health&Light sh.p.k | 16.11.2021 | Philips Healthcare (Suzhou) Co., Ltd. No.258, ZhongYuan Road Suzhou Industrial Park 215024 Suzhou, Jiangsu Province People's Republic of China | Full-body CT System: Incisive CT - 728144 (UDI-DI 0884838BM285T6) | llb | Sistem tomografie i kompjuteriizuar per diagnostikim imazherik | Pajisje diagnostikuese dhe terapeutike me rrezatim
10645 | HIGH PRESSURE SYRINGE: 10ml; 12ml; 20ml; 25ml; 30ml; 50ml; 60ml; 65ml; 90ml; 100ml; 115ml; 120ml; 125ml; 130ml; 140ml; 150ml; 200ml; 260ml; MANIFOLD: MD-M-1; MD-D-2; MD-M-3; MD-M-4; MD-L-1; MD-L-2; MD-L-3; MD-L-4; | 2A Pharma sh.p.k | 16.11.2021 | Shenzhen Antmed Co., Ltd 18 Jinhui Ave., Pingshan New District, Shenzhen, 518122, China | HIGH PRESSURE SYRINGE: 10ml; 12ml; 20ml; 25ml; 30ml; 50ml; 60ml; 65ml; 90ml; 100ml; 115ml; 120ml; 125ml; 130ml; 140ml; 150ml; 200ml; 260ml; MANIFOLD: MD-M-1; MD-D-2; MD-M-3; MD-M-4; MD-L-1; MD-L-2; MD-L-3; MD-L-4; | Iia | Shiring skaneri me kontrast dhe shiring me presion kardiovaskular. | Tjeter
10646 | Dental Root Canal Instruments Model: SC, SC-PRO, SC plus, S—one plus, S—one pro, SX-F3, SC-GOLD | Primary Dental | 17.11.2021 | Foshan SOCO Precision Instrument Co.,Ltd. 2FL.BIdg 3,District A Guangdong New Light Source Industrial Base,Luocun Shishan Town,Nanhai District Foshan City 528226 Guangdong China | Dental Root Canal Instruments Model: SC, SC-PRO, SC plus, S-one plus, S-one pro, SX-F3, SC-GOLD | lla | Instrumenta rrotullues per perpunimin mekanik dhe zgjerimin e kanaleve dentare | Pajisje dentare
10647 | Hilow, Hyaluronic Acid Sodium Salt For Intradermic Use: 3.2% - 16mg (H-HA) + 16mg (L-HA)/1ml;Hilow, Hyaluronic Acid Sodium Salt For Intradermic Use: 3.2% - 32mg (H-HA) + 32mg (L-HA)/2ml | Arli Pharma | 17.11.2021 | IBSA Farmaceutici Italia srl, Via Martiri di Cefalonia, 2 - 26900 Lodi, Italy | Hilow, Hyaluronic Acid Sodium Salt For Intradermic Use: 3.2% - 16mg (H-HA) + 16mg (L-HA)/1ml;Hilow, Hyaluronic Acid Sodium Salt For Intradermic Use: 3.2% - 32mg (H-HA) + 32mg (L-HA)/2ml | lll | Filler per mbushjen e rrudhave | Tjeter
10648 | Sterile single use dental needles: SPIDENT NOP;Dental light-cured composite resin: EsCom250;Dental temporary resin cement: EsTemp Implant;Dental temporary cement: EsTemp;Dental temporary cement: EsTemp NE;Dental Etchant: FineEtch;Temporary root canal filling material: VioPex | Marlen/E sh.p.k | 17.11.2021 | SPIDENT Co., LTD. 203&312, Korea Industrial Complex , 722, Gojan-dong Namdong-gu, Incheon, 405-821, Korea | Sterile single use dental needles: SPIDENT NOP;Dental light-cured composite resin: EsCom250;Dental temporary resin cement: EsTemp Implant;Dental temporary cement: EsTemp;Dental temporary cement: EsTemp NE;Dental Etchant: FineEtch;Temporary root canal filling material: VioPex | lla | Age dentare, materiale mbushese dhe restorative, cemente, etch dentar kompozit, mbaterial mbushes kanali | Pajisje dentare
10649 | Desident CaviCide | Advantage Dental | 17.11.2021 | SpofaDental a.s. Markova 238, 506 01 Jičin, Czech Republic | Desident CaviCide 200ml - 4731220PE;Desident CaviCide 700ml - 4731270PE;Desident CaviCide 5L - 4731295PE; | lla | Dezinfektant per instrumentat dentare | Pajisje dentare
10650 | Steria spray, Favodent vaselin | Eurodenta sh.p.k | 17.11.2021 | Favident Berlin GmbH Teilestrasse 1-2 12099 Berlin, Germany | Cleaning and Lubricating Spray: Steria®; Dental Vaseline: Favodent Vaselin | I | Vazeline, pastrues dhe lubrifikues | Pajisje dentare
10651 |  | ArliPharma sh.p.k | 17.11.2021 | Ackermann Instrumente GmbH, Eisenbahnstrasse 65-67, 78604, Rietheim-Willheim, Germany | Sterile Lgature Clips - Haemostatic Clips: Medium Euroclips, 6 pcs per cartridge, 20 cartridge per box(120pcs) AI74CM6; Small Euroclips, 6 pcs. Per cartridge, 20 cartridge per box (120pcs) AI74CS6 | IIb | Klipe titaniumi qe perdoren per kapjen e eve te gjakut gjate nderjyrjeve kirurgjikale | Pajisje nje perdorimeshe
10652 | Matrix Bands (sipas listes bashkengjitur) | Prodental shpk | 18.11.2021 | TOR VM Ltd. Novatorov str., 7A, bld. 2, room 44B, Moscow 119421, Russia | Matrix Bands (sipas listes bashkengjitur) | l | Matrica dhe aksesore per rikthimin e kontureve anatomike. | Pajisje dentare
10653 | Pajisje dentare | Advantage Dental sh.p.k | 17.11.2021 | SpofaDental a.s. , Markova 238, 506 01 Jičín, Czech Republic | Zinc Phosphate Cement: Adhesor; Adhesore Fine; Zinc Polycarboxylate Cement: Adhesor Carbofine (sipas listes bashkengjitur) | Iia | Cemente per ngjitje dentare te kurorave | Pajisje dentare
10654 | Matrix Wedges (sipas listes bashkengjitur) | Prodental shpk | 18.11.2021 | TOR VM Ltd. Novatorov str., 7A, bld. 2, room 44B, Moscow 119421, Russia | Matrix Wedges (sipas listes bashkengjitur) | l | Kunja druri dhe plastike per restaurimet anatomikete dhembeve. | Pajisje dentare
10655 | croBEE NA16 Nucleic Acid Extraction System Plus - CBNA/16P | MEDFAU shpk | 18.11.2021 | GeneProof a.s., Videňská 101/119, Dolni Heršpice, 619 00 Bno, Czech Republic | croBEE NA16 Nucleic Acid Extraction System Plus - CBNA/16P | In Vitro | Sistem ekstraktimi i ARN per kryerjen e analizave PCR. | Pajisje te diagnostikimi in vitro
10656 | Holter Analysis System - medilog® DARWIN2 | Medical Distribution shpk | 18.11.2021 | Schiller AG Altgasse 68, 6341 Baar, Switzerland | Holter Analysis System - medilog® DARWIN2 | lla | Sistem i analizes holter, softwear. | Pajisje elektromekanike
10657 | Defibrillator with monitoring function: DEFIGARD HD-7 | Medical Distribution shpk | 18.11.2021 | Schiller Medical 4 rue Loius Pasteur, 67160 Wissembourg France | Defibrillator with monitoring function: DEFIGARD HD-7 | llb | Defibrilator me funksione monitoruese. | Pajisje elektromekanike
10658 | Electrocardiograph: CARDIOVIT FT-1 | Medical Distribution shpk | 18.11.2021 | Schiller AG Altgasse 68, 6341 Baar, Switzerland | Electrocardiograph: CARDIOVIT FT-1 | lla | Eelktrokardiografi me 12 kanale. | Pajisje elektromekanike
10659 | SpO2 sensor pulse oximeter probes: U401-A, U401-B, U401-C, U401-D | Fedos shpk | 18.11.2021 | Shenzhen Upnmed Equipment Co., Ltd. 4th Floor, Building #1 East, Huihuang Industrial Area, Xitian Community, Gongming Town, Guangming New District, Shenzhen 518107 Guangdong, China | SpO2 sensor pulse oximeter probes: U401-A, U401-B, U401-C, U401-D | llb | Sensor pulsi per oksimeter, seria U400 , per matjen e saturimit ne gjak. | Pajisje elektromekanike.
10660 | Disposable spo2 sensor - U400-D series: U400-D1YA, U400-D1NB, U400-D1PC, U400-D1AD, U400-D2YA, U400-D2NB, U400-D2PC, U400-D2AD, U400-D3NB, U400-D3PC, U400-D3AD | Fedos shpk | 18.11.2021 | Shenzhen Upnmed Equipment Co., Ltd. 4th Floor, Building #1 East, Huihuang Industrial Area, Xitian Community, Gongming Town, Guangming New District, Shenzhen 518107 Guangdong, China | Disposable spo2 sensor - U400-D series: U400-D1YA, U400-D1NB, U400-D1PC, U400-D1AD, U400-D2YA, U400-D2NB, U400-D2PC, U400-D2AD, U400-D3NB, U400-D3PC, U400-D3AD | l | Sensor spo2 nje perdorimesh per oksimeter Seria U400-D per matjen e saturimit ne gjak. | Pajisje nje perdorimeshe
10661 | in vitro diagnostic medical products (sipas listes bashkengjitur) | Fedos shpk | 18.11.2021 | Aesku.Diagnostics GmbH & Co. KG Mikroforum Ring 2, 55234 Wendelsheim, Deutschland / Germany | in vitro diagnostic medical products (sipas listes bashkengjitur) | In Vitro | Reagente per kryerjen e analizave laboratorike dhe kontrolle multiparametrike. | Pajisje te diagnostikimi in vitro
10662 | Medical Devices (sipas listes bashkengjitur) | Fedos shpk | 18.11.2021 | GIMA S.P.A., Via Macroni 1, 20060 Gessate (MI) - Italy | Medical Devices (sipas listes bashkengjitur) | lla | Maske reanimacioni CPR, Balona ranimues, Set baloni prej silikoni per adulte, maske silikoni e sterilizueshme, maske silikoni me jasket dhe kaouce te autoklavueshem, Valvule Peep, Maske laringeale shumeperdorimeshe, Kanjula sterile, Rezervuare nje perdorimeshe, Pajisje dhe instrumenta reanimuese. | Pajisje anestezie dhe respiratore
10663 | BD Vacutainer® SST™ II Advance Plus Blood Collection Tubes | Pegasus sh.p.k | 18.11.2021 | Becton, Dickinson and Company Belliver Industrial Estate, belliver Way, Roborough, Plymouth, PL6 7BP, United Kingdom | BD Vacutainer® SST™ II Advance Plus Blood Collection Tubes (sipas listes bashkengjitur) | In Vitro | Tuba per marrjen e gjakut venoz. | Pajisje te diagnostifikimit in vitro
10664 | MEDICAL IMAGING FILM : SD-Q; SD-P; | Pegasus sh.p.k | 18.11.2021 | KONICA MINOLTA, INC. 1 Sakura-machi, Hino-shi, Tokyo, 191-8511, japan | MEDICAL IMAGING FILM : SD-Q; SD-P; | I | Filma imazherik qe perdoren per riprodhim imazhe radiografike. | Tjeter
10665 | FOX Food Xplorer, REF 80-5001-01: 50 x FOX Cartridges; 1 x 250ml FOX Washing Solution 4x conc; 1 x 30ml FOX Sample Diluent; 1 x 30ml FOX Detection Antibody; 1 x 30ml FOX Substrate Solution; 1 x 30ml FOX Stop Solution; | Pegasus sh.p.k | 18.11.2021 | MacroArray Diagnostics GmbH Lembockgasse 59/Top 4 A- 1230 Wien | FOX Food Xplorer, REF 80-5001-01: 50 x FOX Cartridges; 1 x 250ml FOX Washing Solution 4x conc; 1 x 30ml FOX Sample Diluent; 1 x 30ml FOX Detection Antibody; 1 x 30ml FOX Substrate Solution; 1 x 30ml FOX Stop Solution; | In Vitro | Test qe sherben per gjetjen e antitrupave IgG te prodhuar kunder 286 antigeneve ushqimore. | Pajisje te diagnostifikimit in vitro
10666 | ALEX ² Allergy Explorer, REF 02-2001-01: 20 x ALEX ²® Cartridges; 2 x 50ml ALEX ²®Washing Solution; 1 x 9ml ALEX ²® Sample Diluent; 1 x 11ml ALEX ²® Detection Antibody; 1 x 11ml ALEX ²® Substrate Solution; 1 x 2.4ml ALEX ²® Stop Solution; ALEX ² Allergy Explorer, REF 02-5001-01: 50 x ALEX ²® Cartridges; 1 x 250ml ALEX ²®Washing Solution 4x conc; 1 x 30ml ALEX ²® Sample Diluent; 1 x 30ml ALEX ²® Detection Antibody; 1 x 30ml ALEX ²® Substrate Solution; 1 x 10ml ALEX ²® Stop Solution; | Pegasus sh.p.k | 18.11.2021 | MacroArray Diagnostics GmbH Lembockgasse 59/Top 4 A- 1230 Wien | ALEX ² Allergy Explorer, REF 02-2001-01: 20 x ALEX ²® Cartridges; 2 x 50ml ALEX ²®Washing Solution; 1 x 9ml ALEX ²® Sample Diluent; 1 x 11ml ALEX ²® Detection Antibody; 1 x 11ml ALEX ²® Substrate Solution; 1 x 2.4ml ALEX ²® Stop Solution; ALEX ² Allergy Explorer, REF 02-5001-01: 50 x ALEX ²® Cartridges; 1 x 250ml ALEX ²®Washing Solution 4x conc; 1 x 30ml ALEX ²® Sample Diluent; 1 x 30ml ALEX ²® Detection Antibody; 1 x 30ml ALEX ²® Substrate Solution; 1 x 10ml ALEX ²® Stop Solution; | In Vitro | Instrumenta per kryerjen e testeve e alergjise. | Pajisje te diagnostifikimit in vitro
10667 | Actocardiograph MT-160 | Medical Distribution | 19.11.2021 | TOITU Co., LTD. 1-5-10 Ebisu-Nishi, Shibuya-ku Tokyo 150-0021, Japan | Fetal Monitor: Actocardiograph MT-160 | Iia | Monitor fetal kardiograf | Tjeter
10668 | Recording Paper for Medical Devices CFαα xxx (/yyy) BF αα xxx (/yyy) | Montal sh.p.k | 19.11.2021 | LUMED srl Via Staffora 18/9-20073 Opera (MI) ITALIA | Recording Paper for Medical Devices CFαα xxx (/yyy) BF αα xxx (/yyy) | Im | Jane letra regjistrimi per aparatura elektromjekesore. | Pajisje njeperdorimeshe
10669 | Control and Color Syringe | 2A Pharma | 19.11.2021 | Shenzen Antmed Co., Ltd. 18 jinhui Ave., Pingshan New District, 518122 Shenzen, PR of China | Control Syringe : 10ml, 12 ml; Color Syringe: 10ml, 20ml | Is | Shiringa nje perdorimeshe | Pajisje nje perdorimeshe
10670 | Dornier Medilas | 2A Pharma | 19.11.2021 | Dornier MedTech GmbH, Argelsrieder Feld 7, 82234 Webling, Deutschland | Dornier Medilas H Solvo 35 with wired foot switch - K2014600; Dornier Medilas H Solvo 35 with wireless foot switch - K2014700 | IIB | Pajisje shume perdorimeshe, lazer per fushen eurologjise, i pershtatshem edhe per prerje kirurgjikale dhe heqjen e indeve te buta e te forta | Instrumenta shume perdorimeshe
10671 | Medical Devices (sipas listes bashkengjitur) | MONTAL shpk | 19.11.2021 | Karl Storz SE & Co. KG Dr.-Karl-Storz-strasse 34, 78532 Tuttlingen, Germany | Medical Devices (sipas listes bashkengjitur) | l | Instrumenta mjekesore dhe kirurgjikale. | Instrumenta shumeperdorimesh
10672 | Dental Unit CHIRANA CHEESE: CHIRANA CHEESE; CHIRANA CHEESE E; CHIRANA CHEESE EASY; CHIRANA CHEESE L; CHIRANA CHEESE UNI Dental Unit SMILE: Smile Mini 04 Micromotor handpieces: 110D; 120L; 120; 168D-T; 120LB; 120LR; Turbine handpieces: TGL637A; TGL656; TG656 Micromotors: CH660; CH660 LIGHT; CH660 mod460; CH660LED; CH660B less | Moto-Mania sh.p.k | 19.11.2021 | CHIRANA Medical, a.s. Nam. Dr.A. Schweitzera 194 916 01 Stara Tiura, Slovakia | Dental Unit CHIRANA CHEESE: CHIRANA CHEESE; CHIRANA CHEESE E; CHIRANA CHEESE EASY; CHIRANA CHEESE L; CHIRANA CHEESE UNI Dental Unit SMILE: Smile Mini 04 Micromotor handpieces: 110D; 120L; 120; 168D-T; 120LB; 120LR; Turbine handpieces: TGL637A; TGL656; TG656 Micromotors: CH660; CH660 LIGHT; CH660 mod460; CH660LED; CH660B less | Iia | Poltrona dentare, mikromotor dhe turbin. | Pajisje dentare
10673 | Air hand pieces : CAB20ND M4 ; Hand pieces: CRB26XX; ACL(b)-41l; Micro motor: MBP10SX ; Air motor: MRD10NN | Moto-Mania sh.p.k | 19.11.2021 | SAESHIN PRECISION CO., LTD. #52, Secheon-ro 1 -gil, Dasa-eup, Dalseong-gun, Daegu, Korea | Air hand pieces : CAB20ND M4 ; Hand pieces: CRB26XX; ACL(b)-41l; Micro motor: MBP10SX ; Air motor: MRD10NN | Iia | Turbine dhe mikromotor qe perdoren ne dentistri. | Pajisje dentare
10674 | Endo motors: C-Smart; C-Smart-I; C-Smart-V; C-Smart-I Pro; C-Smart-mini; C-Smart-mini2 High-speed Air Turbine handpiece: CX207; CX207-G; CX207-2; CX207-A; CX207-A-2; CX207-B; CX207-B-2;CX207-C; CX207-C-2; CX207-F; CX207-W; CX207-W-2 | Primary Dental sh.p.k | 22.11.2021 | Foshan COXO Medical Instrument Co., Ltd. BLDG 4, District A Guangdong New Light Sourse Industrial Base, South of Luocun Avenue Nanhai District Foshan 528226 Guangdong China | Endo motors: C-Smart; C-Smart-I; C-Smart-V; C-Smart-I Pro; C-Smart-mini; C-Smart-mini2 High-speed Air Turbine handpiece: CX207; CX207-G; CX207-2; CX207-A; CX207-A-2; CX207-B; CX207-B-2;CX207-C; CX207-C-2; CX207-F; CX207-W; CX207-W-2 | Iia | Turbine dhe endomotor qe perdoren ne dentistri. | Pajisje dentare
10675 | iView DAB Detection Kit Ventana Ref:760-091 Roche Ref:05266157001 | Evita sh.p.k | 22.11.2021 | Ventana Medical Systems, Inc. 1910 E. Innovation Park Drive Tucson, AZ USA 85755 | iView DAB Detection Kit Ventana Ref:760-091 Roche Ref:05266157001 | In Vitro | Reagent per pergatitjen e ngjyrosjes se indeve ne imunohistokimi. | Tjeter
10676 | Gutta Cuts: C-BLADE, C-BLADE II | Primary Dental shpk | 22.11.2021 | Foshan COXO Medical Instrument C0., Ltd. BLDG 4, District A Guangdong New Light Source Industrial Base, South of Luocun Avenue Nanhai District Foshan 528226 Guangdong China | Gutta Cuts: C-BLADE, C-BLADE II | l | Instrument manual per prerjen me nxehtesi te koneve te gutaperkes. | Pajisje dentare
10677 | Repin, Elastic Cromo, Impression Compound, Take 1 Alginate, Image, Stomaflex, F.I.T.T., Ypeen (sipas listes bashkengjitur) | Advantage Dental shpk | 22.11.2021 | SpofaDental a.s. IČ 63999447, Markova 238, 506 01 Jičín, Czech Republic | Repin, Elastic Cromo, Impression Compound, Take 1 Alginate, Image, Stomaflex, F.I.T.T., Ypeen (sipas listes bashkengjitur) | l | Materiale per marrjen e mases ne perdorim dentar. | Pajisje dentare
10678 | Bio-Crea Membranes | Klinika Zogu I Pare shpk | 22.11.2021 | TISS'YOU S.r.l. Strada di paderna 2, 47895 Domagnano- Republics San marino (RSM) | Implantable and Absorbable Bone Substitutes : SpherHA; Collygen | III | Jane membrana te implantueshme dhe te absorbueshme qe perdoren per rigjenerimmin eindeve | Pajisje te implantueshme jo aktive
10679 | Kit,Small Parts ,MicroTip Microsmooth | Pegasus | 22.11.2021 | Alcon Laboratories, Inc.6201 South Freeway, Fort Worth, Texas 76134-2099, USA | Kit, Small Parts, MicroTip Microsmooth - 8065750159; Kit, Small Parts, 1.1mm MicroSmooth - 8065750160 | IIa | Kit me pjese te vogla te kosumueshme per kataraktin | Pajisje oftalmike dhe optike
10680 | Architect B12 Reagent Kit - 7K61-25 (100 test);Architect B12 Calibrator - 7K61-01;Architect B12 Controls - 7K61-10 | Pegasus | 22.11.2021 | Abbott Ireland Diagnostics Division Lisnamuck, Longford, Co. Longford, Ireland | Architect B12 Reagent Kit - 7K61-25 (100 test);Architect B12 Calibrators - 7K61-01;Architect B12 Controls - 7K61-10 | In vitro | Imunoanalize per percaktimin sasior te vit B12. | Pajisje te diagnostikimit in vitro
10681 | Cell-Dyn 3700 System Diluent - 99231-01 | Pegasus | 22.11.2021 | Abbott Laboratories Diagnostic Division, Abbott Park, Illinois 60064 USA | Cell-Dyn 3700 System Diluent - 99231-01 | In vitro | Vepron si nje tretes per matesit e WBC,RBC,PLT. | Pajisje te diagnostikimit in vitro
10682 | Cell-Dyn 3700 System Diluent - 99311-01 | Pegasus | 22.11.2021 | Abbott Laboratories Diagnostic Division, Abbott Park, Illinois 60064 USA | Cell-Dyn 3700 System SHEATH - 99311-01 | In vitro | Vepron si nje tretes per matesit e WBC,RBC,PLT. | Pajisje te diagnostikimit in vitro
10683 | CRP VARIO - 6K26-30 (500 teste);UIBC LIQUID - 4P79-30 (294 teste);CK-MB CALIBRATOR - 6K25-10;CK-MB CONTROL - 6K25-20;CK-MB - 6K25-30 (500 teste);IRON - 6K95-30 (3060 teste) | Pegasus | 22.11.2021 | Sentinel CH. S.p.A. Via Robert Koch, 2 20152 - Milan, Italy | CRP VARIO - 6K26-30 (500 teste);UIBC LIQUID - 4P79-30 (294 teste);CK-MB CALIBRATOR - 6K25-10;CK-MB CONTROL - 6K25-20;CK-MB - 6K25-30 (500 teste);IRON - 6K95-30 (3060 teste) | In vitro | Perdoret per percaktimin sasior te proteies C-reactive. | Pajisje te diagnostikimit in vitro
10684 | PROFORE | Layo | 22.11.2021 | Smith & Nephew Medical Limited 101 Hessle Road, Hull HU3 2BN, United Kingdom | PROFORE (sipas listes se bashkengjitur) | llb | Pajisje mjekim plagesh | Tjeter
10685 | ALLEVYN AG Non-Adhesive; ALLEVYN AG Heel; ALLEVYN Silber Schaumverband Nicht Haftend; ALLEVYN Silber Schaumverband Ferse Nicht Haftend | Layo | 22.11.2021 | Smith & Nephew Medical Limited 101 Hessle Road, Hull HU3 2BN, United Kingdom | ALLEVYN AG Non-Adhesive; ALLEVYN AG Heel; ALLEVYN Silber Schaumverband Nicht Haftend; ALLEVYN Silber Schaumverband Ferse Nicht Haftend (sipas listes se bashkengjitur) | lll | Pajisje mjekim plagesh | Tjeter
10686 | Hair Implant System | Express Pharma | 22.11.2021 | INCURAM Co., Ltd. 2F 49, Eunpyeong-ro Eunpyeong-gu, Seoul 03422, Korea | Hair Implant System: SEA and other 14 species ( SEA, SEB, SEC, S1A, S1B, S1C, D1A, D1B, D1C, D2A, D2B, D2C, T3A, T3B, T3C) | lla | Implante flokesh sterile | Te implantueshme jo aktive
10687 | Ultra D-Grip clip appliers,straight, 190mm, for medium Europclips- AI-321526DD; Ultra D-Grip clip appliers,straight, 190mm, for small Europclips- AI-321532DD | ArliPharma sh.p.k | 22.11.2021 | Ackermann Instrumente GmbH Eisenbahnstrasse 65-67 78604 Rietheim-Weilheim Germany | Ultra D-Grip clip appliers,straight, 190mm, for medium Europclips- AI-321526DD; Ultra D-Grip clip appliers,straight, 190mm, for small Europclips- AI-321532DD | I | Klip aplikator qe sherben per vendosjen e klipeve titanium ne kapjen e eneve te gjakut. | Pajisje nje perdorimeshe
10688 | Wood wedges UDI-DI:++E299WOODWEDGESLE | Eurodenta sh.p.k | 22.11.2021 | POLYDENTIA SA Via Cantonale 47 CH-6805 Mezzovico-Vira, Switzerland | Wood wedges UDI-DI:++E299WOODWEDGESLE (sipas listes bashkengjitur) | I | Kunja druri | Pajisje dentare
10689 | Sinaqua Nourishing Skin Balm cod.95503; Sinaqua Nourishing Skin Balm cod.95505; Jalosome Hydrating Cream cod.95507 | SALVIA Produkte Natyrore sh.p.k | 22.11.2021 | Welcare Industries Spa, Via San Giovanni sul Muro, 18, Milan, Italy | Sinaqua Nourishing Skin Balm cod.95503; Sinaqua Nourishing Skin Balm cod.95505; Jalosome Hydrating Cream cod.95507 | Iia | Pajisje per diegie te vogla dhe acarime te lekures. | Tjeter
10690 | Diathermy Probe DSP, 25G 339.21 UDI-DI: 038065GMN000155H9 | Pegasus sh.p.k | 22.11.2021 | Alcon Grieshaber AG Winkelriedstrasse 52 8203, Schaffhausen, Switzerland | Diathermy Probe DSP, 25G 339.21 UDI-DI: 038065GMN000155H9 | Iib | Instrument qe perdoret per trajtimin e retines ne kirurgjine oftalmile. | Pajisje oftalmike dhe optike
10691 | OptiView DAB IHC Detection Kit: OptiView Amplification Kit (250 tests): 860-099 / 06718663001 | Evita shpk | 22.11.2021 | Ventana Medical Systems, Inc. 1910 E. INNOVATION Park Drive Tucson, AZ USA 85755 | OptiView DAB IHC Detection Kit: OptiView Amplification Kit (250 tests): 860-099 / 06718663001 | In Vitro | Reagent imunohistokimik dhe amplifikues per detektimin e antitrupave. | Pajisje te diagnostikimit in vitro
10692 | 23 GA Total Plus Pak with Probe 8065750828 | Pegasus sh.p.k | 22.11.2021 | Alcon Laboratories, Inc. 6201 South Freeway, Fort Worth, TX 76134-2099, USA | 23 GA Total Plus Pak with Probe 8065750828 | IIb | Per perdorim me sistemet kirurgjikale oftalmike accurus. | Pajisje oftalmike dhe optike
10693 | 30° R 1.1mm Flared ABS® Tip 8065740806; 30° Round, 0.9mm U/S Tip 30RTS | Pegasus sh.p.k | 22.11.2021 | Alcon Laboratories, Inc. 6201 South Freeway, Fort Worth, TX 76134-2099, USA | 30° R 1.1mm Flared ABS® Tip 8065740806; 30° Round, 0.9mm U/S Tip 30RTS | Iia | Instrument qe perdoret ne kirurgjine oftalmile. | Pajisje oftalmike dhe optike
10694 | ALLEVYN Non-Adhesive | Layo sh.p.k. | 22.11.2021 | Smith & Nepheq Meical Ltd. 101 Hessle Road, Hull, HU3, 2BN, United Kingdom | ALLEVYN Non-Adhesive (sipas listes bashkengjitur) | IIb | Pajisje per mjekim plagesh | Tjeter
10695 | ALLEVYN Adhesive | Layo sh.p.k. | 22.11.2021 | Smith & Nepheq Meical Ltd. 101 Hessle Road, Hull, HU3, 2BN, United Kingdom | ALLEVYN Adhesive (sipas listes bashkengjitur) | IIb | Pajisje per mjekim plagesh | Tjeter
10696 | IODOSORB Dressing | Layo sh.p.k. | 22.11.2021 | Smith & Nepheq Meical Ltd. 101 Hessle Road, Hull, HU3, 2BN, United Kingdom | IODOSORB Dressing; IODOSORB Powder; IODOSORB Ointment (sipas listes bashkengjitur) | III | Pajisje per mjekim plagesh | Tjeter
10697 | Algisite Ag | Layo sh.p.k. | 22.11.2021 | Smith & Nepheq Meical Ltd. 101 Hessle Road, Hull, HU3, 2BN, United Kingdom | Algisite Ag (sipas listes bashkengjitur) | III | Pajisje per mjekim plagesh | Tjeter
10698 | Dermatological Instruments | Express Pharma sh.p.k | 22.11.2021 | Kai Industries Co., Ltd. 1110 Oyana, Seiki City, Gifu Pref., 501-3992, Japan | Dermatological Instruments: Biopsy Punches (sipas listes bashkengjitur) | IIa | Instrumenta dermatologjike per te kryer marrjen e indit per biopsi | Instrumenta shume perdorimesh
10699 | CELL-DYN 3700 System Detergent | Pegasus sh.p.k | 22.11.2021 | Abbott Laboratories Diagnostics Division, Abbott Park, IL 60064 USA | CELL-DYN 3700 System Detergent: 99321-01 | In Vitro | Eshte solucion nepermjet te cilit sigurohet nje tretesire e qarte optike qe nevojitet per te perftuar nje reference zero gjate ciklit mates te HCB | Pajisje te diagnostikimit in vitro
10700 | ARCHITECT HBeAg Reagent Kit | Pegasus sh.p.k | 22.11.2021 | Abbott GmbH Max-Planck-Ring 2, 65205 Wiesbaden, Germany | ARCHITECT HBeAg Reagent Kit: 6C32-25 (1x100 tests); ARCHITECT HBeAg Calibrators: 6C32-01; ARCHITECT HBeAg Controls: 6C32-10 (1x100 tests); | In Vitro | Jane reagent qe perdoren per zbulimin cilesor te antigjenit siperfaqesor te Hepatiti B ne serumin dhe plazne e njeriut, kalibratore dhe kontrolle | Pajisje te diagnostikimit in vitro
10701 | Dental Medical Devices (sipas listes bashkengjitur) | EURODENTA shpk | 22.11.2021 | Polydentia Sa Via Cantonale, 47 6805 Mezzovico-Vira Switzerland | Dental Medical Devices (sipas listes bashkengjitur) | l | Kite matricash dhe kunja druri. | Pajisje dentare
10702 | ARCHITECT Anti-CCP Reagent Kit 1P65-25 (1x500 Tests); ARCHITECT Anti-CCP Controls 1P65-10; ARCHITECT Anti-CCP Calibrators 1P65-01 | Pegasus sh.p.k | 22.11.2021 | Abbott GmbH Max-Planck-Ring 2, 65205 Wiesbaden, Germany | ARCHITECT Anti-CCP Reagent Kit 1P65-25 (1x500 Tests); ARCHITECT Anti-CCP Controls 1P65-10; ARCHITECT Anti-CCP Calibrators 1P65-01 | In Vitro | Imunoanalize per gjetjen IgG kunder peptidit citrulinik ciklik ne serum dhe plazem. | Pajisje te diagnostifikimit in vitro
10703 | CELL-DYN 3700 System HGB/WIC LYSE | Pegasus sh.p.k | 22.11.2021 | Abbott Laboratories Diagnostics Division, Abbott Park, IL 60064 USA | CELL-DYN 3700 System HGB/WIC LYSE: 99431-01 | In Vitro | Eshte solucion qe shkakton lize te shpejte te qelizave | Pajisje te diagnostikimit in vitro
10704 | ARCHITECT Progresterone Reagent Kit | Pegasus sh.p.k | 22.11.2021 | Abbott Ireland Diagnostics Division, Lisnamuck, Longford, Co. Longford, Ireland | ARCHITECT Progresterone Reagent Kit: 7K77-20, 7K77-25, 7K77-35; ARCHITECT Progresterone Calibrators 7K77-01; ARCHITECT Progresterone Controls 7K77-10; ARCHITECT Progresterone Manual Diluent 7K77-50 | In Vitro | Jane kite reagentesh qeperdoren per percaktimin sasior te progresteronit ne plazmen dhe serumin njerezor | Pajisje te diagnostikimit in vitro
10705 | ARCHITECT Prolactin Reagent Kit | Pegasus sh.p.k | 22.11.2021 | Abbott Ireland Diagnostics Division, Lisnamuck, Longford, Co. Longford, Ireland | ARCHITECT Prolactin Reagent Kit: 7K76-25; ARCHITECT Prolactin Calibrators: 7K76-01; ARCHITECT Prolactin Controls: 7K76-10 | In Vitro | Jane reagent qe perdoren per percaktimin sasior te prolaktine | Pajisje te diagnostikimit in vitro
10706 | Dental materials | Eurodenta | 23.11.2021 | INTERDENT d.o.o Opekarniska cesta 26 90014 Celje, SLOVENIA | Dental materials (sipas listes se bashkengjitur) | lla | Disqe laboratori, Kanjula respiratore, Vida kanali, Tel kroshe, lidhje dentare ,lende e pare protezash | Pajisje dentare
10707 | Ves-Matic; Chorus; Autosampler; | Swissmed | 23.11.2021 | Diesse Diagnostica Senese SPA Strada dei Laghi 39, 53035 Monteriggioni (Siena) - Italy | Ves-Matic; Chorus; Autosampler; (sipas listes se bashkengjitur) | In vitro | Aparatura per diagnostikim dhe aksesor per in vitro | Pajisje te diagnostikimit in vitro; Pajisje laboratori
10708 | OPSITE SPRAY | LAYO sh.p.k | 23.11.2021 | Smith & Nephew Medical Limited, 101 Hessle Road, Hull, HU3 2BN, United Kingdom | OPSITE SPRAY: 100ml 66004978; 100ml 66004979; 240ml 66004980; 240ml 66800653; 40ml 66000679 | Iia | Spray per mjekim plagesh. | tjeter
10709 | PICO 7 SINGLE USE NEGATIVE PREASSURE WOUND THERAPY SYSTEM | LAYO sh.p.k | 23.11.2021 | Smith & Nephew Medical Limited, 101 Hessle Road, Hull, HU3 2BN, United Kingdom | PICO 7 SINGLE USE NEGATIVE PREASSURE WOUND THERAPY SYSTEM (sipas listes bashkengjitur) | Iib | Pajisje per mjekim plagesh. | tjeter
10710 | CICA-CARE | LAYO sh.p.k | 23.11.2021 | Smith & Nephew Medical Limited, 101 Hessle Road, Hull, HU3 2BN, United Kingdom | CICA-CARE (sipas listes bashkengjitur) | I | Pajisje per mjekim plagesh. | tjeter
10711 | EXU DRY | LAYO sh.p.k | 23.11.2021 | Smith & Nephew Medical Limited, 101 Hessle Road, Hull, HU3 2BN, United Kingdom | EXU DRY (sipas listes bashkengjitur) | IIb | Pajisje per mjekim plagesh. | tjeter
10712 | Pulse Oximeter | Trimed sh.p.k | 23.11.2021 | Shenzen IMDK Medical Technology CO., Ltd. C Zone, 10F, Building 16, Yuanshan Industrial B Area, Gongming Street, Guangming District, 518106, Shenzen- China | Pulse Oximeter: C101H1/ C101A2/ C101A3/ C101B1/ C101B2 | Iia | Pajisje per matjen e pulsit si dhe te saturimit te oksigjenit ne gjak | Instrumenta shumeperdorimesh
10713 | Rheumatoid Factor: 8G66-21 (360 tests) | PEGASUS shpk | 23.11.2021 | Abbott Laboratories Diagnostics Division, Abbott Park, IL 60064, USA | Rheumatoid Factor: 8G66-21 (360 tests) | In Vitro | Imunoanalize mokrogrimcash kemilumineshente e cila perdoret per gjetjen e faktorit reumatoidik ne serum dhe plazem. | Pajisje te diagnostikimit in vitro
10714 | ARCHITECHT Syphilis TP Reagent Kit: 8D06-32 (1 x 100 tests); ARCHITECHT Syphilis TP Reagent Kit: 8D06-42 (1 x 500 tests); ARCHITECHT Syphilis TP Calibrator: 8D06-04; ARCHITECHT Syphilis TP Controls: 8D06-13; | PEGASUS shpk | 23.11.2021 | Abbott GmbH & Co. KG, Max-Planck-Ring 2, 65205 Wiesbaden, Germany | ARCHITECHT Syphilis TP Reagent Kit: 8D06-32 (1 x 100 tests); ARCHITECHT Syphilis TP Reagent Kit: 8D06-42 (1 x 500 tests); ARCHITECHT Syphilis TP Calibrator: 8D06-04; ARCHITECHT Syphilis TP Controls: 8D06-13; | In Vitro | Reagente, kalibratore dhe kontrolle per percaktimin sasior te antitrupave Treponema Pallidum ne serum dhe plazem ne analizuesit Architect. | Pajisje te diagnostikimit in vitro
10715 | ARCHITECHT Syphilis TP Reagent Kit: 8D06-29 (1 x 100 tests); ARCHITECHT Syphilis TP Reagent Kit: 8D06-39 (1 x 500 tests) | PEGASUS shpk | 23.11.2021 | Abbott GmbH & Co. KG, Max-Planck-Ring 2, 65205 Wiesbaden, Germany | ARCHITECHT Syphilis TP Reagent Kit: 8D06-29 (1 x 100 tests); ARCHITECHT Syphilis TP Reagent Kit: 8D06-39 (1 x 500 tests) | In Vitro | Reagente per percaktimin sasior te antitrupave Treponema Pallidum ne serum dhe plazem ne analizuesit Architect. | Pajisje te diagnostikimit in vitro
10716 | ARCHITECT Total T4 Reagent Kits: 7K66-25 (100 tests); ARCHITECT Total T4 Calibrators: 7K66-01; ARCHITECT Total T4 Controls: 7K66-10 | PEGASUS shpk | 23.11.2021 | Abbott Ireland Diagnostics Division Lisnamuck, Longford, Co. Longford, Ireland | ARCHITECT Total T4 Reagent Kits: 7K66-25 (100 tests); ARCHITECT Total T4 Calibrators: 7K66-01; ARCHITECT Total T4 Controls: 7K66-10 | In Vitro | Reagent, kalibrator dhe kontrolle per percaktimin sasior te tiroksines (T4) ne serum dhe plazem. | Pajisje te diagnostikimit in vitro
10717 | Polimo APF Fluoride Gel | MOTO-MANIA shpk | 23.11.2021 | Imicryl Diş Malzemeleri Sanayi ve Ticaret Anonim Şirketi Fetih Mahallesi Mahir Sokak No: 5/201 42030 Karatay/Konya, Turkey | Polimo APF Fluoride Gel | l | Fluor xhel per fluorizimin e dhembeve mbi moshat 6 vjec | Pajisje dentare
10718 | R&S Retraction Cord | Eurodenta sh.p.k | 23.11.2021 | Sure Dent Corporation #809, 52, Sagimakgol-ro Jungwon-gu Seongnam-si, Gyeonggi-do, Korea | R&S Retraction Cord (sipas listes bashkengjitur) | I | Fill retraktues. | Pajisje dentare
10719 | ESR Control | Swissmed sh.p.k | 23.11.2021 | Diesse Diagnostica Senese S.p.A, Via Solari 19 I-20144 Milano (MI) | In Vitro diagnostic reagents (sipas listes bashkengjitur) | In Vitro | Pajisje in vitro, reagente dhe kuveta | Pajisje te diagnostikimit in vitro; Pajisje laboratori
10720 | SARS-CoV-2 Antigen Kit (Colloidal Gold) | CFO Pharma sh.p.k | 23.11.2021 | Goldsite Diagnostics Inc. No.103C, 503C & 504D, Technology Building & No.3A & 4A, Technology Building Annex, Zhaoshang Sub-District, Nanshan District, Shenzhen, China, 518067 | SARS-CoV-2 Antigen Kit (Colloidal Gold) | In Vitro | Test i shpejte antigenik per percaktimin e antigeneve bazuar ne metoden Gold Colloidal | Pajisje te diagnostikimit in vitro
10721 | Gamma-Glutamyl Transferase2 | Pegasus | 23.11.2021 | Abbott Ireland Diagnostics Division Lisnamuck, Longford, Co. Longford, Ireland | Gamma-Glutamyl Transferase2 - 04T0030 (4 x 650 teste); Gamma-Glutamyl Transferase2 - 04T0020 (4 x 150 teste) | In vitro | Reagent per gjetjen sasiore te enzimes gama glutamil transferaze | Pajisje te diagnostikimit in vitro
10722 | Alanine Aminotransferase2 | Pegasus | 23.11.2021 | Abbott Ireland Diagnostics Division Lisnamuck, Longford, Co. Longford, Ireland | Alanine Aminotransferase2 - 04T8420 (4 x 300 teste);Alanine Aminotransferase2 - 04T8430 (4 x 780 teste) | In vitro | Reagent per gjetjen sasiore te enzimes alanine aminotransferaze | Pajisje te diagnostikimit in vitro
10723 | Endo Motor K-Po | Moto-Mania sh.p.k | 23.11.2021 | Guilin Woodpecker Medical Instrument Co., Ltd. Information Industrial Park, Guilin National High-Tech Zone, Guilin Guangxi, 541004, P.R.China | Endo Motor K-Po | Iia | Pajisje per pastrimin, llustrimin dhe higjenizimin e dhembeve. | Pajisje dentare
10724 | Alanine Aminotransferase2 | Pegasus sh.pk | 23.11.2021 | Abbott Ireland Diagnostics Division, Lisnamuck, Longford, Co. Longford, Ireland | Alanine Aminotransferase2: 04S8820, 04S8830 | In Vitro | Jane reagent qe perdoren per gjetjen sasiore te enzimes alanine aminotranferaze ne serumin dhe plazmen njerezore | Pajisje te diagnostikimit in vitro
10725 | Aspartate Aminotransferase2 | Pegasus sh.pk | 23.11.2021 | Abbott Ireland Diagnostics Division, Lisnamuck, Longford, Co. Longford, Ireland | Aspartate Aminotransferase2: 04S9020, 04S9030 | In Vitro | Jane reagent qe perdoren per gjetjen sasiore te enzimes aspartate aminotranferaze ne serumin dhe plazmen njerezore | Pajisje te diagnostikimit in vitro
10726 | General Hip Instruments | Trimed | 23.11.2021 | Biomet U.K Limited Waterton Industrial Estate, Bridgend CF31 3XA, United Kingdom | General Hip Instruments (sipas listes se bashkengjitur) | lr; l | Instrumenta qe perdoren ne kirurgjine ortopedike | Instrumenta shumeperdorimesh
10727 | Gleitgent, tub 20gr | Rejsi Farma sh.p.k | 23.11.2021 | Farmazeutische Fabrik Montavit Ges.m.b.H Salzbergstrasse 96, A-6067 Absam/Tirol, Austria | Gleitgelen 20gr (Gellic, Montavit Jel) | I | Xhel lubrifikues vaginal | Tjeter
10728 | Set for corial villi sampling VCS® | ArliPharma sh.p.k | 23.11.2021 | Sterylab S.r.l. Via Magenta, 77/6 - 20017 RHO Italy | Set for corial villi sampling VCS® | Iia | Age qe sherben per marrje biopsie ne palce. | Pajisje nje perdorimeshe
10729 | Gamma-Glutamyl Transferase2 04T9620; 04T9630 | Pegasus sh.p.k | 24.11.2021 | Abbott Ireland Diagnostics Division Lisnamuck, Longford, Co. Longford, Ireland | Gamma-Glutamyl Transferase2: 04T9620; 04T9630; | In Vitro | Reagente qe sherbejne per gjetjen sasiore te enzimes gama glutamil transferaze ne serumin njerezor dhe plazme. | Pajisje te diagnostifikimit in vitro
10730 | Alinity c A1-AGP Reagent Kit 01R0820 | Pegasus sh.p.k | 24.11.2021 | Biokit, S.A, Av.Can Montacau, 7 08186 Llica D'Amunt Barcelona Spain | Alinity c A1-AGP Reagent Kit 01R0820 | In Vitro | Reagente qe sherbejne per gjetjen sasiore te acidit glikoproteinik ne serumin njerezor dhe plazme. | Pajisje te diagnostifikimit in vitro
10731 | Alinity c A1-Antitrypsin Reagent Kit 01R0720 | Pegasus sh.p.k | 24.11.2021 | Biokit, S.A, Av.Can Montacau, 7 08186 Llica D'Amunt Barcelona Spain | Alinity c A1-Antitrypsin Reagent Kit 01R0720 | In Vitro | Reagente qe sherbejne per gjetjen sasiore te alfa 1 antitrepsines ne serumin njerezor dhe plazme. | Pajisje te diagnostifikimit in vitro
10732 | RENASYS- F (sips listes bashkengjitur) | LAYO shpk | 24.11.2021 | Smith & Nephew Medical Limited 101 Hessle Road Hull, HU3 2BN, United Kingdom | RENASYS- F (sips listes bashkengjitur) | llb | Instrumenta per mjekim plagesh. | Instrumenta shumeperdorimesh
10733 | INTRASITE Gel (sipas listes bashkengjitur) | LAYO shpk | 24.11.2021 | Smith & Nephew Medical Limited 101 Hessle Road Hull, HU3 2BN, United Kingdom | INTRASITE Gel (sipas listes bashkengjitur) | llb | Instrumenta per mjekim plagesh. | Pajisje nje perdorimeshe
10734 | ALMA HYBRID; ALMA Q; EXCIMER LAMP 308; | Sollaku Group sh.p.k | 24.11.2021 | ALMA LASERS GMBH Nordostrark 100-102, 90411 NUERNBERG, GERMANY | ALMA HYBRID; ALMA Q; EXCIMER LAMP 308; | IIb | Pajisje trajtimi per lekuren. | Pajisje terapie komplementare
10735 | Consumable Tip; SYLFIRM X™; SCARLET S™; | Sollaku Group sh.p.k | 24.11.2021 | VIOL Co., Ltd. C-808, 809, Bundang Technopark, 744, Pangyo-ro, Bundang-gu, Deongnam-si, Gyeonggi-do(13510) Republic of Korea | Consumable Tip; SYLFIRM X™; SCARLET S™; | IIb | Pajisje dermatologjike me radiofrekuence te pulsuar. | Pajisje terapie komplementare
10736 | Acrylics for Orthodontic and Otoplastic Appliances and Accessories | Çene sh.p.k | 24.11.2021 | Dentaurum GmbH & Co. KG Turnstrabe 31 75228 Ispringen Germany | Acrylics for Orthodontic and Otoplastic Appliances and Accessories (sipas listes bashkengjitur) | Iia | Rezine per krijimin e aparateve ortodontike te levizshme. | Pajisje dentare
10737 | Wires, Wire Elements and Arches | Çene sh.p.k | 24.11.2021 | Dentaurum GmbH & Co. KG Turnstrabe 31 75228 Ispringen Germany | Wires, Wire Elements and Arches (sipas listes bashkengjitur) | I | Tela dhe elemente te telave per aparate ortodontike fikse dhe te levizeshme. | Pajisje dentare
10738 | Wires, Wire Elements and Arches for fixed Appliances | Çene sh.p.k | 24.11.2021 | Dentaurum GmbH & Co. KG Turnstrabe 31 75228 Ispringen Germany | Wires, Wire Elements and Arches for fixed Appliances (sipas listes bashkengjitur) | Iia | Tela dhe elemente te telave per aparate ortodontike fikse dhe te levizeshme. | Pajisje dentare
10739 | Expansion Screws | Çene | 25.11.2021 | Dentaurum GmbH & Co. KG Turnstr. 31 75228 Ispringen, Germany | Expansion Screws (sipas listes se bashkengjitur) | l | Vida zgjeruese ortodontike | Pajisje dentare
10740 | Expansion Screws | Çene | 25.11.2021 | Dentaurum GmbH & Co. KG Turnstr. 31 75228 Ispringen, Germany | Expansion Screws (sipas listes se bashkengjitur) | lla | Vida zgjeruese ortodontike | Pajisje dentare
10741 | Brackets, Buccal Tubes, Bands and Accessories | Çene | 25.11.2021 | Dentaurum GmbH & Co. KG Turnstr. 31 75228 Ispringen, Germany | Brackets, Buccal Tubes, Bands and Accessories (sipas listes se bashkengjitur) | lla | Braketa, tuba, unaza dhe aksesore qe perdoren ne ortodonci | Pajisje dentare
10742 | CLiP Scorpion | Eurodenta | 25.11.2021 | Scorpion, 4 rue Enrico Fermi 63540 Romagnat, France | CLiP Scorpion: (Basic UDI-DI - 3770004158CLiPY8); UDI-DI(GTIN) - 3770004158294; CND - Z12119001 | lla | Implante dentare | Pajisje dentare
10743 | Alinity c IgE Reagent Kit: 01R1322 (2 x 100 tests); Alinity c IgE Standard: 01R1301 | PEGASUS shpk | 25.11.2021 | BIOKIT, S.A. Av. Can Montcau, 7. 08186 Lilçà d'Amunt Barcelona - Spain | Alinity c IgE Reagent Kit: 01R1322 (2 x 100 tests); Alinity c IgE Standard: 01R1301 | In Vitro | Reagente dhe kalibrator qe perdoren per gjetjen sasiore te imunoglobulines E ne serumin njerezor dhe plazem. | Pajisje te diagnostikimit in vitro
10744 | Non-Absorbable surgical sutures, Polyester suture: TRUBOND | Fedos | 25.11.2021 | Healthium Medtech Limited No 1600, R6,West Sri City (SEZ) Cherivi Village, Irrugulam Post, Satyavedu Mandal, Chittoor District, Andhra Pradesh - 517 588, India | Non-Absorbable surgical sutures Polyester suture: TRUBOND - 6E90DZ25DA, 6E90DZ26DAPL (size: According to USP 5 (7 Metric),3&4 (6 Metric),USP 2 (5 Metric), USP 1 (4 Metric),USP 0 (3.5 Metric), 2-0 (3 Metric) , 3-0 (2 Metric),4-0 (1.5 Metric), 5-0 (1 Metric), 6-0 (0.7 Metric), 7-0 (0.5 Metric), 8-0 (0.4 Metric),with or without needles | lll | Pe qepes kirurgjikal steril i paabsorbueshem per perdorim te pergjithshem kryesisht ne inde te buta | Pajisje një përdorimëshe
10745 | Blood pressure monitor: BC 58 | FARMATECH shpk | 25.11.2021 | Beurer GmbH Söflinger Straße 218, 89077 Ulm Germany | Blood pressure monitor: BC 58 | lla | Aparat per matjen e presionit te gjakut. | Pajisje elektromekainke.
10746 | Sterile single use Absorbable Polydioxanone Suture with needle | Allure Beauty | 25.11.2021 | Neo Dr. INC. #2-204, 205, Medical Industry Complex, 42-10 Taejanggongdan-gil, Wonju-si , Gangwon-do, 26311, Republic of Korea | Sterile single use Absorbable Polydioxanone Suture with needle: JAMBER TANXING Carven Screw Type (21G(L Cannula) 60mm 180mm 2 – 0);JAMBER TANXING Carven Screw Type (23G(L Cannula) 60mm 180mm 3 – 0);JAMBER F Carven Screw Type (21G(B Cannula) 60mm 420mm 3 – 0);JAMBER F Carven Screw Type (23G(B Cannula) 60mm 390mm 4 – 0);JAMBER F Carven Screw Type (25G(B Cannula) 50mm 260mm 5 – 0);JAMBER F Carven Screw Type (25G(B Cannula) 60mm 390mm 5 - 0 );JAMBER I Carven Screw Type (27G(B Cannula) 50mm 250mm 5 – 0) | lll | Suture polidiksanonee e absorbueshme me gjilpere | Tjeter
10747 | Inserts de detartrage Scorpion | Eurodenta sh.p.k | 26.11.2021 | SCORPION 4 rue Enrico Fermi 63540 ROMAGNAT, FRANCE | Inserts de detartrage Scorpion(sipas listes bashkengjitur) | Iia | Maja skajleri. | Pajisje dentare
10748 | Materiale mjekesore | Montal sh.p.k | 26.11.2021 | Hospital & Homecare Imp. & Exp. Co., LTD Nanjing, Room 608-611, No.5 Zhongtai International Plaza, No.311 Middle of Jiangdong Road Central Business District, 210019 Nanjing, China | Sterile Gauze sponges; Enenma Bag; Pediatric Urine Collector; Oropharyngeal airways; Vaginal speculum; Medical Tapes (Surgical tapes) (sipas listes bashkengjitur) | Is | Materiale te ndryshme mjekesore, si bandazhe sterile, pajisje per trajtimin e lengshem te klizmes, mbledhjen e urines dhe spekula vaginale per egzaminim | Instrumenta shumeperdorimesh; Instrumenta nje perdorimesh
10749 | Sterile Anatomic Shoulder Prothesis (sipas listes bashkengjitur) | Salutalb shpk | 26.11.2021 | Next Sağlik Ürünleri A. Ş. Ivedik OSB 88 Oto San. Sit. 3. Bölge 2284 Cd. No:101 Yenimahalle, Ankara / Turkey | Sterile Anatomic Shoulder Prothesis (sipas listes bashkengjitur) | lll | Proteza qe zevendesojne kockat e thyesa bne shpatull. | Pajisje te implantueshme jo aktive
10750 | Sterile Total Hip Arthroplasty | Trimed sh.p.k | 26.11.2021 | Biomet UK Limited Waterton Industrial Estate Bridgend CF31 3XA United Kingdom | Sterile Total Hip Arthroplasty (sipas listes bashkengjitur) | I; Iia | Pajisje te implantueshme jo aktive qe behen pjese perberese te protezes pacriale kokso-femorale qe perdoret ne rastin e frakturave | Pajisje te implantueshme jo aktive; Instrumenta shumëpërdorimëshe
10751 | Sterile Reverse Shoulder Prosthesis | Salutalb sh.p.k | 26.11.2021 | Next Sağlik Ürünleri A.Ş. Ivedik OSB 88Oto San. Sit. 3. Bölge 2284 Cd. No:101 Yenimahalle, Ankara/Turkey | Sterile Reverse Shoulder Prosthesis (sipas listes bashkengjitur) | III | Proteza qe zevendesojne frakturat ne shpatull | Tjeter
10752 | Taperloc® Hip Instrumentation (sipas listes bashkengjitur) | Trimed shpk | 26.11.2021 | Biomet U.K. Limited Waterton Industrial Estate South Wales Bridgend CF31 3XA United Kingdom | Taperloc® Hip Instrumentation (sipas listes bashkengjitur) | l | Instrumenta per te ndihmuar kirurget ortopede ne implantimin apo eksplantimin e implanteve specifike kirurgjikale. | Instrumenta shumeperdorimesh
10753 | Novel Coronavirus (2019-nCoV) Nucleic Acid Diagnostic Kit (PCR-Fluoresence Probing) - 24 tests/kit: S3102E | AKIN Laboratory Instruments shpk | 26.11.2021 | Sansure Biotech Inc. No.680, Lusong Road, Yuelu District, 410205 Changsha, Hunan Province, P.R.China | Novel Coronavirus (2019-nCoV) Nucleic Acid Diagnostic Kit (PCR-Fluoresence Probing) - 24 tests/kit: S3102E | In Vitro | Test PCR qe perdoret per detektimin e virusit Covid-19 | Pajisje te diagnostikimit in vitro
10754 | Venous Return Cannula | Fedos sh.p.k | 26.11.2021 | Dongguan Kewei Medical Instrument Co.,Ltd. No.5 Tongqing Road, Dongcheng District, Dongguan City, Guangdong Province , 523127,P.R. China | Venous Return Cannula (sipas listes bashkengjitur) | III | Kanjula venoze nje perdorimeshe qe perdoret ne kardiolirurgji. | Pajisje nje perdorimeshe
10755 | Respiratory Therapy Devices and Its Accessories | Fedos sh.p.k | 26.11.2021 | Non-Change Enterprise Co.,Ltd 9F-11, No.20, Ln.609, Sec.5, Chongxin Rd., Sanchong Dist., New Taipei City 24159, Taiwan | Respiratory Therapy Devices and Its Accessories (sipas listes bashkengjitur) | I | Pajisje per terapi respiratore dhe aksesoret e saj. | Pajisje anestezie dhe respiratore
10756 | Pliers; Premium Line and EQ-Line, manually operated dental instrument and Accessories (sipas listes bashkengjitur) | ÇENE shpk | 01.12.2021 | Dentaurum GmbH & Co., KG Turnstraße 31, 75228 Ispringen, Germany | Pliers; Premium Line and EQ-Line, manually operated dental instrument and Accessories (sipas listes bashkengjitur) | l | Pinca dhe instrumenta qe perdoren per trajtime ortodontike. | Pajisje dentare
10757 | Orthodontic Impresion Material and Accessories: 150-501-20, 150-509-20, 150-520-20 | ÇENE shpk | 01.12.2021 | Dentaurum GmbH & Co., KG Turnstraße 31, 75228 Ispringen, Germany | Orthodontic Impresion Material and Accessories: 150-501-20, 150-509-20, 150-520-20 | l | Material per ,arrje mase me base alginati dhe aksesore. | Pajisje dentare
10758 | Accessories for orthodontic acrylics (sipas listes bashkengitur) | ÇENE shpk | 01.12.2021 | Dentaurum GmbH & Co., KG Turnstraße 31, 75228 Ispringen, Germany | Accessories for orthodontic acrylics (sipas listes bashkengitur) | l | Material resine dhe aksesore zbukurues qe perdoren per aparatet ortodontike te levisshme. | Pajisje dentare
10759 | Bracket Adhesive and Accessories | Çene sh.p.k | 01.12.2021 | Dentaurum GmbH & Co. KG Turnstrasse 31, 75228 Ispringen, Germany | Bracket Adhesive and Accessories: 163-307-00; 163-312-00; 163-314-00; 163-321-00 | IIa | Ngjites per braketat ne trajtimet ortodontik | Pajisje dentare
10760 | Elastomeric Elements | Çene sh.p.k | 01.12.2021 | Dentaurum GmbH & Co. KG Turnstrasse 31, 75228 Ispringen, Germany | Elastomeric Elements(sipas listes bashkengjitur) | IIa | Unaza elastike qe perdoren per rregullimin e okluzionit me metaodat fikse dhe te levizsshme | Pajisje dentare
10761 | Dental Alloys and Titanium Prosthetic | Çene sh.p.k | 01.12.2021 | Dentaurum GmbH & Co. KG Turnstrasse 31, 75228 Ispringen, Germany | Dental Alloys and Titanium Prosthetic (sipas listes bashkengjitur) | IIa | Aliazhe dentare qe perdoren per proteza | Pajisje dentare
10763 | Astra weight scale; Family weight scale; Pegaso weight scale | O.E.S Distrimed | 01.12.2021 | GIMA S.p.a., Via Marconi, 1 20060 Gessate, MI- Italy | Astra weight scale - 27310; Family weight scale - 27301; Pegaso weight scale - 27288 | l | Peshore spitalore | Produkte per institucione te kujdesit shendetesor
10764 | ClearView Intracoronary Shunts | O.E.S Distrimed | 01.12.2021 | Medtronic, Inc. 710 Medtronic Parkway Minneapolis, MN 55432,USA | ClearView Intracoronary Shunts (sipas listes se bashkengjitur) | lla | Shunte intrakoronare | Pajisje një përdorimëshe
10765 | Non sterile dental scaling instrument | Eurodenta sh.p.k | 01.12.2021 | SCORPION 4 rue Enrico Fermi 63540 ROMAGNAT, FRANCE | Non sterile dental scaling instrument (sipas listes bashkengjitur) | I | Instrumenta jo sterile, dentare per kryerjen eprocesit te detartrazhit shkallezues, kontrollin e xhepave dentare | Pajisje dentare
10766 | Reservoir and Oxygenator | Fedos sh.p.k | 01.12.2021 | Maquet Cardiopulmonary GmbH Kehler Str.31, 76437 Rastatt Germany | Reservoir and Oxygenator (sipas listes bashkengjitur) | Iia | Oksigjenater pedriatrik, neonat, venoz ne rezervuar per nderhyrje kardio-pulmonnare e pacientet neonate | Pajisje nje perdorimeshe
10767 | PMMA Monofocal Lens; PMMA Iris Claw Lens | Gen-Alb Farma sh.p.k | 01.12.2021 | EXCEL OPTICS (P) LIMITED, New 31/A & 31/B, Old No. 15A & 15B, 2nd Street, Loganathan Nagar, Choolaimedu, Chennai - 600 094, Tamil Nadu, India | PMMA Monofocal Lens (EXCELENS) - SMC 5503, SCC 6023, SMS 6003, SMC 6002, SMC 6021, SMC 6522, SSF 6521, SMC 6022; PMMA Iris Claw Lens (EXCELENS) - PIC 5580, SIC 4272 P | IIb | Eshte nje lente intraokulare monofokale me fokus fiks per nje distance, perdorur ne kirurgjine e syrit | Pajisje te implantueshme jo aktive
10768 | Plastic Matrices | Eurodenta | 01.12.2021 | Polydentia Sa Via Cantonale, 47 6805 Mezzovico-Vira Switzerland | Plastic Matrices (sipas listes se bashkengjitur) | l | Matrica plastike | Pajisje dentare
10769 | Fiber-Plast | Eurodenta | 01.12.2021 | POLYDENTIA SA, Via Cantonale, 47, 6805 Mezzovico-Vira, Switzerland | Fiber-Plast : 5974 (2x48ml) + 12 mixing tips | I | Vida per rikonstruksionet dentare | Pajisje dentare
10770 | Metal matrices | Eurodenta | 01.12.2021 | POLYDENTIA SA, Via Cantonale, 47, 6805 Mezzovico-Vira, Switzerland | Metal matrices (sipas listes bashkengjitur) | I | Matrica metalike | Pajisje dentare
10771 | Non-Absorbable Surgical Suture - Polypropylene Suture - TRULENE (sipas listes baskengjitur) | Fedos shpk | 02.12.2021 | Healthium Medtech Private Limited Plot No. 1600, R-6 West, Sri City (SEZ), Cherivi Village, Irrugulam Post, Satyavedu Mandal, Chittoor District, Andhra Pradesh - 517 588, India | Non-Absorbable Surgical Suture - Polypropylene Suture - TRULENE (sipas listes baskengjitur) | lll | Penj qepes kirurgjikal steril i paabsorbueshem per perdorimte pergjithshem kryesisht ne indet e buta. | Tjeter
10772 | Airway Adapter: YG-101T (UDI-DI: 4931921YG101TKU); Airway Adapter: YG-101TW (UDI-DI: 4931921YG101TWJF) | Fedos shpk | 02.12.2021 | Nihon Kohden Corporation 1-31-4 Nishiochiai, Shinjuku-ku Tokyo 161-8560, Japan | Airway Adapter: YG-101T (UDI-DI: 4931921YG101TKU); Airway Adapter: YG-101TW (UDI-DI: 4931921YG101TWJF) | l | Adaptor per rruget e frymemarrjes. | Pajisje anestezie dhe respiratore
10773 | Pressure Connecting Tube (sipas listes bashkengjitur) | Fedos shpk | 02.12.2021 | Shenzhen Ant Medical Devices Co., Ltd 18 Jinhui Ave., Pingshan New District 518122 Shenzhen China | Pressure Connecting Tube (sipas listes bashkengjitur) | lla | Tub lidhes presioni per procedurea angio-grafike. | Pajisje nje perdorimeshe
10774 | Dornier UIMS (sipas listes bashkengjitur) | 2A - PHARMA shpk | 03.12.2021 | Dornier MedTech GmbH Argelsrider Feld 7, 82234 Weßling, GERMANY | Dornier UIMS (sipas listes bashkengjitur) | llb | Softuer inteligjent urologjik, jep imazhe te avancuara, raportim te shpejte dhe te sigurte. | Tjeter
10775 | Surgical aspirators: 28220, 28209, 28210, 28211, 28212, 28243, 28222, 28224, 28208, 28190, 28191, 28192, 28231, 28215, 28216, 28214, 28232, 28202, 28233, 28234, 28194, 28196, 28198, 28200, 28201, 28203, 28204, 28193, 28183, 28182; Accessories: 28226, 28236, 28228, 28219 | O.E.S DISTRIMED shpk | 03.12.2021 | GIMA S.P.A., Via Macroni 1, 20060 Gessate (MI) - Italy | Surgical aspirators: 28220, 28209, 28210, 28211, 28212, 28243, 28222, 28224, 28208, 28190, 28191, 28192, 28231, 28215, 28216, 28214, 28232, 28202, 28233, 28234, 28194, 28196, 28198, 28200, 28201, 28203, 28204, 28193, 28183, 28182; Accessories: 28226, 28236, 28228, 28219 | lla | Aspirator kirurgjikal dhe aksesoret, per aspirimin e likideve te trupit. | Produkte per institucione te kujdesit shendetesor
10776 | Medical diode laser - Leonardo®, Leonardo Mini®; Single use sterile probes for diode lasers for Phlebology - Elves Radial single use; Proctology Kit single use - FiLaC® Fistula Kit, HeLP® Procedure Kit, LHP® Procedure Kit (sipas listes bashkengjitur) | Medical Distribution shpk | 03.12.2021 | Ceram Optec SIA Skanstes street 7k-1, Riga, LV-1013, Latvia | Medical diode laser - Leonardo®, Leonardo Mini®; Single use sterile probes for diode lasers for Phlebology - Elves Radial single use; Proctology Kit single use - FiLaC® Fistula Kit, HeLP® Procedure Kit, LHP® Procedure Kit (sipas listes bashkengjitur) | llb | Sisteme lazer mini invaziv, kompleti i proktologjise per nje perdorim, sonda sterile me perdorim te vetem per lazer diode per flebologji. | Produkte per institucione te kujdesit shendetesor
10777 | Side Rails - pair for code 27800/1, 27850 - 27810 (UDI-DI 802327900Y1812270000000H9) | Fedos | 06.12.2021 | GIMA S.p.a., Via Marconi, 1 20060 Gessate, MI- Italy | Side Rails - pair for code 27800/1, 27850 - 27810 (UDI-DI 802327900Y1812270000000H9) | l | Shina anesore mbajtese per barrele | Pajisje mobilimi spitalor
10778 | MAYO TROLLEY - 90116103 DRUG TROLLEY - 90109104.S INSTRUMENT TROLLEY - 90116112 DELIVERY BED - 90101137.D.S PATIENT BED - 90101216 GYNAECOLOGICAL EXAMINATION BED - 90114329 | Fedos | 06.12.2021 | Dolsan Medikal Ekipmanlar lmalat lnsaat Gida Pazarlama San. Ve Tic. Ltd. Sti. Bahcelievler Mh. Yavuz Cd. No:31/A Hasanoglan Elmadag/ANKARA, TURKEY | MAYO TROLLEY - 90116103 DRUG TROLLEY - 90109104.S INSTRUMENT TROLLEY - 90116112 DELIVERY BED - 90101137.D.S PATIENT BED - 90101216 GYNAECOLOGICAL EXAMINATION BED - 90114329 | l | Karrele mayo, Kabinet medikamentesh, karrel instrumentash, shtrat lindjeje, shtrat pacineti, shtrat ekzaminimi gjinekologjik. | Pajisje mobilimi spitalor
10779 | Vacuum Blood Collection Tubes | 2A Pharma sh.p.k | 06.12.2021 | Chengdu Puth Medical Plastic Packaging Co., Ltd. No.6 Kexin Road, Western Hi-tech Zone, 611731, Chengdu | Vacuum Blood Collection Tubes (sipas listes bashkengjitur) | In Vitro | Tuba per marrjen e gjakut venoz. | Pajisje laboratori
10780 | Endoscopic Instruments-Scissors | 2A Pharma sh.p.k | 06.12.2021 | Lagis Enterprise Co., Ltd. No. 29, Gong 1st Rd., Dajia Dist., Taichung City 437, Taiwan | Endoscopic Instruments-Scissors - EI-330S | IIb | Instrumenta endoskopie, gershere | Tjeter
10781 | Nasopharyngeal Airway | 2A Pharma sh.p.k | 06.12.2021 | Ningbo Luke Medical Devices Co., Ltd. Gujiayan, Yangming Road 315400 Yuyao City, Zhejiang Province P.R. of China | Nasopharyngeal Airway - NA25, NA30, NA35, NA40, NA45, NA50, NA55, NA60, NA65, NA70, NA75, NA80, NA85, NA90, NA95, NA100 | Is | Tuba per rruget e frymemarrjes nazofaringeale | Tjeter
10782 | Cotton Roll Holder: 5405/4 - 4 pcs (UDI-DI: ++E299COTTONROLLHOLDERNU) | EURODENTA shpk | 06.12.2021 | Polydentia Sa Via Cantonale, 47 6805 Mezzovico-Vira Switzerland | Cotton Roll Holder: 5405/4 - 4 pcs (UDI-DI: ++E299COTTONROLLHOLDERNU) | l | Majtrese role pambuku. | Pajisje dentare
10783 | Clip&Splint: 5975CS / Application clips 30 pcs (UDI-DI: ++E299SPLINTINGCLIPSJD) | EURODENTA shpk | 06.12.2021 | Polydentia Sa Via Cantonale, 47 6805 Mezzovico-Vira Switzerland | Clip&Splint: 5975CS / Application clips 30 pcs (UDI-DI: ++E299SPLINTINGCLIPSJD) | l | Kapese per aplikim. | Pajisje dentare
10784 | Dental rings (sipas listes bashkengjitur) | EURODENTA shpk | 06.12.2021 | Polydentia Sa Via Cantonale, 47 6805 Mezzovico-Vira Switzerland | Dental rings (UDI-DI: ++E299DENTALRINGSM6) (sipas listes bashkengjitur) | l | Unaza dentare. | Pajisje dentare
10785 | Stimulators, Ultrasonic, Bone Growth: OSTEOTRON IV | Euromed | 06.12.2021 | ITO Co., Ltd. 3-1-8 Sakae-cho, Kawaguchi-shi, Saitama 332-0017, Japan | Stimulators, Ultrasonic, Bone Growth: OSTEOTRON IV | lla | Pajisje per reahbilitimin e kockave te thyera | Tjeter
10786 | Thermoterapy and Cryotherapy: Cryo Shock -100 | Euromed | 06.12.2021 | Elettronica Pagani srl Via De Nicola 4d 20037 Paderno Dugnano (MI), Italy | Thermoterapy and Cryotherapy: Cryo Shock -100 | lla | Pajisje per terapi kriogjenike, termoterapi dhe goditje termike te kontrolluar | Tjeter
10787 | Aksesore per monitor pacienti | Fedos sh.p.k | 06.12.2021 | Nihon Kohden Corporation, 1-31-4 Nishiochiai, Shinjuku-ku, Tokyo 161-8560, Japan | Accessories of Bedside Monitor (sipas listes bashkengjitur) | I | Aksesore per monitor pacienti | Tjeter
10788 | Open qPCR: A1015, A1005 | INTERMED shpk | 06.12.2021 | Chai Inc. 990 Richard Ave, Suite #110, Santa Clara, CA 95050, USA | Open qPCR: A1015, A1005 | In Vitro | Instrument qe perdor teknologjine RT-qPCR e cila eshte metoda me e ndjeshme e zbulimi te COVID dhe per nxjerrjen ne kohe reale te rezultatit. | Pajisje te diagnostikimit in vitro
10789 | Led Surgical Light | O.E.S Distrimed sh.p.k | 06.12.2021 | Shanghai Weyuan Medical Device Co., Ltd No.33 Fuqing Rd, Qingcun Town, Fengxian District, Shanghai, China | Led Surgical Light (sipas listes bashkengjitur) | I | Llamba kirurgjikale dhe ekzaminimi. | Produkte per institucione te kujdesit shendetesor
10790 | Standard Aortic Root Cannulae; Aortic Root Cannulae with Vent Line; Standard Aortic Root Cannulae with Vent Lines; Long Tip Aortic Root Cannulae; Pressure Monitoring Aortic Root Cannulae; Pediatric Aortic Root Cannulae; Cardioplegia Needle | O.E.S Distrimed sh.p.k | 06.12.2021 | Medtronic, Inc. 710 Medtronic Parkway N.E. Minneapolis, MN 55432 USA | Standard Aortic Root Cannulae; Aortic Root Cannulae with Vent Line; Standard Aortic Root Cannulae with Vent Lines; Long Tip Aortic Root Cannulae; Pressure Monitoring Aortic Root Cannulae; Pediatric Aortic Root Cannulae; Cardioplegia Needle (sipas listes bashkengjitur) | Iia | Kanjula mjekesore per kardiologji, perdorim ne hemodinamike-kardiologji. | Pajisje nje perdorimeshe
10791 | Dental Abrasives | Eurodenta sh.p.k | 06.12.2021 | POLYDENTIA SA Via Cantonale 47 CH-6805 Mezzovico-Vira, Switzerland | Dental Abrasives (sipas listes bashkengjitur) UDI-DI ++E299DENTALABRASIVESGD | I | Strips abraziv metalik | Pajisje dentare
10792 | Retainers and spools (sipas listes bashkengjitur) | Eurodenta sh.p.k | 06.12.2021 | POLYDENTIA SA Via Cantonale 47 CH-6805 Mezzovico-Vira, Switzerland | Retainers and spools (sipas listes bashkengjitur) UDI-DI ++E299RETAINERANDSPOOLSBQ | I | Shina per ortodonci | Pajisje dentare
10793 | Needle Holder | Fedos sh.p.k | 06.12.2021 | Zhejiang Kindly Medical Devices Co.Ltd. No.758, 5th Binhai Road, Binhai Industrial Park, Longwan District, 325025 Wenzhou, Zhejiang Province, PRC | Needle Holder | I | Mbajtese agesh per te lehtesuar marrjen e gjakut nga pacienti | Pajisje nje perdorimeshe
10794 | Blood Collecting Needles | Fedos sh.p.k | 06.12.2021 | Zhejiang Kindly Medical Devices Co.Ltd. No.758, 5th Binhai Road, Binhai Industrial Park, Longwan District, 325025 Wenzhou, Zhejiang Province, PRC | Blood Collecting Needles: 25G, 24G, 23G, 22G, 21G, 20G, 19G, 18G | Iia | Age per mbledhjen e gjakut | Pajisje nje perdorimeshe
10795 | Angio-Seal VIP Vascular Closure Device: 6F Angio-Seal VIP Vascular Closure Device - 610132; 8F Angio-Seal VIP Vascular Closure Device - 610133 | Biometric Albania | 07.12.2021 | Terumo Medical Corporation 265 Davidson Ave. Suite 320, Somerset, NJ 08873 USA | Angio-Seal VIP Vascular Closure Device: 6F Angio-Seal VIP Vascular Closure Device - 610132; 8F Angio-Seal VIP Vascular Closure Device - 610133 | lll | Pajisje per ngjitje vaskulare | Pajisje nje perdorimeshe; Produkte per institucione te kujdesit shendetesor
10796 | Reagents in vitro | O.E.S Distrimed | 07.12.2021 | Coral Clinical Systems A Division of Tulip Diagnostics (P)Ltd.) Phase III B, Building No. D, Plot Nos. M-46, Verna Industrial Estate, Verna, Goa-403 722, INDIA | Reagents in vitro (sipas listes se bashkengjitur) | In Vitro | Reagent laboratorik | Pajisje te diagnostikimit in vitro
10797 | Myval - Transcatheter Heart Valve System - Including the component, Transcatheter Heart Valve,Delivery System,Ballon Dilatation Catheter, Itroducer Set,Crimping Tool | GP Medical Al | 07.12.2021 | MERIL LIFE SCIENCES PVT. Ltd, Survey No. 135/139, Bilakhia House, Muktanand Marg, Chala, Vapi,Gujarat,396191 India | Myval - Transcatheter Heart Valve System - Including the component, Transcatheter Heart Valve,Delivery System,Ballon Dilatation Catheter, Itroducer Set,Crimping Tool (sipas listes se bashkengjitur) | lll | Valvul zemre perfshire komponentet, Valvula, Sistemi Transportues,Balona,Kapsja e Valvules | Pajisje të implantueshme aktive
10798 | LAMBDA YAG - LMB 003; THERMA - THR 001; | Euromed sh.p.k | 07.12.2021 | LED Spa Via Selciatella 40 I-04011 Aprilia Italy | LAMBDA YAG - LMB 003; THERMA - THR 001; | IIb | Pajisje terapie me lazer per trajtime terapeutike. | tjeter
10799 | ONDA - OND 001; PRESSA - PRS001; ELECTRA 4CH - ELC004; | Euromed sh.p.k | 07.12.2021 | LED Spa Via Selciatella 40 I-04011 Aprilia Italy | ONDA - OND 001; PRESSA - PRS001; ELECTRA 4CH - ELC004; | Iia | Pajisje te ndryshme per trajtime terapeutike. | tjeter
10800 | Temperature probe, fisher & Pakel series | Fedos sh.p.k | 07.12.2021 | Shenzen Upnmed Equipment Co., Ltd. 4th Floor, Building #1 East, Huihuang Idustrial Area, Xitian Community, Gongming Town, Guang,img New District, Shenzen, 518107, Guangdong, China | Temperature probe, fisher & Pakel series U600 series ,ODM-90007B (sipas listes bashkengjitur) | I | Sonda temperatura për neonat | Instrumenta shume perdorimeshe
10801 | Edenorm Free Solution 5% NaCl: OSD bottle 10 ml - TF16-01-1E; OSD bottle 2 ml - TF16-01-1F | CFO Pharma sh.p.k | 07.12.2021 | Fidia Farmaceutici S.p.a Via Ponte della Fbbrica, 3/A 35031 Abano Terme(PD)-Italy | Edenorm Free Solution 5% NaCl: OSD bottle 10 ml - TF16-01-1E; OSD bottle 2 ml - TF16-01-1F | Iia | Solucion oftalmik | Pajisje oftalmike dhe optike
10802 | i-scope® L Ophthalmoscope head - nr from : 10568 –to 10596-301 | Fedos sh.p.k | 07.12.2021 | Rudolf Riester GmbH BruckstraBe 31, D-72417 Jungingen, Germany | i-scope® L Ophthalmoscope head - nr from : 10568 –to 10596-301 | I | Koke oftalmoskopi per simptomat e retines. | Instrumenta shumperdorimesh
10803 | S.S. Cusco Speculum-Large: 29772 (UDI-DI: 802327900L0590010000000TV) | Fedos shpk | 09.12.2021 | GIMA S.P.A., Via Macroni 1, 20060 Gessate (MI) - Italy | S.S. Cusco Speculum-Large: 29772 (UDI-DI: 802327900L0590010000000TV) | l | Spekulum per ekzaminim nazal. | Instrumenta shumeperdorimesh
10804 | S.S. Cusco Speculum-Small: 29770 (UDI-DI: 802327900L0590010000000TV) | Fedos shpk | 09.12.2021 | GIMA S.P.A., Via Macroni 1, 20060 Gessate (MI) - Italy | S.S. Cusco Speculum-Small: 29770 (UDI-DI: 802327900L0590010000000TV) | l | Spekulum per ekzaminim nazal. | Instrumenta shumeperdorimesh
10805 | Patient Trolley - Removable Top: 27801 (UDI-DI: 80232790000V089906000008V) | Fedos shpk | 09.12.2021 | GIMA S.P.A., Via Macroni 1, 20060 Gessate (MI) - Italy | Patient Trolley - Removable Top: 27801 (UDI-DI: 80232790000V089906000008V) | l | Barrele pacienti e cmontueshme. | Instrumenta shumeperdorimesh
10806 | S.S. Cusco Speculum-Medium: 29771 (UDI-DI: 802327900L0590010000000TV) | Fedos shpk | 09.12.2021 | GIMA S.P.A., Via Macroni 1, 20060 Gessate (MI) - Italy | S.S. Cusco Speculum-Medium: 29771 (UDI-DI: 802327900L0590010000000TV) | l | Spekulum per ekzaminim nazal. | Instrumenta shumeperdorimesh
10807 | Guedel airways; Nasal oxygen set; Nasopharyngeal airways; Suction connecting tubes; Connectors, adaptors; Tubings, bubble tubings; Silicone tubings | Fedos shpk | 09.12.2021 | SUMI spółka z organiczoną odpowiedzialnością sp. k. Drobiarska 35, 05-070 Sulejówek, Poland | Guedel airways; Nasal oxygen set; Nasopharyngeal airways; Suction connecting tubes; Connectors, adaptors; Tubings, bubble tubings; Silicone tubings | ls | Tub Guedel, set oksigjeni nazal, tub nazofaringeal, tubat lidhes me thithje, tuba silikoni, tuba me flluska. | Pajisje anestezie dhe respiratore
10808 | 3i T3® Dental Implants | Brianza Dent shpk | 09.12.2021 | Biomet 3i LLC 4555 Riverside Drive Palm Beach Gardens Florida 33410, USA | 3i T3® Dental Implants (sipas listes se bashkengjitur) | llb | Implante dentare | Pajisje dentare
10809 | Sterile Dental Instruments | Brianza Dent shpk | 09.12.2021 | Biomet 3i LLC 4555 Riverside Drive Palm Beach Gardens Florida 33410, USA | Sterile Dental Instruments (sipas listes se bashkengjitur) | ls | Instrumente dentare | Pajisje dentare
10810 | Tracheal tubes; Tracheal tubes accessories; Tracheal intubation stylets, introducers, guides; Bronchial tubes, single and double lumen; Bronchial tubes accessories and connectors; Tracheostomy double lumen bronchial tubes; . Laryngeal masks; . HiCapno; Suction catheters; Stomach tubes; . Duodenal tubes; Suction handles; Suction handles, set; Suction handles, with filter; Closed suction systems; Silicone corrugated breathing tubings; Cricothyrotomy set; Percutaneous tracheostomy set | Fedos sh.p.k | 09.12.2021 | SUMI sp6tka z ograniczonc} odpowiedzialnoscic} sp. k. Drobiarska 35, 05-070 Sulej6wek, Poland | Tracheal tubes; Tracheal tubes accessories; Tracheal intubation stylets, introducers, guides; Bronchial tubes, single and double lumen; Bronchial tubes accessories and connectors; Tracheostomy double lumen bronchial tubes; . Laryngeal masks; . HiCapno; Suction catheters; Stomach tubes; . Duodenal tubes; Suction handles; Suction handles, set; Suction handles, with filter; Closed suction systems; Silicone corrugated breathing tubings; Cricothyrotomy set; Percutaneous tracheostomy set | Iia | Tubat trakeale, Aksesorë të tubave trakeal, Udhezues te intubimit trakeal, Tubat bronkial, me lumen tek dhe i dyfishtë, Aksesorë dhe lidhës të tubave bronkial, Trakeostomia tuba bronkial me lumen të dyfishtë, Maska laringale, HiCapno- Maske kapnografi, Set trakeostomie perkutane, Tuba frymëmarrjeje të valëzuara prej silikon –Kryesisht perdoren gjate procedurave te anestezise per te ndihmuar sistemin respirator Kateterët thithës/aspirimi, Tubat e stomakut, Tubat duodenale, Doreza aspirimi , SET Dorezash aspirimi , Doreza aspirimi , me filter, Sisteme aspirimi të mbyllura, , - Per perdorim gjate procedurave kirurgjikale Set krikotirotomi,- lejon ventilim të shpejtë dhe të sigurt në prani të problemeve akute respiratore me pengim të rrugëve të sipërme të frymëmarrjes. | Pajisje nje perdorimeshe
10811 | O2 Sensor | Fedos sh.p.k | 09.12.2021 | IT Dr. Gambert GmbH Hinter dem Chor 21 23966 Wismar Germ | O2 Sensor (sipas listes bashkengjitur) | Iia | Sensor oksigjeni per te monitoruar sasine e O2 qe I jepet pacientit me ane te pajisjeve respiratore | Instrumenta shumperdorimesh
10812 | Clip Gun and Accessories | O.E.S Distrimed sh.p.k. | 09.12.2021 | Medtronic B.V. Earl Bakkenstraat 10, 6422 PJ Heerlen, The Netherlands | Clip Gun and Accessories: Clip Gun Kit, One Kit - CG8900; Clip Gun Kit, 10 Kits - CG8901; Clip Gun Kit, Qty 10- CG8901A; Raney Clips, 20 Packs of 10 Clips each - CL8903; Clip Gun Magazine, Qty 5 - CM8902 | IIa | Pajisje per vendosjen e klipeve te skalpit dhe aksesoret per perdorim ne neurokirurgji | Pajisje nje perdorimeshe
10813 | G-WALK | Euromed shpk | 09.12.2021 | BTS SpA via Risorgimento 9, 35027 Noventa Padovana PD - Italy | G-WALK | l | Sistem portabel per analize funksionale te levizjes. | Tjeter
10814 | IVDD Reagents, Calibrators, Controls (sipas listes bashkengjitur) | Evita shpk | 09.12.2021 | Roche Diagnostics GmbH Sandhofer Strasse 116 D-68305 Mannheim GERMANY | IVDD Reagents, Calibrators, Controls (sipas listes bashkengjitur) | In Vitro | Reagente, kalibratore, kontrolle per perdorim laboratorik. | Pajisje te diagnostikimit in vitro
10815 | Reusable NIBP cuff and Disposable NIBP cuff and connector:U500 series, UD500 series ,PN series (sipas listes bashkengjitur) | Fedos sh.p.k | 09.12.2021 | Shenzhen Upnmed Equipment Co.,Ltd. – 4th Floor, Building# I East, Huihuang Industrial Area, Xitian Community. Gongming Town, Guangming New District, Shenzhen,5I8I07, Guangdong, China | Reusable NIBP cuff and Disposable NIBP cuff and connector:U500 series, UD500 series ,PN series (sipas listes bashkengjitur) | I | Mansheta nje perdorimshe dhe shume perdorimshe dhe kabuj lidhes per matjen e presionit arterial | Instrumenta shumperdorimesh
10816 | In Vitro Diagnostic Medical Devices | O.E.S Distrimed sh.p.k. | 09.12.2021 | Tulip Diagnostics [P] LTD Phase II C,Plot Nos.92,96 Verna Industrial Estate,Verna,Goa- 403 722.INDIA | In Vitro Diagnostic Medical Devices (sipas listes bashkengjitur) | In Vitro | Pajisje dhe reagente in vitro per perdorim laboratorik | Pajisje te diagnostikimit in vitro
10817 | In Vitro Diagnostic Medical Devices | O.E.S Distrimed sh.p.k. | 09.12.2021 | Tulip Diagnostics [P] LTD Phase II C,Plot Nos.92,96 Verna Industrial Estate,Verna,Goa- 403 722.INDIA | In Vitro Diagnostic Medical Devices (sipas listes bashkengjitur) | In Vitro | Pajisje dhe reagente in vitro per perdorim laboratorik | Pajisje te diagnostikimit in vitro
10818 | Patient Monitor | Biometric Albania sh.p.k | 09.12.2021 | Guangodong Biolight Meditech Co., Ltd. No.2 Innovation First Road, Technical Innovation Coast, Hi-tech Zone, Zhuhai, P.R. China | Patient Monitor: P1 (SN: P-103-E-000001~P-103--E999999); P12 (SN: P-104-E-000001~P-104-E-999999); P15 (SN: P-105-E-000001~P-105-E-999999); P18 (SN: P-106-E-000001~P-106-E-999999); P22 (SN: P-107-E-000001~P-107-E-999999) | IIb | Monitor pacienti per monitorimin e parametrave vitale te pacienteve. | Instrumenta shumeperdorimesh; Produkte per institucione te kujdeesit shendetesor
10819 | Dental Abutments | Brianza Dent sh.p.k | 09.12.2021 | Biomet 3i, LLC 4555 Riverside Drive, Palm Beach Gardens, Florida, 33410 USA | Dental Abutments- Low Profile Abutments (sipas listes bashkengjitur) | IIb | Kulte dentare | Pajisje dentare
10820 | Prosthetic componenets | Brianza Dent sh.p.k | 09.12.2021 | Biomax® S.p.A. Via Zamenhof Ludovico Lazzaro, 615-36100 Vicenca (VI), Italy | Prosthetic componenets (sipas listes bashkengjitur) | Iia | Aksesore protetike | Pajisje dentare
10821 | Dental Instruments (sipas listes bashkengjitur) | Brianza Dent shpk | 09.12.2021 | BIOMETt 3i LLC 4555 Riverside Drive, Palm Beach Gardens, FL 33410 USA | Dental Instruments (sipas listes bashkengjitur) | l | Instrumenta dentare. | Pajisje dentare
10822 | LED Curing Lights: DB686, DB686 Latte, DB686 Helen+, DB686 Deli, DB686 Ib, DB686 Super-Lux, DB686 Super-Dual, DB686 Penguin, DB686 NANO | Brianza Dent shpk | 09.12.2021 | Foshan COXO Medical Instrument C0., Ltd. BLDG 4, District A Guangdong New Light Source Industrial Base, South of Luocun Avenue Nanhai District Foshan 528226 Guangdong China | LED Curing Lights: DB686, DB686 Latte, DB686 Helen+, DB686 Deli, DB686 Ib, DB686 Super-Lux, DB686 Super-Dual, DB686 Penguin, DB686 NANO | l | Llampe kirugjikale. | Pajisje dentare
10823 | Instrumenta dentare | Primary Dental sh.p.k | 09.12.2021 | Sacred International Harrar, Rorus Road, Sialkot- Pakistan | Medical devices for dentistry (sipas listes bashkengjitur) | I | Instrumenta te ndryshme dentare | Pajisje dentare
10824 | Dental Surgical Kits | Brianza Dent sh.p.k | 09.12.2021 | Biomet 3i LLC 4555 Riverside Drive Palm Beach Gardens FL 33410 USA | Dental Surgical Kits (sipas listes bashkengjitur) | Iia | Sete kirurgjikale dentare | Pajisje dentare
10825 | In Vitro Diagnostic Medical Devices (sipas listes bashkengjitur) | O.E.S DISTRIMED shpk | 09.12.2021 | TULIP DIAGNOSTICS ¦P¦ LTD Phase II C, Plot Nos.92, 96, Verna Industrial Estate, Verna, Goa - 403 722. India | In Vitro Diagnostic Medical Devices (sipas listes bashkengjitur) | In Vitro | Pajisje dhe reagente diagnostikues , perdorim laboratorik. | Pajisje te diagnostikimit in vitro
10826 | In Vitro Diagnostic Medical Devices (sipas listes bashkengjitur) | O.E.S DISTRIMED shpk | 09.12.2021 | TULIP DIAGNOSTICS ¦P¦ LTD Phase II C, Plot Nos.92, 96, Verna Industrial Estate, Verna, Goa - 403 722. India | In Vitro Diagnostic Medical Devices (sipas listes bashkengjitur) | In Vitro | Pajisje dhe reagente diagnostikues , perdorim laboratorik. | Pajisje te diagnostikimit in vitro
10827 | SOLLIEVO PHYSIOLAX: ALLAS45COX, ALLAS27COX | Globalsher shpk | 09.12.2021 | ABOCA S.p.A. Società Agricola Località Aboca, 20 - 52037 Sansepolcro (AR) - Italy | SOLLIEVO PHYSIOLAX: ALLAS45COX, ALLAS27COX | lla | Trajtim fiziologjik i kapsllekut.. Produkti konsultohet te perdoret nga mosha 12 vjec e siper. | Pajisje terapie komplementare
10828 | In vitro diagnostic Medical Devices | O.E.S Distrimed sh.p.k | 09.12.2021 | TULIP DIAGNOSTICS P LTD Phase II C, Plot Nos. 92, 96, Verna Industrial Estate, verna, Goa 403-722 India | In vitro diagnostic Medical Devices (sipas listes bashkengjitur) | In Vitro | Reagente per perdorim laboratorik. | Pajisje diagnostikimi in vitro
10829 | tg fix Highly elastic tubular net bandage REF. 24240,24241,24242,24243,24244,24250,24251,24252,24253,24254,82816,82825,82826,82829,82830. | GEN-ALB FARMA Sh.p.k | 09.12.2021 | Lohmann & Rauscher International GmbH & Co. KG westerwaldstrabe 4 56579 Rengsdorf GERMANY | tg fix Highly elastic tubular net bandage REF. 24240,24241,24242,24243,24244,24250,24251,24252,24253,24254,82816,82825,82826,82829,82830. | I | Perdoret per te mbajtur veshjet e plageve dhe materialin per mbushje. | Pajisje nje perdorimeshe
10830 | Suprsorb F Film Dressing, off the roll REF : 20467,20468,20469,82084,82063,82064,2002950 | GEN-ALB FARMA Sh.p.k | 09.12.2021 | Lohmann & Rauscher International GmbH & Co. KG westerwaldstrabe 4 56579 Rengsdorf GERMANY | Suprsorb F Film Dressing, off the roll REF : 20467,20468,20469,82084,82063,82064,2002950 | I | Mbrojtese e pageve. | Pajisje nje perdorimeshe
10831 | Cord, 12 foot silicone: 8065128402 | PEGASUS shpk | 13.12.2021 | Alcon Laboratories, Inc. 6201 South Freeway, Forth Worth, Texas 76134-2099 USA | Cord, 12 foot silicone: 8065128402 | l | Aksesor bipolar i riperdorshem ne nderhyrjet kirurgjikale. | Tjeter
10832 | Capsular Tension Ring - Auroring - CTR10, CTR11, CC10L, CC10R, CC10LR, CC11L, CC11LR, CTS, CTRM | PEGASUS shpk | 13.12.2021 | Aurolab No. 1, Sivagangai Main Road, Veerapanjan, Mandurai 625020, India | Capsular Tension Ring - Auroring - CTR10, CTR11, CC10L, CC10R, CC10LR, CC11L, CC11LR, CTS, CTRM | llb | Pajisje qe sherbejne per te permiresuar centrimin e lentes intraokulare ne kirurgjine e syrit | Pajisje oftalmike dhe optike
10833 | Hypromellose ophtalmic solution USP 2%w/v - Aurovisc - Sterile Angular cannula 22G (2ml in Prefilled syringe) | PEGASUS shpk | 13.12.2021 | Aurolab No. 1, Sivagangai Main Road, Veerapanjan, Mandurai 625020, India | Hypromellose ophtalmic solution USP 2%w/v - Aurovisc - Sterile Angular cannula 22G (2ml in Prefilled syringe) | lla | Solucion viskoelastik me peshe te larte molekulare. Perdoret per injeksion intraokular gjate operacionit te segmentit anterior te syrit. | Pajisje oftalmike dhe optike
10834 | Hydrophilic Foldable Intraocular Lens with Disposable Cartridge and Injector - Micro fold, Aurofold, Auroflex - FH5600SQ | PEGASUS shpk | 13.12.2021 | Aurolab No. 1, Sivagangai Main Road, Veerapanjan, Mandurai 625020, India | Hydrophilic Foldable Intraocular Lens with Disposable Cartridge and Injector - Micro fold, Aurofold, Auroflex - FH5600SQ | llb | Lente intraokulare. | Pajisje oftalmike dhe optike
10835 | Trypan blue solution 0.06%w/v - Auroblue - 1ml | PEGASUS shpk | 13.12.2021 | Aurolab No. 1, Sivagangai Main Road, Veerapanjan, Mandurai 625020, India | Trypan blue solution 0.06%w/v - Auroblue - 1ml | lla | Tretesire per kirurgjine e syrit | Pajisje oftalmike dhe optike
10836 | Tubular Bandage | Gen-Alb Farma sh.p.k | 10.12.2021 | Lohman & Raucher International GmbH & Co. KG Westerwaldstrasse 4, 56579 Rengsdorf, Germany | Tubular Bandage tg : 24000, 24001, 24002, 24003, 24004, 24005, 24006, 24007, 24020, 24021, 24022, 24023, 24024, 24025, 24030, 24031 | I | Bandazh qe perdoret per te mbajtur veshjet e plageve dhe materialin e mbushjes si dhe per te mbrojtur lekuren nen kallepe sintetike dhe fasha kompresuese | Pajisje nje perdorimeshe
10837 | ARCHITECT 2nd Generation Testosterone Reagent Kit | Pegasus sh.p.k | 10.12.2021 | Abbott GmbH & Co. KG Max-Planck 2, 65205 Wiesbaden, Germany | Architect 2nd Generation Testosterone Reagent Kit 2P13-25 (100tests); Architect 2nd Generation Testosterone Reagent Kit 2P13-28 (100tests); Architect 2nd Generation Testosterone Reagent Kit 2P13-20 (400tests); 2P13-23 (400tests); Architect 2nd Generation Testosterone Calibrators 2P13-01; Architect 2nd Generation Testosterone Controls 2P13-10 | In Vitro | Eshte nje imunoanalize mikrogrimcash kemiluminishente qe sherben per percaktimin sasior te testosteronit ne serumin dhe plazmen njerezore | Pajisje te diagnostikimit in vitro
10838 | CELL-DYN Emerald 22 Instrument 09H59-01 | Pegasus sh.p.k | 10.12.2021 | Abbott Laboratories Diagnostics Division Abbott Park, IL 60064 USA | CELL-DYN Emerald 22 Instrument 09H59-01 | In Vitro | Eshte instrument per kruerjen e analizave te gjakut | Pajisje te diagnostikimit in vitro
10839 | BD Vacutainer® Manual ESR Seditainer® Stand | Pegasus sh.p.k | 10.12.2021 | Becton, Dickinson and Company. Belliver Industrial Estate, Belliver Way, Roborough, Plymouth, PL6 7BP, United Kingdom | BD Vacutainer® Manual ESR Seditainer® Stand - 366016 | In Vitro | Per te permiresuar rwezultatet klinike nepermjet standartizimit te shkalles se sedimentit te eritrociteve | Pajisje te diagnostikimit in vitro
10840 | Single use Biopsy Forceps | O.E.S Distrimed sh.p.k | 10.12.2021 | Micro-Tech (Nanjing) Co., Ltd. NO. 10 Gaoke Third Road, Nanjing National Hi-Tech, Industrial Development Zone, Nanjing 210032, Jiangsu Province, PR.China | Single use Biopsy Forceps (sipas listes bashkengjitur) | Iia | Instrumenta kirurgjikale per biopsi qe perdoren ne kirurgji te ndryshme. | Pajisje një përdorimëshe
10841 | Dornier Aries 2: Dornier Aries 2 with cart - K1040131; Dornier Aries 2 with standard applicator, without cart - K1042826 | 2A Pharma | 10.12.2021 | Dornier MedTech GmbH Argelsrieder Feld 7 82234 Weßling, Germany | Dornier Aries 2: Dornier Aries 2 with cart - K1040131; Dornier Aries 2 with standard applicator, without cart - K1042826 | llb | Pajisje e cila nepermjet valeve elektromagnetike sherben per trajtime urologjike dhe ortopedike | Instrumenta shumeperdorimesh
10842 | Suprasorb® C Kollagen-Wundverband/Collagen Wound Dressing: 20481, 20482, 20483, 23267, 23268, 23269 | Gen-Alb Farma shpk | 10.12.2021 | Lohmann & Rauscher Inernational GmbH & Co. KG Westerwaldstraße 4, 56579 Rengsdorf, GERMANY | Suprasorb® C Kollagen-Wundverband/Collagen Wound Dressing: 20481, 20482, 20483, 23267, 23268, 23269 | lll | Nxit dhe pershpejton formimin e indit granulues. Migrimi i fibroblasteve nxitet dhe stimulohet sinteza e kolagjenit. | Pajisje nje perdorimeshe
10843 | Latex Examination Gloves - Powder Free (Masterguard): XS, S, M, L, XL | FLORIFARMA shpk | 10.12.2021 | Top Glove Sdn. Bhd. Lot 4969, Jalan Teratai Batu 6, Off Jalan Meru, 41050 Klang, Selangor D. E., MALAYSIA | Latex Examination Gloves - Powder Free (Masterguard): XS, S, M, L, XL | l | Doreza jo sterile ekzaminimi pa puder per perdorim mjekesor, latex. | Pajisje nje perdorimeshe
10844 | BD Seditainer™ 4NC 0.105M 1.26ml Blood Collection Tubes - 366674 | Pegasus | 10.12.2021 | Becton, Dickinson and Company,Belliver Industrial Estate, Belliver Way, Roborough, Plymouth, PL6 7BP, United Kingdom | BD Seditainer™ 4NC 0.105M 1.26ml Blood Collection Tubes - 366674 | In vitro | Tuba manuale me permbajtje sodium citrate qe sherbejne per matjen e shkalles se sedimentimit te eritrociteve | Pajisje e diagnostikimit in vitro
10845 | BD Vacutainer® K3E 3.6 mg Plus Blood Collection Tubes - 367836; BD Vacutainer® K3E 7.2 mg Plus Blood Collection Tubes - 368860 | Pegasus | 10.12.2021 | Becton, Dickinson and Company,Belliver Industrial Estate, Belliver Way, Roborough, Plymouth, PL6 7BP, United Kingdom | BD Vacutainer® K3E 3.6 mg Plus Blood Collection Tubes - 367836; BD Vacutainer® K3E 7.2 mg Plus Blood Collection Tubes - 368860 | In vitro | Tuba manuale qe sherbejne per mbledhjen e mostrave te gjakut | Pajisje e diagnostikimit in vitro
10846 | BD Vacutainer® LH (Lithium Heparin) 68 I.U. Plus Blood Collection Tubes - 368884 | Pegasus | 10.12.2021 | Becton, Dickinson and Company,Belliver Industrial Estate, Belliver Way, Roborough, Plymouth, PL6 7BP, United Kingdom | BD Vacutainer® LH (Lithium Heparin) 68 I.U. Plus Blood Collection Tubes - 368884 | In vitro | Tuba manuale me heparin qe sherbejne si antikoagulante | Pajisje e diagnostikimit in vitro
10847 | BD Vacutainer® CAT (Clot Activator Tube) Plus Blood Collection Tubes - 369032 | Pegasus | 10.12.2021 | Becton, Dickinson and Company,Belliver Industrial Estate, Belliver Way, Roborough, Plymouth, PL6 7BP, United Kingdom | BD Vacutainer® CAT (Clot Activator Tube) Plus Blood Collection Tubes - 369032 | In vitro | Tuba manualeveshura me silikon per te pershpejtuar koagulimin | Pajisje e diagnostikimit in vitro
10848 | Oxygen Sensors: M-11k - 410115; M-16HL - 470716; M-42HL - 470131; M-80HL - 470231; MLF-16HL - 470816; | Fedos sh.p.k | 14.12.2021 | IT Dr. Gambert GmbH Hinter dem Chor 21 23966 Wismar Germany | Oxygen Sensors: M-11k - 410115; M-16HL - 470716; M-42HL - 470131; M-80HL - 470231; MLF-16HL - 470816; | Iia | Sensor oksigjeni per te monitoruar sasine e O2 qe I jepet pacientit me ane te pajisjeve respiratore | Instrumenta shumeperdorimesh
10849 | Procleix Reagent Preparation Incubator (RPI) 220-240 volt - 740817; Procleix Reagent Preparation Incubator 250 (RPI250) 220-240 volt - 740820 | Pegasus sh.p.k | 13.12.2021 | Grifols Diagnostic Solutions Inc. 4560 Horton Street Emeryville, CA 94608, USA | Procleix Reagent Preparation Incubator (RPI) 220-240 volt - 740817; Procleix Reagent Preparation Incubator 250 (RPI250) 220-240 volt - 740820 | In Vitro | Inkubatori ku pozicionohen instrumentat per kryrjen e analizave. | Pajisje diagnostikimi in vitro
10850 | Orthodontic Elements, Face Bows and Accessories | Çene | 13.12.2021 | Dentaurum GmbH & Co. KG Turnstr. 31 75228 Ispringen, Germany | Orthodontic Elements, Face Bows and Accessories (sipas listes se bashkengjitur) | lla | Maska ortodontike dhe aksesore | Pajisje dentare
10851 | Rotating Instruments | Çene | 13.12.2021 | Dentaurum GmbH & Co. KG Turnstr. 31 75228 Ispringen, Germany | Rotating Instruments (sipas listes se bashkengjitur) | lla | Freza carbide qe perdoren per te hequr materialin ngjites te braketave ne dhembe | Pajisje dentare
10852 | tomas® and tomas® PI Instruments, Tray and Impression Aids | Çene | 13.12.2021 | Dentaurum GmbH & Co. KG Turnstr. 31 75228 Ispringen, Germany | tomas® and tomas® PI Instruments, Tray and Impression Aids (sipas listes se bashkengjitur) | l | Mini vida qe perdoren per sistemin e ankorimit ne ortodonci | Pajisje dentare
10853 | Baldus® Touch 50/60/70 O2-N2O Mixer for Analgesia;Baldus® Touch Mobile 50/60/70 O2-N2O Mixer for Analgesia; Baldus® Bag T | Dental Shop Albania | 13.12.2021 | Baldus Sedation GmbH & Co. KG In der Langfuhr 32, 56170 Bendorf, Germany | Baldus® Touch 50/60/70 O2-N2O Mixer for Analgesia;Baldus® Touch Mobile 50/60/70 O2-N2O Mixer for Analgesia; Baldus® Bag T | llb | Pajisje anestezie per aplikime nen anestezi te pacienteve | Pajisje anestezie dhe respiratore
10854 | SPROTTE with Introducer | Pegasus sh.p.k | 13.12.2021 | PAJUNK GmbH Medizintechnologie Karl-Hall-Str. 1, 78187 Geisingen, Baden-Wurttemberg, Germany | SPROTTE with Introducer (sipas listes bashkengjitur) | III | Gjilpera qe perdoren per kryrjen e anestezise spinale gjate operacioneve. | Pajisje nje perdorimeshe
10855 | Elecsys Rubella IgM - 07027796190 | Evita | 13.12.2021 | Roche Diagnostics GmbH Sandhofer Strasse 116 D-68305 Mannheim, Germany | Elecsys Rubella IgM - 07027796190 | In vitro | Reagent per matjen e Rubella IgM | Pajisje te diagnostikimit in vitro
10856 | Elecsys Syphilis - 09015051190 | Evita | 13.12.2021 | Roche Diagnostics GmbH Sandhofer Strasse 116 D-68305 Mannheim, Germany | Elecsys Syphilis - 09015051190 | In vitro | Reagent per matjen e Syphilis | Pajisje te diagnostikimit in vitro
10857 | Elecsys Syphilis - 09015035190 | Evita | 13.12.2021 | Roche Diagnostics GmbH Sandhofer Strasse 116 D-68305 Mannheim, Germany | Elecsys Syphilis - 09015035190 | In vitro | Reagent per matjen e Syphilis | Pajisje te diagnostikimit in vitro
10858 | Contour Plus blood glucose monitoring system, consisting of: Contour Plus Blood Glucose Meter;Contour Plus Blood Glucose Test Strips;Contour Plus Controls | Trimed | 13.12.2021 | Ascensia Diabetes Care Holdings AG Peter Merian-Strasse 90, 4052 Basel, Switzerland | Contour Plus blood glucose monitoring system, consisting of: Contour Plus Blood Glucose Meter;Contour Plus Blood Glucose Test Strips;Contour Plus Controls | In vitro | Pajisje per matjen e glukozes ne gjak, perdorim vetjak | Tjeter
10859 | Oxygen Sensors | Fedos | 13.12.2021 | Analytical Industries Inc., 2855 Metropolitan Place, Pomona, California 91767 USA | Oxygen Sensors (sipas listes se bashkengjitur) | llb | Sensor oksigjeni per te monitoruar sasine e O2 qe I jepet pacientit me ane te pajisjeve respiratore | Instrumenta shumë përdorimësh
10860 | HS Surgical Microscope | Pegasus sh.p.k | 13.12.2021 | Haag-Streit Surgical GmbH & Co. KG Rosengarten 10 D-22880 Wedel Germany | HS Surgical Microscope (sipas listes bashkengjitur) | I | Jane mikroskop optik per kryrjen e operacioneve te syrit. | Pajisje oftalmike dhe optike
10861 | Magnetic Resonance Imaging coils: dS TorsoCardiac 1.5T; dS MSK S 1.5T; dS MSK M 1.5T | Health&Light sh.p.k | 13.12.2021 | Philips Healthcare (Suzhou) Co., Ltd. No.258, ZhongYuan Road Suzhou Industrial Park 215024 Suzhou, Jiangsu Province People's Republic of China | Magnetic Resonance Imaging coils (Basic UDI-DI - 0884838BM300 S9): dS TorsoCardiac 1.5T; dS MSK S 1.5T; dS MSK M 1.5T | lla | Antena, Bobina per marrjen dhe transmetimin e sinjalit RF qe perdoret per marrjen e imazheve ne rezonancen magnetike | Pajisje elektromekanike
10862 | 5906-COLTOSOL F SGL 38G; 5911-COLTOSOL F ECO 114G; 5930 -COLTOSOL F SPRITZEN 40G; 5935-Coltosol F Sample Syringe, 8 g; 5946-COLTOSOL F S SH 500 SGL; | Çene sh.p.k | 13.12.2021 | Coltene/Whaledent AG Feldwiesenstrasse 20 CH-9450 Altstatten | 5906-COLTOSOL F SGL 38G; 5911-COLTOSOL F ECO 114G; 5930 -COLTOSOL F SPRITZEN 40G; 5935-Coltosol F Sample Syringe, 8 g; 5946-COLTOSOL F S SH 500 SGL; | Iia | Cement per mbushjen provizore te dhembit | Pajisje dentare
10863 | Orthodontic Anchorage | Çene sh.p.k | 13.12.2021 | Dentaurum GmbH & Co. KG Turnstrabe 31 75228 Ispringen Germany | Orthodontic Anchorage (sipas listes bashkengjitur) | Iia | Minivida qe perdoren per sistemin e ankorimit ne ortodonci. | Pajisje dentare
10864 | Orthodontic Anchorage Systems | Çene sh.p.k | 13.12.2021 | Dentaurum GmbH & Co. KG Turnstrabe 31 75228 Ispringen Germany | Orthodontic Anchorage Systems (sipas listes bashkengjitur) | Iia | Minivida qe perdoren per sistemin e ankorimit ne ortodonci. | Pajisje dentare
10865 | Orthodontic Anchor Screws | Çene sh.p.k | 13.12.2021 | Dentaurum GmbH & Co. KG Turnstrabe 31 75228 Ispringen Germany | Orthodontic Anchor Screws (sipas listes bashkengjitur) | Iib | Minivida qe perdoren per sistemin e ankorimit ne ortodonci. | Pajisje dentare
10866 | Endoscopic instruments | 2A Pharma | 13.12.2021 | Changzhou Xin Neng Yuan Medical Stapler Co., Ltd. No.51, Shuishan Rd, Zhonglou Economic Development District 213023, Changzhou, Jiangsu, China. | Endoscopic instruments (sipas listes se bashkengjitur) | llb | Instrumenta shumeperdorimesh endoskopik | Instrumenta shumë përdorimësh
10867 | Elecsys HBsAg II Auto Confirm -08741034190 | Evita sh.p.k | 14.12.2021 | Roche Diagnostic GmbH Sandhofer Strasse 116 D-68305 Mannheim Germany | Elecsys HBsAg II Auto Confirm -08741034190 | In Vitro | Reagent per matjen e HBsAg II Auto Confirm. | Tjeter
10868 | Elecsys EBV IgM -08355274190 | Evita sh.p.k | 14.12.2021 | Roche Diagnostic GmbH Sandhofer Strasse 116 D-68305 Mannheim Germany | Elecsys EBV IgM -08355274190 | In Vitro | Reagent per matjen e EBV IgM. | Tjeter
10869 | Elecsys Tg II Confirmatory Test - 06513107190 | Evita sh.p.k | 14.12.2021 | Roche Diagnostic GmbH Sandhofer Strasse 116 D-68305 Mannheim Germany | Elecsys Tg II Confirmatory Test - 06513107190 | In Vitro | Reagent per matjen e Tg II Confirmatory Test. | Tjeter
10870 | HF-Instruments and accessories: Sphincterotomes SU/RU | Greemed sh.p.k | 15.12.2021 | ENDO-FLEX GmbH, Alte Hünxer Strasse 115, 46562 Voerde, Germany | HF-Instruments and accessories: Sphincterotomes SU/RU (sipas listes bashkengjitur) | IIb | Lak per prerje endoskopike | Tjeter
10871 | Pajisje anestezie | Dental Shop Albania sh.p.k | 15.12.2021 | Baldus Sedation GmbH & Co. KG In der Langfuhr 32, 56170 Bendorf, Germany | Baldus® Analog 50/60/70 O2-NO2 Mixer for Analgesia | IIa | Pajisje anestezie me O2 dhe NO2 | Pajisje anestezie dhe respiratore
10872 | Dental Ceramics | Çene sh.p.k | 15.12.2021 | Dentaurum GmbH & Co. KG Turnstrasse 31, 75228 Ispringen, Germany | Dental Ceramics (sipas listes bashkengjitur) | IIa | Qeramika dentare per restaurime | Pajisje dentare
10873 | Brilliant Flow | Çene sh.p.k | 15.12.2021 | Coltène/Whaledent AG Feldwiesenstrasse 20, 9450 Altstätten, Switzerland | Brilliant Flow (sipas listes bashkengjitur) | IIa | Kompozit i lengshem qe perdoret per mbushjen e dhembeve | Pajisje dentare
10874 | Dentistry-Polymer-based restorative materials | Çene sh.p.k | 15.12.2021 | Coltène/Whaledent AG Feldwiesenstrasse 20, 9450 Altstätten, Switzerland | Dentistry-Polymer-based restorative materials (sipas listes bashkengjitur) | IIa | Kompozit qe perdoret per mbushjen e dhembeve | Pajisje dentare
10875 | Procedure Packs | GEN-ALB FARMA Sh.p.k | 15.12.2021 | Bausch&Lomb, Incorporated 1400 N. Goodman St. Rochester, NY 14609 USA | Procedure Packs (sipas listes bashkengjitur) | Iib | Instrumenta mikrokirurgjikale me precizion, thika diamanti dhe instrumenta kirurgjikale me nje perdorim per nderhyrjet okulistike. | Pajisje oftalmike dhe optike
10876 | MR Patient Care Portal 5000 | Health&Light sh.p.k | 15.12.2021 | INVIVO, a devision of Philips Medical Systems 12151 Research Parkway Orlando, FL 32826 USA | MR Patient Care Portal 5000 | IIb | Monitor pacienti kompatibel me rezonancen manjetike. | Pajisje elektromekanike
10877 | Speedex (sipas listes bashkengjitur) | ÇENE shpk | 16.12.2021 | Coltène/Whaledent AG Feldwiesenstrasse 20, 9450 Altstätten, Switzerland | Speedex (sipas listes bashkengjitur) | l | Material per marrje mase. | Pajisje dentare
10878 | Diatech Silicone polishers (sipas listes bashkengjitur) | ÇENE shpk | 16.12.2021 | Coltène/Whaledent AG Feldwiesenstrasse 20, 9450 Altstätten, Switzerland | Diatech Silicone polishers (sipas listes bashkengjitur) | lla | Goma lustrimi. | Pajisje dentare
10879 | Synergy D6 (sipas listes bashkengjitur) | ÇENE shpk | 16.12.2021 | Coltène/Whaledent AG Feldwiesenstrasse 20, 9450 Altstätten, Switzerland | Synergy D6 (sipas listes bashkengjitur) | lla | Kompozit estetik per mbushjen e dhembit. | Pajisje dentare
10880 | Orthodontic Elements for removable Applicances - Orthodontic Facebows (UDI-DI: ++J01111Q010401I8Y); Orthodontic Devices Others (UDI-DI: ++J01111Q010499IB5) | ÇENE shpk | 16.12.2021 | Dentaurum GmbH & Co., KG Turnstraße 31, 75228 Ispringen, Germany | Orthodontic Elements for removable Applicances - Orthodontic Facebows (UDI-DI: ++J01111Q010401I8Y); Orthodontic Devices Others (UDI-DI: ++J01111Q010499IB5) | l | Maska ortodontike dhe aksesore qe perdoren per tekniken fikse dhe te levisshme ne orodonci. | Pajisje dentare
10881 | Bone Graft | Klinika Zogu I Pare shpk | 16.12.2021 | BMT Calsis Sağlik Teknolojileri San. Tic. A.Ş. Saray Mah. 1500 Cad. No: A 06980 Kahramankazan - Ankara/Turkey | SupraBone Bone Graft Substitute; SupraBone+ ASC Kit: Bone Graft Sunstitute with Bone Marrow Aspiration Kit ; SupraFelt-Cartilage Repair Substitute (sipas listes bashkengjitur) | III | Eshte graft kockor zevendesues te places kockore dhe riparim te kercit, te implantueshme, sterile qe perdoren per nje kohe te gjate, mbi 30 dite | Pajisje te implantueshme jo aktive
10882 | Allurion Gastric Balloon System | Salutalb sh.p.k | 16.12.2021 | Allurion Technologies, Inc. 14 Huron Drive Natick, MA 01760 USA | Allurion Gastric Balloon System: Allurion™ Device: FS010-21 Ref.10D; FS010-27 Ref.10D-AUS; Allurion™ Filler Kit: FD011-06 Ref.11D; Allurion™ Stylet: FD012-05 Ref.12D; Allurion™ Practice Capsule: FD013-04 Ref. 13D
10883 | Elecsys Chagas: 07028164190 | Evita shpk | 16.12.2021 | Roche Diagnostics GmbH Sandhofer Strasse 116 D-68305 Mannheim GERMANY | Elecsys Chagas: 07028164190 | In Vitro | Reagent per perdorim laboratorik per matjen e Chagas. | Pajisje te diagnostikimit in vitro
10884 | Elecsys Anti-HBc II: 09014926190 | Evita shpk | 16.12.2021 | Roche Diagnostics GmbH Sandhofer Strasse 116 D-68305 Mannheim GERMANY | Elecsys Anti-HBc II: 09014926190 | In Vitro | Reagent per perdorim laboratorik per matjen e Anti-HBc II. | Pajisje te diagnostikimit in vitro
10885 | Elecsys EBV EBNA IgG: 08355380190 | Evita shpk | 16.12.2021 | Roche Diagnostics GmbH Sandhofer Strasse 116 D-68305 Mannheim GERMANY | Elecsys EBV EBNA IgG: 08355380190 | In Vitro | Reagent per perdorim laboratorik per matjen e EBV EBNA IgG. | Pajisje te diagnostikimit in vitro
10886 | Peel-Away Introducer (sipas listes bashkengjitur) | Biometric Albania shpk | 16.11.2021 | Abbott Medical 5050 Nathan Lane North Plymouth, Minnesota 55442, USA | Peel-Away Introducer (sipas listes bashkengjitur) | lll | Udhezues peel-away per futjen e elektrodes ne trup. | Produkte per institucione te kujdesit shendetesor
10887 | Hypodermic Syringe without needle: 3ml LL EURO 200 S/C - 309658 | Pegasus | 16.12.2021 | Becton, Dickinson and Company (BD), 1 Becton Drive Franklin Lakes, NJ 07417, USA | Hypodermic Syringe without needle: 3ml LL EURO 200 S/C - 309658 | I | Pajisje nje perdorimshe sterile per te realizuar transferimin e mostrave per analize nga shiringa tek tubi I evakuimit | Pajisje nje perdorimshe
10888 | Microscope Slides: Slides Cut Edges - Silver Quality VBS653; Cover Slips 22x22mm - VBS636 | Pegasus | 16.12.2021 | Biosigma S.r.l ., Via Valletta, 6-Zona Ind. Cantarana 30010-Cona(VE)-Italy | Microscope Slides: Slides Cut Edges - Silver Quality VBS653; Cover Slips 22x22mm - VBS636 | In vitro | Pajisje in vitro per analizat mikroskopike te gjakut. | Pajisje te diagnostikimit in vitro
10889 | Gazin RK Gauze Ball, X-ray detectable | Gen-Albfarma | 16.12.2021 | Lohmann & Rauscher Inernational GmbH & Co. KG Westerwaldstraße 4, 56579 Rengsdorf, GERMANY | Gazin® RK: Gauze Ball, X-ray detectable (REF: 15182-15186, 15222, 15223) | lla | Gazin RK jane tamponët e përgatitjes kirurgjikale qe përmbajnë një fije kontrasti me rreze X te detektushme and pajisjet mjekesore. | Pajisje nje perdorimshe
10890 | Setpack® Toptex® Lite Laparotomy Swabs; Toptex® Lite Laparotomy Swabs | Gen-Albfarma | 16.12.2021 | Lohmann & Rauscher Inernational GmbH & Co. KG Westerwaldstraße 4, 56579 Rengsdorf, GERMANY | Setpack® Toptex® Lite Laparotomy Swabs; Toptex® Lite Laparotomy Swabs (sipas listes se bashkengjitur) | lla | Garzë pambuku absorbuese të paralarë dhe janë të përshtatshme për t'u përdorur në sallen e operacionit. | Pajisje nje perdorimshe
10891 | Elecsys Syphilis | Evita sh.p.k | 16.12.2021 | Roche Diagnostics GmbH, Sandhofer Strasse 116, D-68305 Mannheim | Elecsys Syphilis: 09014977190 | In Vitro | Reagent per perdorim laboratorik ne matjen e syphilis | Pajisje te diagnostikimit in vitro
10892 | Elecsys Anti-Sars-CoV-2 | Evita sh.p.k | 16.12.2021 | Roche Diagnostics GmbH, Sandhofer Strasse 116, D-68305 Mannheim | Elecsys Anti-Sars-CoV-2 : 09203079190 | In Vitro | Reagent per perdorim laboratorik ne matjen e syphilis | Pajisje te diagnostikimit in vitro
10893 | Elecsys HCG STAT | Evita sh.p.k | 16.12.2021 | Roche Diagnostics GmbH, Sandhofer Strasse 116, D-68305 Mannheim | Elecsys HCG STAT: 08890587190; 08890595190 | In Vitro | Reagent per perdorim laboratorik ne matjen e HCG Stat | Pajisje te diagnostikimit in vitro
10894 | S-Monovette®, Monovette®, S-Sedivette® : 01-06 | Fedos shpk | 16.12.2021 | Sarstedt AG & Co. KG Sarstedtstraße 1, D-51588 Nümbrecht, Germany | S-Monovette®, Monovette®, S-Sedivette® : 01-06 | In Vitro | Sistem shiringe per marrjen e gjakut, e mbushur me litium Heparine. | Pajisje te diagnostikimit in vitro
10895 | Velosorb Fast | O.E.S Distrimed sh.p.k. | 16.12.2021 | Riverpoint Medical LLC, 825 NE 25th Ave. Portland, OR 97232, USA | Velasorb™ Fast(PGLA Quick) - CVxxxx(G) CV=closure Velosorb; xxxx=sequentially assigned numbers, 0000-9999. SV(P)xxxx(G) SV=subcuticular Velosorb; xxxx=sequentially assigned numbers, 0000-9999. Uvxxxx(G) UV=urology Velosorb; xxxx=sequentially assigned numbers, 0000-9999 | III | Sutura kirurgjikale te bioabsorbueshme, perdorim ne kirurgji te ndryshme | Pajisje nje perdorimeshe
10896 | Sterile Dressings Adhesive | Farmatech sh.p.k | 16.12.2021 | Jiangsu Nanfang Medical Co., Ltd. 1 Guoxiang RD.Wujin Enconomic Development Zone 213149 Changzhou City, Jiangsu Province R.P. of China | Sterile Dressings Adhesive (sipas listes se bashkengjitur) | ls | Ankerplast me garze | Tjeter
10897 | Diagnostics Utrasound Apparatus | Pegasus | 17.12.2021 | Samsung Medison Co., LTD. 3366, Hanseo-ro, Nam-myeon Hongcheon-gun Gangwon-do 25108 Republic of Korea | Diagnostics Utrasound Apparatus HS30 (Trasducers: LN5-12; L5-12/50; CF4-9 C2-5; C2-8; PN2-4; EVN4-9 ER4-9; DP2B; SP3-8; VN4-8; EV2-10A; CA2-6BM) | lla | Pajisje per kryerjen e ekove te zemres | Tjeter
10898 | Diagnostic Ultrasound Apparatus HS60 Transducer:LA3-14AD, LA2-9A, LA3-16AI, LA4-18BD, LA3-16A, CA1-7AD, CA2-9AD, CA2-6BM, CF4-9, CA3-10A, EA2-11B, EA2-11AR, EA2-11AV, EV2-10A, PA1-5A, PA3-8B, PA4-12B, CV1-8AD, V5-9, VR5-9, CW6.0, DP2B , DP8B, MMPT3-7, ER4-9, EVN4-9 | Pegasus sh.p.k | 17.12.2021 | SAMSUNG MEDISON CO., LTD. 3366, Hanseo-ro, Nam-myeon, Hongcheon-gun, Gangwon-do 25108, Republic of Korea | Diagnostic Ultrasound Apparatus HS60 Transducer:LA3-14AD, LA2-9A, LA3-16AI, LA4-18BD, LA3-16A, CA1-7AD, CA2-9AD, CA2-6BM, CF4-9, CA3-10A, EA2-11B, EA2-11AR, EA2-11AV, EV2-10A, PA1-5A, PA3-8B, PA4-12B, CV1-8AD, V5-9, VR5-9, CW6.0, DP2B , DP8B, MMPT3-7, ER4-9, EVN4-9 | Iia | Pajisje per kryerjen e ekove. | Tjeter
10899 | DIART ONE 30mg/ml -3ml | MP GROUP sh.p.k | 15.12.2021 | DIACO BIOFARMACEUTICI S.R.L. Via Flavia, 124-34147 Trieste (TS)- Italy | DIART ONE 30mg/ml -3ml | III | Pajisje mjekesore e injektueshme qe perdoren ne patologjike ne lidhje me mungesen e lengut sinovial. | Tjeter
10900 | Mineral Based Dental Materials;Calcium Hydroxide dental filling materials; Dental desobturating devices;Non-sterile root canal irrigation cannulae;Zinc oxide based dental cements for endodontic and restorative applications | ProDental sh.p.k | 17.12.2021 | Produits Dentaires SA Rue des Bosquets 18 1800 Vevey Switzerland | Mineral Based Dental Materials;Calcium Hydroxide dental filling materials; Dental desobturating devices;Non-sterile root canal irrigation cannulae;Zinc oxide based dental cements for endodontic and restorative applications (sipas listes se bashkengjitur) | lla | Cemente, materiale mbushese, solucione per hapje kanalesh, pajisje irrigimi, materiale me oksid zinku | Pajisje dentare
10901 | Sterile Drapes and Sterile Procedure sets | Evita | 17.12.2021 | Su Biyomedikal Sistemler ve Saglik Hizmetleri Sanayi ve Ticaret Limited Sirketi, Orhangazi Mah. 1673. Sok. No:20/2-3 Esenyurt, Istanbul, Turkey | Sterile Drapes and Sterile Procedure sets: Extremity Surgery Pack - OESP-001; Knee Arthroscopy Surgery Pack - OKAP-001; Angiography Surgery Pack - ASP-007; Laporoscopy Surgery Pack - ALSP-001; General Surgery Pack - GSP-005; Minor Surgery Pack - GSP-006; HIP Arthroscopy Surgery Pack - OHAP-002 | lla | Beze sterile dhe sete sterile qe perdoren ne kirurgji te ndryshme | Pajisje nje perdorimshe
10902 | Crystoscopy Surgery Pack | Evita | 17.12.2021 | Su Biyomedikal Sistemler ve Saglik Hizmetleri Sanayi ve Ticaret Limited Sirketi, Orhangazi Mah. 1673. Sok. No:20/2-3 Esenyurt, Istanbul, Turkey | Crystoscopy Surgery Pack - GCYP-001 | ls | Set sterile qe perdoren ne kirurgji te ndryshme | Pajisje nje perdorimshe
10903 | X- Ray Bone Densitometer: PRIMUS; DEXXUM T; EXA-3000; EXCELLUS; DEXXUM T Quantum; | Fedos sh.p.k | 27.12.2021 | Osteosys Co., Ltd. 901 914, JnK Digitaltower, 111 Digital-ro 26, Guro-gu, Seoul, REPUBLIC OF KOREA | X- Ray Bone Densitometer: PRIMUS; DEXXUM T; EXA-3000; EXCELLUS; DEXXUM T Quantum; | Iib | Perdoret per te matur densitetin mineral kockor. | Pajisje diagnostikues edhe terapeutike me rrezatim
10904 | COMPRESSOR | Eurodenta | 17.12.2021 | EKOM spol. S.r.o Priemyselna 5031/18 921 01 Piest'any, Slloveni | COMPRESSOR (sipas listes se bashkengjitur) | l | Kompresor ajri per pajisjet mjekesore | Pajisje dentare
10905 | Plastic Wedges | Eurodenta | 17.12.2021 | Polydentia Sa Via Cantonale, 47 6805 Mezzovico-Vira Switzerland | Plastic Wedges (Basic UDI-DI: ++E299PLASTICWEDGESXQ) (sipas listes se bashkengjitur) | l | Kunja dentare plastike | Pajisje dentare
10906 | Infinity Anterior Vitrectomy Probe: 8065750157 | PEGASUS shpk | 17.12.2021 | Alcon Laboratories, Inc. 6201 South Freeway, Forth Worth, Texas 76134-2099 USA | Infinity Anterior Vitrectomy Probe: 8065750157 | llb | Pajisje qe perdoret per te vecuar lengun vitroz te syrit ne kirurgjine e syrit. | Pajisje oftalmike dhe optike
10907 | Curved Tip, .3 mm: 8065817601 | PEGASUS shpk | 17.12.2021 | Alcon Laboratories, Inc. 6201 South Freeway, Forth Worth, Texas 76134-2099 USA | Curved Tip, .3 mm: 8065817601 | lla | Pajisje qe perdoret ne procedurat kirurgjikale oftalmike. | Pajisje oftalmike dhe optike
10908 | 23 GA Straight Laser Probe: 8065750991 | PEGASUS shpk | 17.12.2021 | Alcon Laboratories, Inc. 6201 South Freeway, Forth Worth, Texas 76134-2099 USA | 23 GA Straight Laser Probe: 8065750991 | llb | Pajisje qe perdoet ne kirurgjine e syrit ne nderhyrjet e kataraktit. | Pajisje oftalmike dhe optike
10909 | Diagnostic Ultrasound Apparatus: RS85 Transducer(s): CA1-7A, E3-12A, CF4-9, CA2-8A, CA3-10A, EV3-10B, LV3-14A, V5-9, CV1-8A, LA3-16AI, L3-12A, LA3-16A, LA2-9A, LA4-18B, LM4-15B, PM1-6A, PA3-8B, PA4-12B, CW6.0, DP2B, MMPT3-7, EA2-11B, DP8B, CA1-7S, LA2-14A, PA1-5A, EA2-11AR, EA2-11AV, EV2-10A, LA3-22AI, LA4-18A | PEGASUS shpk | 17.12.2021 | Samsung Medison Co., LTD. 3366, Hanseo-ro, Nam-myeon Hongcheon-gun Gangwon-do 25108 Republic of Korea | Diagnostic Ultrasound Apparatus: RS85 Transducer(s): CA1-7A, E3-12A, CF4-9, CA2-8A, CA3-10A, EV3-10B, LV3-14A, V5-9, CV1-8A, LA3-16AI, L3-12A, LA3-16A, LA2-9A, LA4-18B, LM4-15B, PM1-6A, PA3-8B, PA4-12B, CW6.0, DP2B, MMPT3-7, EA2-11B, DP8B, CA1-7S, LA2-14A, PA1-5A, EA2-11AR, EA2-11AV, EV2-10A, LA3-22AI, LA4-18A | lla | Pajisje diagnostikuese per kryerjen e ekove. | Pajisje diagnostikuese dhe terapeutike me rrezatim
10910 | Medical Ophtalmic Devices (sipas listes bashkengjur) | Gen-Alb Farma shpk | 17.12.2021 | Bausch & Lomb GmbH Im Schuhmachergewann 4, 69123 Heidelberg, Germany | Medical Ophtalmic Devices (sipas listes bashkengjur) | lla | Pajisje oftalime qe sherbejne ne kirurgjine e syrit, ato bejne aplikimin e fluidit per mirembajtjene e dhomes se perparme. | Pajisje oftalmike dhe optike
10911 | Germocid Basic | ProDental | 17.12.2021 | Germo S.p.A. IT - 20032 Cormano (MI) - Via Giotto 19/21, Italy | Germocid Basic | lla | Dezinfektant per instrumentat dentare | Pajisje dentare
10912 | Macro-Wedges, assorted, 150pcs - 5030 | Eurodenta | 17.12.2021 | Polydentia Sa Via Cantonale, 47 6805 Mezzovico-Vira Switzerland | Macro-Wedges, assorted, 150pcs - 5030 | l | Kunja druri | Pajisje dentare
10913 | Hemo-Wedge | Eurodenta | 17.12.2021 | Polydentia Sa Via Cantonale, 47 6805 Mezzovico-Vira Switzerland | Hemo-Wedge: Hemo-Wedge, 11mm(XS), 200pcs - 5020;Hemo-Wedge, 12mm(S), 100pcs - 5021; Hemo-Wedge, 13mm(M), 100pcs - 5022; Hemo-Wedge, 15mm(L), 100pcs - 5023; Hemo-Wedge, 17mm(XL), 100pcs - 5024; Hemo-Wedge, assorted(XS-S-M-L), 400pcs - 5025 | l | Kunja druri hemostatike | Pajisje dentare
10914 | Endodontic accessories UDI-DI: ++E299ENDOACCESSORIESCT | Eurodenta sh.p.k | 20.12.2021 | POLYDENTIA SA Via Cantonale 47 CH-6805 Mezzovico-Vira, Switzerland | Endodontic accessories UDI-DI: ++E299ENDOACCESSORIESCT (sipas listes bashkengjitur) | I | Aksesore endodontik. | Pajisje dentare
10915 | Dental instruments | Eurodenta sh.p.k | 20.12.2021 | FFDM TIVOLY 78-80 avenue de la Prospective 18020 Bourges Cedex, FRANCE | Dental instruments (sipas listes bashkengjitur) | I | Instrumenta per pergatitjen e kanalit | Pajisje dentare
10916 | EMG/EP Measuring System (sipas listes bashkengjitur) | Fedos shpk | 20.12.2021 | Nihon Kohden Corporation 1-31-4 Nishiochiai, Shinjuku-ku Tokyo 161-8560, Japan | EMG/EP Measuring System (sipas listes bashkengjitur) | llb | Mikrokariogram me aksesoret perkates, per matjen e funksioneve te muskujve. | Pajisje elektromekanike
10917 | Electroencephalograph (sipas listes bashkengjitur) | Fedos shpk | 20.12.2021 | Nihon Kohden Corporation 1-31-4 Nishiochiai, Shinjuku-ku Tokyo 161-8560, Japan | Electroencephalograph (sipas listes bashkengjitur) | lla | Elektroencefalograme per regjistrimin e aktivitetit te trurit. | Pajisje elektromekanike
10918 | Finger Plugger 5136; Finger Spreader 5137 | Eurodenta sh.p.k | 20.12.2021 | FFDM TIVOLY 78-80 avenue de la Prospective 18020 Bourges Cedex, FRANCE | Finger Plugger 5136; Finger Spreader 5137 | I | Instrumenta per hapje kanali | Pajisje dentare
10919 | Soft Contact Lenses, Daily wear and extended wear (polymacon) | Gen-Albfarma | 20.12.2021 | Bausch & Lomb Incorporated, 1400 North Goodman Street Rochester, NY 14609 USA | Soft Contact Lenses, Daily wear and extended wear (polymacon) (sipas listes se bashkengjitur) | lla | Lente me material polmakoni | Pajisje oftalmike dhe optike
10920 | WHEELCHAIR WITH COMMODE BLUE- 808378; GOLDEN WHEELCHAIR BLUE-BLACK (SEAT 46CM)-0808481; WHEELCHAIR GEMINI (SEAT 46CM, 24'')-0811300; CEREBRAL PALSY WHEELCHAIR (SEAT WIDTH 36CM, HEAD SUPPORT)-0808505; INDOOR WHEELCHAIR BASIC IV (SEAT 46CM)-0810170; | FarmaNet sh.p.k | 20.12.2021 | MOBIAK S.A Kathiana Akrotiriou, Chania Crete Greece | WHEELCHAIR WITH COMMODE BLUE- 808378; GOLDEN WHEELCHAIR BLUE-BLACK (SEAT 46CM)-0808481; WHEELCHAIR GEMINI (SEAT 46CM, 24'')-0811300; CEREBRAL PALSY WHEELCHAIR (SEAT WIDTH 36CM, HEAD SUPPORT)-0808505; INDOOR WHEELCHAIR BASIC IV (SEAT 46CM)-0810170; | I | Karrige me rrota per persona me aftesi te kufizuar. | Produkte per institucione te kujdesit shendetesor
10921 | HIDROPHILIC COTTON; TOOT COTTON | ProDental sh.p.k | 20.12.2021 | EFHA PAMUK PLASTIK KOZMETIK MEDIKAL SANAYI TICARET LIMITED SIRKETI ERKENEZ MAHALLESI MUSTAFA YILMAZ CADDESI NO.4/4 DULKADIROGLU/ KAHRAMANMARAS/ TURKIYE | HIDROPHILIC COTTON; TOOT COTTON | I | Pambuk per perdorim dentar. | Pajisje dentare
10922 | Multipurpose Contact Lens Solution and Lens Care Kit | Gen-Albfarma | 20.12.2021 | Bausch & Lomb Incorporated, 1400 North Goodman Street Rochester, NY 14609 USA | Multipurpose Contact Lens Solution and Lens Care Kit (sipas listes se bashkengjitur) | llb | Linjë e plotë produktesh për kujdesin e lenteve të kontaktit të krijuara për ta bërë përvojën e përdorimit të lenteve tuaja të shëndetshme dhe komode. | Pajisje oftalmike dhe optike
10923 | Multi-Purpose Rigid Contact Lens Solution and Lens Care Kit | Gen-Albfarma | 20.12.2021 | Bausch & Lomb Incorporated, 1400 North Goodman Street Rochester, NY 14609 USA | Multi-Purpose Rigid Contact Lens Solution and Lens Care Kit (sipas listes se bashkengjitur) | llb | Linjë e plotë produktesh për kujdesin e lenteve të kontaktit të krijuara për ta bërë përvojën e përdorimit të lenteve tuaja të shëndetshme dhe komode. | Pajisje oftalmike dhe optike
10924 | LMA ProSeal™ : 150010, 150015, 150020, 150025 | ARLI PHARMA shpk | 20.12.2021 | Teleflex Medical IDA Buisness and Technology Park, Dublin Road, Athlone, Westmeath, Ireland | LMA ProSeal™ : 150010, 150015, 150020, 150025 | lla | Tuba qe perdoren ne anestezi. | Pajisje anestezie dhe respiratore
10925 | Dental Suction Equipment Aspina: DO-M; Dental Compressor with Suction Unit: DUO, DUO/M, DUO 2, DUO 2V, DUO 2/M, DUO 2V/M | EURODENTA shpk | 20.12.2021 | EKOM spol. S.r.o. Priemyslená 5031/18, 921 01 Piešt'any, Slovak Republic | Dental Suction Equipment Aspina: DO-M; Dental Compressor with Suction Unit: DUO, DUO/M, DUO 2, DUO 2V, DUO 2/M, DUO 2V/M | lla | Kompresor ajri me vakum per pajisjet mjekesore, dentare. | Pajisje dentare
10926 | Dental Suction Unit: DO 2.1, DO 2.1Z, DO 2.1-10, DO 2.1-10Z | EURODENTA shpk | 20.12.2021 | EKOM spol. S.r.o. Priemyslená 5031/18, 921 01 Piešt'any, Slovak Republic | Dental Suction Unit: DO 2.1, DO 2.1Z, DO 2.1-10, DO 2.1-10Z | l | Njesi vakumi per instrumentat dentar. | Pajisje dentare
10927 | Curasept ADS Perio mouthwash CS-02150 | Farmatech sh.p.k | 20.12.2021 | CURASEPT S.p.a Via G. Parini 19, I-21047 Saronno (VA) Italy | Curasept ADS Perio mouthwash CS-02150 | I | Shplares goje me klorexidine. | Tjeter
10928 | Curasept ADS Implant mouthwash CS-02151 | Farmatech sh.p.k | 20.12.2021 | CURASEPT S.p.a Via G. Parini 19, I-21047 Saronno (VA) Italy | Curasept ADS Implant mouthwash CS-02151 | I | Shplares goje me klorexidine. | Tjeter
10929 | BSS-500ml Glass Bottle - AQ500G | GEN-ALB FARMA Sh.p.k | 20.12.2021 | Bausch&Lomb, Incorporated 1400 N. Goodman St. Rochester, NY 14609 USA | BSS-500ml Glass Bottle - AQ500G | Iia | Hidraton dhe mbron indet dhe te gjitha qelizat gjate nderhyrjeve okkulistike. | Pajisje oftalmike dhe optike;
10930 | SARS-CoV-2 Antigen Rapid Test Kit (Colloidal Gold method) TC1002 (1 Test/kit; 20 testS/kit; 50 tests/kit) | Ital Techno sh.p.k | 20.12.2021 | BioTeke Corporation (Wuxi) Co., Ltd. 4th Floor, D5&2nd Floor, D3&1st Floor, D16, No.1719, Huishan Avenue, Wuxi, JiangSu, CN214174 | SARS-CoV-2 Antigen Rapid Test Kit (Colloidal Gold method) TC1002 (1 Test/kit; 20 testS/kit; 50 tests/kit) | In Vitro | Test I shpejte per detektimine sars covid. | Pajisje diagnostikimi in vitro
10931 | ISOMAR® Nasal aspirator - GA06401; ISOMAR® Isomar Nasal aspirator filters - GA06402 | Farmatech sh.p.k | 20.12.2021 | Coswell S.p.A. Via P. Gobetti, 4 - 40050 Funo di Argelato (BO), Italy | ISOMAR® Nasal aspirator - GA06401; ISOMAR® Isomar Nasal aspirator filters - GA06402 | l | Aspirator nasal per pastrimin e hundes se bebit, filtra per aspiratorin | Tjeter
10932 | ISOMAR Occhi - Sterile Eye drops single and multi dose | Farmatech sh.p.k | 20.12.2021 | Coswell S.p.A. Via P. Gobetti, 4 - 40050 Funo di Argelato (BO), Italy | ISOMAR Occhi - Sterile Eye drops single and multi dose: ISOMAR Occhi Eye Drops 10 x 0.5ml - GA13148; ISOMAR Occhi Eye Drops 10ml - GA10532; ISOMAR Occhi Plus Eye Drops 10ml - GA13562 | llb | Flakone multi dhe mono doze me pika per sy per qetesim lubrifikim dhe hidratim | Tjeter
10933 | Nasal/Ears Aprays no gas with hypertonic and isotonic Sea water | Farmatech sh.p.k | 20.12.2021 | Coswell S.p.A. Via P. Gobetti, 4 - 40050 Funo di Argelato (BO), Italy | Nasal/Ears Aprays no gas with hypertonic and isotonic Sea water: ISOMAR Baby No Gas Spray 30ml - GA07631; ISOMAR Nose Decongestant Spray No Gas 30ml - GA10071; ISOMAR Allergies Spray - GA08973 | l | Spray me uje deti per hundet e femijeve | Tjeter
10934 | Europa B EVO 20, Line 7 stream sterilizer | Montal | 20.12.2021 | Tecno-Gas S.p.A Strada Cavalli n. 4, 43038, Sala Baganza, Parma, Italy | EUROPA B EVO 20, Line 7 stream sterilizer - REF: 2033CLS | llb | Autoklave per sterilizim | Pajisje elektromekanike
10935 | In vitro diagnostic device | Genius | 20.12.2021 | BODITECH MED INC. 43, Geodudanji 1-Gil, Dongnae-Myeon Chuncheon-Si, Gang-Won-Do 24398 Republic of Korea | In vitro diagnostic device (sipas listes se bashkengjitur) | In Vitro | Reagente laboratorike in vitro | Pajisje te diagnostikimit in vitro
10936 | Clip Appliers | Fedos sh.p.k | 21.12.2021 | Microline Surgical, Inc. 50 Dunham Road, Suite 1500, Beverly, Massachusetts 01915, USA | Clip Appliers (sipas listes bashkengjitur) | IIb | Kapse metalike per mbylljen e prerjeve gjate operacioneve laparoskopike | Pajisje nje perdorimeshe
10937 | Pajisje ndihmese kompatibel me rezonancen magnetike | Health & Light shpk | 21.12.2021 | Philips Medical Systems Nederland B.V. Veenpluis 6, 5684 PC Best, The Netherlands | Acoustic Hood; Flex Trak; HA Flex Trak; HA Flex Trak II; Trolley; Tabletop Extendee (Basic UDI-DI - 0884838BM474TB) | I | Kape akustike; Shtrat transporti; Shtrat transporti me rregullim lartesie; Karrel; Zgjatues shtrati | Pajisje elektromekanike
10938 | Pippetta Pasteur | Pegasus sh.p.k | 21.12.2021 | Biosigma S.p.A. Via Valletta, 6- Zona Ind.Cantarana 30010- Cona (VE) - Italy | Pippetta Pasteur 3 ml in PE - BSV136 | In Vitro | Perdoren per transferimin e lengjeve biologjike dhe kimike te shkallezuara, jo sterile me vellim 3ml | Pajisje te diagnostikimit in vitro
10939 | LenSx Laser | Pegasus sh.p.k | 21.12.2021 | Alcon Laboratories, Inc. 6201 South Freeway, Fort Worth, TX 76134-2099, USA | LenSx Laser Patient Interface - 8065998163; LenSx Laser SoftFit Patient Interface - 8065998225 | IIa | Eshte lente qe perdoret gjate procedures se kataraktit te syrit | Pajisje oftalmike dhe optike
10940 | Infinit Ultrasound Pak | Pegasus sh.p.k | 21.12.2021 | Alcon Laboratories, Inc. 6201 South Freeway, Fort Worth, TX 76134-2099, USA | Infinit Ultrasound Pak: PAK, BASIC US, INFINITI - 8065741080 | IIa | Perdoret ne proceduren e zevendesimit te kockes | Pajisje oftalmike dhe optike
10941 | Intergard Knitted Straight | Fedos sh.pk. | 21.12.2021 | INTERVASCULAR SAS. Z.I. Athèlia 1, 13705 La Ciotat Cedex, France | Collagen Coated Vascular Graft and Patches (sipas listes bashkengjitur) | III | Grafte dhe fasha per zevendesimin dhe riparimin e neve te gjakut te veshura me kolagjen te thurur, te drejta dhe te degezuara per perdorim ne kirurgjine vaskulare | Pajisje te implantueshme jo aktive
10942 | Breast Implants | Sombrero shpk | 21.12.2021 | Laboratoires ARION, Parc Haute Technologie, 694 Av. Fr Maurice Donat - BP1214, 06250 MOUGINS SOPHIA ANTIPOLIS CEDEX, France | Monobloc®-Silicone SoftOne® Breast Implants(sipas listes bashkengjitur) | III | Implante gjiri | Tjeter
10943 | Akreos Posterior Chamber Intraocular Lens | GEN-ALB FARMA Sh.p.k | 21.12.2021 | Bausch&Lomb, Incorporated 1400 N. Goodman St. Rochester, NY 14609 USA | Akreos Posterior Chamber Intraocular Lens( sipas listes bashkengjitur) | Iib | Lente intraokulare te dhomes se pasme thithese ultraviolet. | Pajisje oftalmike dhe optike;
10944 | 606.20.110-AH Plus Standard Package;606.20.115- AH Plus Jet Staeter Kit;606.20.118- AH Plus Jet Rifill; 606.20.116-AH Plus Jet Mixing Tips Refill; 606.22.1010-TopSeal Intro Pack; | Bora Dental Albania Sh.p.k | 21.12.2021 | Dentsply DeTrey GmbH De-Trey-Str. 1 78467 Konstanz Germany | 606.20.110-AH Plus Standard Package;606.20.115- AH Plus Jet Staeter Kit;606.20.118- AH Plus Jet Rifill; 606.20.116-AH Plus Jet Mixing Tips Refill; 606.22.1010-TopSeal Intro Pack; | Iia; I; | Material per mbushjen e kanalit te dhembeve | Pajisje dentare
10945 | Steel Commode Chair | Farma Net Albania shpk | 21.12.2021 | MOBIAK S.A Kathiana Akrotiriou-Chania -Crete- Greece | STEEL COMMODE CHAIR - 0809176; WHEELED FOLDABLE TOILET - 0809156; COMMODE CHAIR, FOLDABLE - 0804455 (UDI-DI 521300690COMMODECHAIRS7V2); | I | Pajisje tualeti qe paloset dhe sherben per te ndihmuar personat me aftesi te kufizuar | Produkte per institucione te kujdesit shendetesor
10946 | LMA Classic and ProSeal | ArliPharma sh.p.k | 21.12.2021 | Teleflex Medical, IDA Business and Technology Park, Dublin Road, Athlone, Westmeath, Ireland | LMA Classic™ - 100010; 100015; 100020; 100025; 100030; 100040; 100050; 100060. LMA ProSeal™- 150030; 150040; 150050 | Iia | Tuba qe perdoren ne anestezi. | Pajisje nje perdorimeshe
10947 | SofLens daily disposable (hilafilcon B) Visibility Tinted Contact Lens; SofLens daily disposable Totic (hilafilcon B) Visibility Tinted Contact Lens; Naturelle daily disposable (hilafilcon B) Cosmetically Tinted Contact Lens; SofLens 59 (hilafilcon B) Visibility Tinted Contact Lens; SofLens 59 (hilafilcon B) Visibility Tinted Contact Lens for Daily Wear; SofLens Comfort (hilafilcon B) Visibility Tinted Contact Lens | Gen-Alb Farma shpk | 22.12.2021 | Bausch & Lomb, Incorporated 1400 N. Goodman St. Rochester, NY 14609 USA | SofLens daily disposable (hilafilcon B) Visibility Tinted Contact Lens; SofLens daily disposable Totic (hilafilcon B) Visibility Tinted Contact Lens; Naturelle daily disposable (hilafilcon B) Cosmetically Tinted Contact Lens; SofLens 59 (hilafilcon B) Visibility Tinted Contact Lens; SofLens 59 (hilafilcon B) Visibility Tinted Contact Lens for Daily Wear; SofLens Comfort (hilafilcon B) Visibility Tinted Contact Lens | lla | Pajisje optike qe indikohen per korrigjimin e konsumit ditor te ametropise refraktive. | Pajisje oftalmike dhe optike
10948 | Soft Corrective contact Lens, Extended-Wear, Therapeutic Contact Lens (balafilcon A) (sipas listes bashkengjitur) | Gen-Alb Farma shpk | 22.12.2021 | Bausch & Lomb, Incorporated 1400 N. Goodman St. Rochester, NY 14609 USA | Soft Corrective contact Lens, Extended-Wear, Therapeutic Contact Lens (balafilcon A) (sipas listes bashkengjitur) | lla | Pajisje optike qe ka perdorim te perditshem ose perdorim te zgjatur nga 1 deri ne 30 dite ndermjet heqjeve, per pastrim ose dezinfektim. | Pajisje oftalmike dhe optike
10949 | Bausch + Lomb ULTRA® ONE DAY (kalifilcon A) Contact Lenses; Bausch + Lomb INFUSE™ (KALIFILCON a) one-day Soft (Hydrophilic) Contact Lenses | Gen-Alb Farma shpk | 22.12.2021 | Bausch & Lomb, Incorporated 1400 N. Goodman St. Rochester, NY 14609 USA | Bausch + Lomb ULTRA® ONE DAY (kalifilcon A) Contact Lenses; Bausch + Lomb INFUSE™ (KALIFILCON a) one-day Soft (Hydrophilic) Contact Lenses | lla | Lente kontakti qe ofrojne nje sistem te plote lageshti+rehati me teknologji te avancuar. | Pajisje oftalmike dhe optike
10950 | Endomethasone Liquid: 150S | EURODENTA shpk | 22.12.2021 | SEPTODONT 58 rue du Pont De Creteil 94107 Saint Maur des Fosses, Cedex - France | Endomethasone Liquid: 150S | lla | Cement oksid zinku. | Pajisje dentare
10951 | Endomethasone N: 149S/14, 149S/42 | EURODENTA shpk | 22.12.2021 | SEPTODONT 58 rue du Pont De Creteil 94107 Saint Maur des Fosses, Cedex - France | Endomethasone N: 149S/14, 149S/42 | lll | Cement oksid zinku. | Pajisje dentare
10952 | Unaza dentare | Eurodenta shpk | 22.12.2021 | POLYDENTIA SA, Via Cantonale, 47, 6805 Mezzovico-Vira, Switzerland | ID-Rings (sipas listes bashkengjitur) | I | Unaza dentare. | Pajisje dentare
10953 | Pinca dentare | Eurodenta shpk | 22.12.2021 | POLYDENTIA SA, Via Cantonale, 47, 6805 Mezzovico-Vira, Switzerland | Dental Forceps : Forceps for Quickmat Deluxe Rings - 5702; myQuickmatrix Forceps - 5703; myForceps-5707 (UDI-DI E299DENTALFORCEPSD7 | I | Pinca dentare | Pajisje dentare
10954 | Material per proteza, rezine | Eurodenta shpk | 22.12.2021 | POLYDENTIA SA, Via Cantonale, 47, 6805 Mezzovico-Vira, Switzerland | myCustom Resin 6811 | I | Material per proteza, rezine | Pajisje dentare
10955 | Silicone Oils | Gen-Alb Farma sh.p.k | 22.12.2021 | Bausch + Lomb, Incorporated, 1400 North Goodman St. Rochester NY, 14609, USA | Silicone Oils: Oxane 1300 10ml syringe - VRL500; Oxane 5700 10ml syringe - VRL600; Oxane Hd 10ml syringe - VRL700; | IIb | Indikohet te perdoret si tamponade e \gjatur e retunes ne raste te perzgjedhura te shkeputjeve te komplikuara te retines, ku nderhyrjet e tjera nuk jane te pershtatshme | Pajisje oftalmike dhe optike
10956 | Amvisc/Amvisc Plus | Gen-Alb Farma sh.p.k | 22.12.2021 | Bausch + Lomb, Incorporated, 1400 North Goodman St. Rochester NY, 14609, USA | Amvisc/Amvisc Plus: Amvisc 0.8ml - 59081L; Amvisc Plus 0.8ml - 60081L | IIb | Eshte projektuar ne menyre molekulare me nje game te gjithanshme kohezioni qe siguron mbajtje te qendrueshme | Pajisje oftalmike dhe optike
10957 | Germocid Instruments | Prodental shpk | 22.12.2021 | GERMO S.p.A. IT - 20032 Cormano (MI) - Via Giotto 19/21 | Germocid Instruments | llb | Desinfektant per pajisje dentare. | Pajisje dentare
10958 | COVID-19 Antigen Rapid Test Casette | Ital Techno shpk |  | Hangzhou Clongene Biotech Co., Ltd. No.1 Yichuang Road, Yuhang Sub-district, Yuhang District, 311121 Hangzhou, China | COVID-19 Antigen Rapid Test Casette | In Vitro | Test i shpejte antigjenik per detektimin e sars covid. | Pajisje te diagnostikimit in vitro
10959 | Dornier Delta | 2A Pharma sh.p.k | 22.12.2021 | Dornier MedTech GmbH, Argelsrieder Feld 7, 82234 Webling, Deutschland | Dornier Delta III (sipas listes bashkengjitur) | Iib | Eshte nje lototripet i cili ofron imazhe me te qarta dhe ndihmon ne fushen e urologjise ne largimin e gureve te veshkave te pacienteve | Tjeter
10960 | Curasept ads - gel parodontale, non sterile | FARMATECH shpk | 22.12.2021 | CURASEPT S.p.A., Via G. Parini 19, 21047 Saronno (VA), Italy | Curasept ads - gel parodontale, non sterile | lll | Xhel periodontal me klorheksidine per infalmacione ne mukozen orale. | Pajisje terapie komplementare
10961 | Mac-Lab, CardioLab, ComboLab, SpecialsLab Recording Systems - Version 6.9.6 including accessories and components (sipas listes bashkengjitur) | MONTAL shpk | 22.12.2021 | GE Medical Systems Information Technologies, Inc 8200 West Tower Avenue, Milwaukee, Wisconsin 53223, United States | Mac-Lab, CardioLab, ComboLab, SpecialsLab Recording Systems - Version 6.9.6 including accessories and components (sipas listes bashkengjitur) | llb | Sisteme te monitorimit te kateterizimit kardiak dhe sisteme te analizes elektrofiziologjike kardiake. | Pajisje terapie komplementare
10962 | ISOMAR Spray Gas | Farmatech sh.p.k | 23.12.2021 | Coswell S.p.A. Via P. Gobetti, 4 - 40050 Funo di Argelato (BO), Italy | ISOMAR Spray Gas - Nose and ear spray with isotonic hypertonic seawater with propellant(nitrogen): ISOMAR Decongestant Spray, from 50ml - GA13602; ISOMAR Daily Hygiene Spray, from 100ml - GA13599; ISOMAR Nose and Ears Dily Hygiene Spray. From 100ml - GA10070; ISOMAR Nose Decongestant Spray + Hyaluronic Acid 100ml - GA13604; ISOMAR Baby Spray + Chamomile 100ml - GA13600 | IIa |  | Tjeter
10963 | ISOMAR Flaconcini | Farmatech sh.p.k | 23.12.2021 | Coswell S.p.A. Via P. Gobetti, 4 - 40050 Funo di Argelato (BO), Italy | ISOMAR Flaconcini - Ipertonic-Isotonic Sterile Solution: ISOMAR Daily Hygiene Vials 20x5ml - GA17372; ISOMAR Nose Decongestant Vials 20x5ml - GA17373 | IIa | Flakone me uje deti per pastrimin e mukozave dhe lehtesimin e highienes | Tjeter
10964 | ISOMAR Flaconcini | Farmatech sh.p.k | 23.12.2021 | Coswell S.p.A. Via P. Gobetti, 4 - 40050 Funo di Argelato (BO), Italy | ISOMAR Flaconcini - Ipertonic-Isotonic Sterile Solution: ISOMAR Daily Hygiene Vials 20x5ml - GA13389; ISOMAR Nose Decongestant Vials 18x5ml - GA10074 | IIa | Spraj deti me hipertonik per lirimin e hundeve te bllokuara | Tjeter
10965 | Dexeryl | Bylis Pharma | 23.12.2021 | Pierre Fabre Medical Device, 29 avenue du Sidobre, 81106 Castres Cedex, France | Skin moisture barrier dressing DP0364, 250g, 10g - PR0562: Dexeryl 250g - 231082, 249128; Dexeryl 10g - 231091; 249189 | IIa | Eshte nje krem jos terli mbrojtes qe indikohet ne trajtimin e shenjave dhe simptomave te lekures se thate, vecanerisht ne kontekstikn e disa dermatozave | Tjeter
10966 | Pajisje per institucionet shendetesore | Montal sh.p.k | 23.12.2021 | MEDIKAL 200 TIBBI CIHAZLER VE ILERI TEKNOLOJI SAN. VE TIC. A.Ş Büyükkayacik OSB Mah. T.Ziyaeddin Akbulut Cad. Fabrika Üretim Apt. No:19A/1 42300 Selcuku - Konya / Turkiye | Medical Devices for hospital use (sipas listes bashkengjitur) | I | Shtreter spitalor, barela, mbajtese serumi, tavolina ekzaminimi per foshnjat | Pajisje elektromekanike
10967 | Reagente diagnostikues in vitro | Genius sh.p.k | 23.12.2021 | Rayto Life and Analytical Sciences Co., Ltd. 2F, 5th Building, Software Park, No.2 Gaoxinzhong 3rd Road, Yuehai subdistrict, Nanshan 518057 Shenzen, PR of China | In Vitro diagnostics devices (sipas listes bashkengjitur) | In Vitro | per te punuar analizat hematologjike | Tjeter
10968 | Micro slides for blood smears (sipas listes bashkengjitur) | Fedos shpk | 28.12.2021 | Paul Marinefeld GmbH & Co. KG Am Wöllerspfad 4, 97922 Lauda-Königshofen, Deutschland | Micro slides for blood smears (sipas listes bashkengjitur) | In Vitro | Lama per kontrollin e mostrave te gjakut ne mikroskop. | Pajisje te diagnostikimit in vitro
10969 | Cover glasses for blood and tissue sections (sipas listes bashkengjitur) | Fedos shpk | 28.12.2021 | Paul Marinefeld GmbH & Co. KG Am Wöllerspfad 4, 97922 Lauda-Königshofen, Deutschland | Cover glasses for blood and tissue sections (sipas listes bashkengjitur) | In Vitro | Lama mbuluese prej qelqi per kontrollin e mostrave te gjakut dhe indeve ne mikroskop. | Pajisje te diagnostikimit in vitro
10970 | In Vitro Medical Devices (sipas listes bashkengjitur) | Ment-Pharma shpk | 28.12.2021 | F.L. Medical s.r.l. Unipersonale Torreglia (PD) Via Enrico Mattei, 20 | In Vitro Medical Devices (sipas listes bashkengjitur) | In Vitro | Test Tube, Maja, pipeta dhe gota laboratori in-vitro per analiza laboratorike. | Pajisje te diagnostikimit in vitro
10971 | Linja per transmetimin e ujit fiziologjik | Shift sh.p.k | 28.12.2021 | OMNIA S.R.L. Via Francesco Delnevo 190, 43036 Fidenza (PR)- Italia | Sterile patient protection (sipas listes bashkengjitur) | Is | Pajisje mjekesore sterile per mbrojtjen e pacientit dhe operatorit per parandalimin ekontamineve | Pajisje dentare; Pajisje nje perdorimeshe
10972 | SARS-CoV-2 Antigen Rapid Test Kit (Colloidal Gold immunochromatography) 20tests/box(1test/bag x 20 bags); 40tests/box (1test/bag x 40 bags) | ITAL TECHNO | 28.12.2021 | JOYSBIO (Tianjin) Biotechnology Co., Ltd. Tianjin International Joint Academy of Biotechnology & Medicine 9th floor, No.220, Dongting Road, TEDA 300457 Tianjin, China | SARS-CoV-2 Antigen Rapid Test Kit (Colloidal Gold immunochromatography) 20tests/box(1test/bag x 20 bags); 40tests/box (1test/bag x 40 bags) | In Vitro | Test i shpejte per detektimin e antigjeneve te SARS-CoV-2 ne materialin nazal dhe faringeal. | Pajisje te diagnostikimit in vitro
10973 | Instrumenta dentare jo sterile | Shift sh.p.k | 28.12.2021 | OMNIA S.R.L. Via Francesco Delnevo 190, 43036 Fidenza (PR)- Italia | Non-surgical dental hand instruments (reusable), (sipas listes bashkengjitur) | I | Instrumenta shumeperdorimesh dentare jo sterile | Pajisje dentare; Instrumenta shumeperdorimesh
10974 | Real Time Quantitative Thermal Cycler FMR3 | Ital Techno sh.p.k | 28.12.2021 | Nanjing Vazyme Medical Technology Co., LTD. Floor 1-3, Building C2, Red Maple Park of Technological Industry, Kechuang Road, Economy & Technology Development Zone, nanjing, China | Real Time Quantitative Thermal Cycler FMR3 | In Vitro | Pajisje laboratorike qe sherben per berjen e testeve PCR. | Pajisje diagnostikimi in vitro
10975 | Non-sterile Patient Protection | Shift | 28.12.2021 | Omnia S.r.l. Via Francesco Delnevo, 190 -43036, Fidenza (Parma), Italy | Non-sterile Patient Protection (sipas listes se bashkengjitur) | l | Mbrojtje per pacientin jo sterile | Pajisje dentare; Pajisje nje perdorimeshe
10976 | MetaClass | Fedos sh.p.k | 28.12.2021 | MICROPTIC S.L. Av. Josep Tarrandellas 8, 1 - 5, 08029 - Barcelona, Spain | MetaClass (Karyotyping and fish system) | In Vitro | Perdoret per identifikimin e anomalive te semundjeve te gjakut | Tjeter
10977 | Audiometer; Auditory Function Screening Device; Evoked Potential Audiometry Instruments; Middle Ear Analysers | Mse | 28.12.2021 | MAICO Diagnostics GmbH Sickingenstr. 70-71, 10553 Berlin, Germany | Audiometer; Auditory Function Screening Device; Evoked Potential Audiometry Instruments; Middle Ear Analysers (sipas listes se bashkengjitur) | lla | Pajisje per matjen e nivelit te degjimit | Tjeter
10978 | High Pressure Syringe | 2A Pharma | 28.12.2021 | SHENZHEN ANT MEDICAL DEVICES CO.,LTD Add: 18 Jinhui Ave., Pingshan New District, Shenzhen, 518122, China | High Pressure Syringe (sipas listes bashkengjitur) | lla | Shiringe kontrasti me presion per injektim kontrasti per skaner | Tjeter
10979 | Novel Coronavirus (2019-nCoV) | Ital Techno sh.p.k | 29.12.2021 | Sansure Biotech Inc. NO.680, Lusong Road, Yuelu District 410205 Changsha People's Republic of China | Novel Coronavirus (2019-nCoV) Nucleic Acid Diagnostic Kit (PCR-Fluorescence Probing) - S3102E 24 tests/kit | In Vitro | Test PCR qe perdoren per detektimin e covif | Pajisje te diagnostikimit in vitro
10980 | Ultrasonic surgical system, Disposable Hemorrhoidal Curcular staples, Linear cutting Stapler and single use loading unit | Tral Medical sh.pk. | 29.12.2021 | Miconvey Technologies Co., Ltd. No.16 Fangzheng Avenue, Beibei District, Chongqing, 400714, China | The Ultrasound Surgical System (Genrator, Handpiece Sterile Disposable Scalpel); Disposable Hemorrhoidal Circular Stapler (Sterile) - QPPH 33; Linear Cutting Stapler and Single Use Loading Unit (Sterile) | IIb | Pajisje mjekesore te ndryshme qe perdoren ne kirurgji | Tjeter
10981 | Suction irrigation system | 2A Pharma sh.p.k | 29.12.2021 | Lagis Enterprise Co., Ltd. No. 29, Gong 1st Rd., Dajia Dist., Taichung City 437, Taiwan | Suction Irrigation System: SI-320CT-J; SI-320CT-L; SI-320CT-N; SI-320CT-S | IIb | Instrumenta shumeperdorimesh. Sistem lavazhi, thihthje, koagulim etj | Instrumenta shumeperdorimesh
10982 | Biomet Bone Cement R | Trimed sh.p.k | 29.12.2021 | Biomet France SARL, Plateau de Lautagne, 26000 Valence, France | Non-Active Implants Orthopaedics Bone Cement, medicated - Biomet Bone Cement R Resurg™: Biomet Bone Cement R 1x40 - 3035890011-3; Biomet Bone Cement R 2x40 - 3035890022-3; Resurg™ 1x40 - 110043469; Resurg™ 2x40 - 110043470 | IIb | Pajisje teimplantueshme jo aktive, implante ortopedike me cement te cilat jane dizenjuar per tu perdorur ne nderhyrjet kirurgjikale kokso-femorale | Pajisje te implantueshme jo aktive
10983 | Pajisje me ultratinguj | Euromed sh.p.k | 29.12.2021 | Project Blue Genration srl. Via Camilla Ravera, 19 40013 - Castel Maggiore (BO), Italy | Magnetic therapy devices: MG WAVE 7W00; Ultrasound Therapy devices: US13 - ILINE.US13 | Iia | Pajisje mjekesore terapeutike me ultratinguj | Tjeter
10984 | Combined electro and ultrasound therapy devices | Euromed sh.p.k | 29.12.2021 | Project Blue Genration srl. Via Camilla Ravera, 19 40013 - Castel Maggiore (BO), Italy | Combined electro and ultrasound therapy devices: MIXING2 - 3M00 | IIb | Pajisje per terapi te kombinuar elektrostimulim dhe ultratinguj per fizioterapi | Tjeter
10985 | Procleix Panther System 303160; Procleix Panther System (ART, Continous Fluid and Waste) PRD-05490; MTU Expansion Kit (optional ART accessory) ASY-13105; Continous Access Kit with Assembled Waste Drawer (field upgrade kit)ASY-13103; Waste to Drain Kit (optional ART accessory) AST-13106; Track Ready Shuttle Module (optional ART accessory)AST-13472 | Pegasus sh.p.k | 30.12.2021 | Hologic, Inc. 10210 Genetic Center Drive San Diego, CA 92121 USA | Procleix Panther System 303160; Procleix Panther System (ART, Continous Fluid and Waste) PRD-05490; MTU Expansion Kit (optional ART accessory) ASY-13105; Continous Access Kit with Assembled Waste Drawer (field upgrade kit)ASY-13103; Waste to Drain Kit (optional ART accessory) AST-13106; Track Ready Shuttle Module (optional ART accessory)AST-13472 | In Vitro | Aparature dhe aksesore qe sherbejne per kryerjen e analizave te gjakut. | Pajisje diagnostikimi in vitro
10986 | PTFE Surgical sutures; Silk Surgical sutures; Polyamide Surgical sutures; Polyester Surgical sutures; Polypropylene sutures (sipas listes bshkengjitur) | Shift shpk | 30.12.2021 | Omnia S.r.l. 43036 Fidenza (PR) - Via Francesco Del Nevo 190 (ITA) - Italy | PTFE Surgical sutures; Silk Surgical sutures; Polyamide Surgical sutures; Polyester Surgical sutures; Polypropylene sutures (sipas listes bshkengjitur) | llb | Sutura kirurgjikale jo te absorbueshme. | Pajisje dentare
10987 | Suction (Aspiration) Systems (sipas listes bshkengjitur) | Shift shpk | 30.12.2021 | Omnia S.r.l. 43036 Fidenza (PR) - Via Francesco Del Nevo 190 (ITA) - Italy | Suction (Aspiration) Systems (sipas listes bshkengjitur) | lla | Sisteme per aspirim kirurgjikal ne dentistri. | Pajisje dentare
10988 | vascular injection systems, sterile disposable syringes, sterile disposable administration sets and infusion pump systems (sipas listes bashkengjitur) | SAER MEDICAL shpk | 05.01.2022 | Bayer Medical Care Inc. 1 Bayer Drive Indianola, PA 15051-0780 USA | vascular injection systems, sterile disposable syringes, sterile disposable administration sets and infusion pump systems (sipas listes bashkengjitur) | lla, llb | Injektor kontrasti, shiringa dhe sete transferimi lengjesh per injektimin e kontrastit tek pacientet. | Produkte per institucione te kujdesit shendetesor
10989 | Extension Tube with/without Three Way Stop Cock; Three Way Stop Cock; Umbilical Cord Clamp; Urine Collection Bag (Adult-Pediatric) | Euromed shpk | 05.01.2022 | Ultra For Medical Products Co. (ULTRAMED) Industrial Area, Arab El-Awamer, Abnoub, Assiout, Egypt | Extension Tube with/without Three Way Stop Cock; Three Way Stop Cock; Umbilical Cord Clamp; Urine Collection Bag (Adult-Pediatric) | l | Tub zgjatues me tre rruge, kapse kordoni umbelicar, qese urine per te rritur dhe femije. | Pajisje nje perdorimeshe
10990 | Easy Ice; Implant Ice (Inastant Cold Bag) | MOTO-MANIA shpk | 05.01.2022 | Dispotech SRL Gordona (SO) - Via Al Piano, 29 - Italy | Easy Ice; Implant Ice (Inastant Cold Bag) | lla | Pajisje mjekesore per terapi termike (akull, ngrohes, akull spraj) | Pajisje nje perdorimeshe
10991 | Eye Shield Kit: 720C, 720T; Replacement Eye Shields: 720C-R, 720T-R (UDI-DI: ++D838EYESHIELDQ7) | EURODENTA shpk | 05.01.2022 | Premium Plus International Ltd. 1001, Yuen Long Trading Centre, No. 33, Wang Yip Street West, Yuen Long, N.T., Hong Kong | Eye Shield Kit: 720C, 720T; Replacement Eye Shields: 720C-R, 720T-R (UDI-DI: ++D838EYESHIELDQ7) | l | Skafander | Pajisje dentare
10992 | Mouth Retractors (UDI-DI: ++D838RETRACTROUZ) (sipas listes bashkengjitur) | EURODENTA shpk | 05.01.2022 | Premium Plus International Ltd. 1001, Yuen Long Trading Centre, No. 33, Wang Yip Street West, Yuen Long, N.T., Hong Kong | Mouth Retractors (UDI-DI: ++D838RETRACTROUZ) (sipas listes bashkengjitur) | l | Hapese goje. | Pajisje dentare
10993 | Electrocardiograph - CARDIOVIT AT-102 | Medical Distribution shpk | 06.01.2022 | Schiller AG Altgasse 68, 6341 Baar, Switzerland | Electrocardiograph - CARDIOVIT AT-102 | lla | Test per matjen e funksioneve te zemres | Tjeter
10994 | Dynamic Mixing tips | Eurodenta | 06.01.2022 | Premium Plus International Limited Flat 1001, Yuen Long Trading Center No. 33, Wang Yip Street West Yuen Long, Hong Kong China | Dynamic Mixing tips - 7055 (UDI-DI ++D838MIXINGTIPWW) | l | Maja per perzierje | Pajisje dentare
10995 | Cleaning Brushes | Eurodenta | 06.01.2022 | Premium Plus International Limited Flat 1001, Yuen Long Trading Center No. 33, Wang Yip Street West Yuen Long, Hong Kong China | Cleaning Brushes (UDI-DI: ++D838BRUSHES9E): Aspirator Brushes (020-023); Brass Bur Brush - 1110 | l | Furca pastruese | Pajisje dentare
10996 | MC INTOSH BLADE N.2 - Infants- 34319 (UDI-DI: 8023279Z12021003B300000XY) | O.E.S Distrimed | 06.01.2022 | GIMA S.p.a., Via Marconi, 1 20060 Gessate, MI- Italy | MC INTOSH BLADE N.2 - Infants- 34319 (UDI-DI: 8023279Z12021003B300000XY) | l | Lama per laringoskop, perdorim spitalor | Instrumenta shumeperdorimesh
10997 | Medical lectrical sow drill (sipas listes bashkengjitur) | 2A - PHARMA shpk | 10.01.2022 | Wuhu Rujin Mediclal Instrument & Device Co., Ltd. No.33, Wanchun Road, Economic and Technological Development Zone, Wuhu City, Anhui Province, P.R.China | Medical lectrical sow drill (sipas listes bashkengjitur) | lla | Instrumenta shumperdorimesh, hsarre elektrike mjekesore per ndrehyrje kardiologjike. | Instrumenta shumeperdorimesh
10998 | Fracture Detector | Eurodenta sh.p.k | 10.01.2022 | Premium Plus International Limited, Flat 1001, Yuen Long Trading Centre, No.33, Wang Yip Street West, Yuen Long, Hong Kong | Premium Plus Fracture Detector 025 (UDI-DI ++D838FRACTUREDETECTORDP) | I | Aksesor per detektimin e frakturave | Pajisje dentare
10999 | Standart Handle | O.E.S Distrimed sh.p.k | 10.01.2022 | GIMA S.p.A Via Marconi 1, Gessate, Italy | STANDART HANDLE -rough finish 34354 (UDI-DI 8023279Z120210033100000PQ) | I | Pajisje mjekesore laringoskop, perdorim spitalor | Instrumenta shume perdorimesh
11000 | ECG Electrodes | O.E.S Distrimed sh.p.k | 10.01.2022 | FIAB SpA. Via Costoli 4, 50039 Vicchio (FI), Italia | ECG Elctrodes (UDI-DI 803300326608000001SB) (sipas listes bashkengjitur) | I | Elektroda EKG per perdorim spitalor | Instrumenta shume perdorimesh
11001 | Implante dentare | Brianza Dent | 10.01.2022 | ACH Medical Co., Ltd. 28, Namyang-ro 930beon-gil, Namyang-eup, Hwaseong-si, Gyeonggi-do, Republic of Korea | ACH Medical Implant System: Dental Implant Fixture Kisses Mini & IB mini & ZENEX mini & AIMGEN MAX Fixture Systems- One/Two piece & Ball type (sipas listes bashkengjitur) | IIb | Implante dentare | Pajisje dentare
11002 | Infant Incubator: OKM801; Transport Incubator: TR 203, TR 203 A, TR 203 B, TR 203 C, TR 203 D | BNT Electronics shpk | 10.01.2022 | Okuman Medikal Sistemler Anonim Șirketi Zübeyde Hanim Mahallesi Kazim Karabekir Cad. No : 95 / 90 06060 ĺskitler, Ankara, Türkiye | Infant Incubator: OKM801; Transport Incubator: TR 203, TR 203 A, TR 203 B, TR 203 C, TR 203 D | llb | Inkubator dhe inkubator transporti. | Tjeter
11003 | Systane Ultra Lubricant Eye Drops/Opti-Free Pro Moisturizing Lens Drops 3ml, 5ml, 10ml, 15ml - 112903 (UDI-DI: 038065GMN000095HG) | Pegasus | 10.01.2022 | Alcon Laboratories, Inc. 6201 South Freeway, Fort Worth, Texas 76134-2099, USA | Systane Ultra Lubricant Eye Drops/Opti-Free Pro Moisturizing Lens Drops 3ml, 5ml, 10ml, 15ml - 112903 (UDI-DI: 038065GMN000095HG) | IIb | Solucion steril oftalmik, qe perdoret ne terapine e syrit te thate. | Pajisje oftalmike dhe optike
11004 | ProVisc Ophtalmic Viscosurgical Device - 110772 | Pegasus | 10.01.2022 | Alcon Laboratories, Inc. 6201 South Freeway, Fort Worth, Texas 76134-2099, USA | ProVisc Ophtalmic Viscosurgical Device - 110772 (UDI-DI: 038065GMN000009GV) | IIb | Fraksion I purifikuar, jo inflamator I acidit hialuronik, steril, jo -pirogjenik, me peshe te larte molekulare I tretur ne tretesire bufer kloro-fosfat natriumi. | Pajisje oftalmike dhe optike
11005 | Flexible Iris Retractors, 1 Unit at 5 Hooks - 611.74 (UDI-DI: 038065GMN000157HD) | Pegasus | 10.01.2022 | Alcon Grieshaber AG Winkelriedstrasse 52 8203 Schaffhausen SWITZERLAND | Flexible Iris Retractors, 1 Unit at 5 Hooks - 611.74 (UDI-DI: 038065GMN000157HD) | IIa | Pajisje sterile per dilatimin mekanik te perkohshem te irisit. | Pajisje oftalmike dhe optike
11006 | AcrySof Natural MultiPiece Intraocular Lens - MN60AC (UDI-DI: 038065GMN000062GZ) | Pegasus | 10.01.2022 | Alcon Laboratories, Inc. 6201 South Freeway, Fort Worth, Texas 76134-2099, USA | AcrySof Natural MultiPiece Intraocular Lens - MN60AC (UDI-DI: 038065GMN000062GZ) | IIb | Lente intraokulare | Pajisje oftalmike dhe optike
11007 | BD MGIT TBc Identification Test 245159 | Pegasus | 10.01.2022 | Becton, Dickinson and Company 7 Loveton Circle Sparks, MD 21152 USA | BD MGIT TBc Identification Test - 245159 | In vitro | Imunoanalize per vleresimin sasior te Mycobacteriumit. | Pajisje te diagnostikimit in vitro
11008 | BD BACTEC MGIT 960 Supplement Kit - 245124 | Pegasus | 10.01.2022 | Becton, Dickinson and Company 7 Loveton Circle Sparks, MD 21152 USA | BD BACTEC MGIT 960 Supplement Kit - 245124 | In vitro | Pajisje per rritje dhe detektimin e mykobakterit | Pajisje te diagnostikimit in vitro
11009 | BD BACTEC MGIT 960 SIRE Kit - 245123 | Pegasus | 10.01.2022 | Becton, Dickinson and Company 7 Loveton Circle Sparks, MD 21152 USA | BD BACTEC MGIT 960 SIRE Kit - 245123 | In vitro | Detekton mycobakterin ne indet e gjalla pervec gjakut. | Pajisje te diagnostikimit in vitro
11010 | BD BBL MGIT Mycobacteria Growth Indicator Tubes - 245122 | Pegasus | 10.01.2022 | Becton, Dickinson and Company 7 Loveton Circle Sparks, MD 21152 USA | BD BBL MGIT Mycobacteria Growth Indicator Tubes - 245122 | In vitro | Tuba per diagnostikim in vitro. | Pajisje te diagnostikimit in vitro
11011 | BD BBL Crystal Enteric/Nonfermenter ID System - 245000 | Pegasus | 10.01.2022 | Becton, Dickinson and Company 7 Loveton Circle Sparks, MD 21152 USA | BD BBL Crystal Enteric/Nonfermenter ID System - 245000 | In vitro | Kite per identifikimin e baktereve gram negative. | Pajisje te diagnostikimit in vitro
11012 | MC INTOSH BLADE N.0 - Newborn- 34317 (UDI-DI: 8023279Z12021003B300000XY) | O.E.S Distrimed | 10.01.2022 | GIMA S.p.a., Via Marconi, 1 20060 Gessate, MI- Italy | MC-INTOSH BLADE N.0 - Newborn- 34317 (UDI-DI: 8023279Z12021003B300000XY) | l | Lama per laringoskop, perdorim spitalor | Instrumenta shumeperdorimesh
11013 | ARCHITECT Total T4 Reagent Kits: 7K66-20 (100teste); 7K66-30 (2000teste); 7K66-35 (500teste) | Pegasus | 10.01.2022 | Abbott Ireland Diagnostics Division Lisnamuck, Longford, Co. Longford, Ireland | ARCHITECT Total T4 Reagent Kits: 7K66-20 (100teste); 7K66-30 (2000teste); 7K66-35 (500teste) | In vitro | Reagent per percaktimin sasior te tiroksines T4 | Pajisje te diagnostikimit in vitro
11014 | ARCHITECT TSH Reagent Kits: 7K62-20 (400teste); 7K62-30 (2000teste); 7K62-35 (500teste) | Pegasus | 10.01.2022 | Abbott Ireland Diagnostics Division Lisnamuck, Longford, Co. Longford, Ireland | ARCHITECT TSH Reagent Kit: 7K62-20 (400teste); 7K62-30 (2000teste); 7K62-35 (500teste) | In vitro | Reagent per percaktimin sasior te hormonit tirostimulues TSH | Pajisje te diagnostikimit in vitro
11015 | ARCHITECT Total PSA Reagent Kits: 7K70-20 (400teste); 7K70-30 (2000teste); 7K70-35 (500teste) | Pegasus | 10.01.2022 | Abbott Ireland Diagnostics Division Finisklin Business Park, Sligo, Ireland | ARCHITECT Total PSA Reagent Kit: 7K70-20 (400teste); 7K70-30 (2000teste); 7K70-35 (500teste) | In vitro | Reagent per percaktimin sasior te antigenit prostatik specifik | Pajisje te diagnostikimit in vitro
11016 | Multichem S Plus Unassayed: 05P79-10; 05P79-11; 05P79-12 | Pegasus | 10.01.2022 | Techno-path Manufacturing Ltd. Fort Henry Business Park, Ballina, Co. Tipperary, Ireland | Multichem S Plus Unassayed: 05P79-10; 05P79-11; 05P79-12 | In vitro | Solucion qe perdoret per te kontrolluar cilesine dhe saktesine e testimeve laboratorike | Pajisje te diagnostikimit in vitro
11017 | ARCHITECT LH Reagent Kit: 2P40-35 (500teste) | Pegasus | 10.01.2022 | Abbott Ireland Diagnostics Division Lisnamuck, Longford, Co. Longford, Ireland | ARCHITECT LH Reagent Kit: 2P40-35 (500teste) | In vitro | Reagent per percaktimin sasior te hormonit luteinizant | Pajisje te diagnostikimit in vitro
11018 | Surgical Kit for Dental Implant | Brianza Dent shpk | 10.01.2022 | ACH Medical Co., Ltd. 28, Nayang-ro 930beon-gil, Namyang-eup, Hwaseong-si, Gyeonggi-do, Korea | Surgical Kit for Dental Implant (sipas listes se bashkengjitur) | lla | Sete kirurgjikale per impantet dentare | Pajisje dentare
11019 | FEMORAL HEAD CHROME COBALT | Trimed | 10.01.2022 | Biomet France Plateau de Lautange 26000 Valence France | FEMORAL HEAD CHROME COBALT (sipas listes se bashkengjitur) | lll | Implante ortopedike kokso-femorale | Pajisje te implantueshme jo aktive
11020 | ARCHITECT Prolactin Reagent Kit | Pegasus sh.p.k | 10.01.2022 | Abbott Ireland Diagnostics Division, Lisnamuck, Longford, Co. Longford, Ireland | ARCHITECT Prolactin Reagent Kit: 7K76-20; 7K76-25; 7K76-30; 7K76-35 | In Vitro | Jane reagent qe perdoren per percaktimin sasior te prolaktines ne serumin dhe plazmen njerezore | Pajisje te diagnostikimit in vitro
11021 | ARCHITECT HBeAG Reagent Kit | Pegasus sh.p.k | 10.01.2022 | Abbott GmbH Max-Planck-Ring 2, 65205 Wiesbaden, Germany | ARCHITECT HBeAG Reagent Kit: 6C32-20 (4x100 tests); 6C32-27 (1x100 tests; 6C32-37(1x500 tests) ARCHITECT HBeAg Quantitative Calibrators: 7P24-01; ARCHITECT HBeAg QuantitativeControls: 7P24-10 | In Vitro | Jane reagent qe perdoren per zbulimin cilesor te antitrupave te antigjenit siperfaqesor te hepatiti B ne serumin dhe plazmen njerezore | Pajisje te diagnostikimit in vitro
11022 | ARCHITECT B12 Reagent Kit | Pegasus sh.p.k | 10.01.2022 | Abbott Ireland Diagnostics Division, Lisnamuck, Longford, Co. Longford, Ireland | ARCHITECT B12 Reagent Kit: 7K61-35 | In Vitro | Jane reagent qe perdoren per percaktimin sasior te vitamines B12 ne serumin dhe plazmen njerezore | Pajisje te diagnostikimit in vitro
11023 | ARCHITECT Anti CCP Reagent Kit | Pegasus sh.p.k | 10.01.2022 | Abbott GmbH Max-Planck-Ring 2, 65205 Wiesbaden, Germany | ARCHITECT Anti CCP Reagent Kit:1P65-35 (1x500 tests) | In Vitro | Eshte nje imunoanalize mikrogromcash kemiluminishente e cila e perdoret per gjetjen gjysem sasiore te antitrupave IgG specofike kunder peptidit citrik | Pajisje te diagnostikimit in vitro
11024 | ARCHITECT Free T4 Reagent Kit | Pegasus sh.p.k | 10.01.2022 | Abbott Ireland Diagnostics Division, Lisnamuck, Longford, Co. Longford, Ireland | ARCHITECT Free T4 Reagent Kit: 7K65-22; 7K65-24; 7K65-27; 7K65-32; 7K65-34; 7K65-35; 7K65-39 | In Vitro | Jane reagent qe perdoren per zbulimin sasior te tiroksines se lire ne serumin dhe plazmen njerezore | Pajisje te diagnostikimit in vitro
11025 | ARCHITECT FSH Reagent Kit | Pegasus sh.p.k | 10.01.2022 | Abbott Ireland Diagnostics Division, Lisnamuck, Longford, Co. Longford, Ireland | ARCHITECT FSH Reagent Kit: 7K75-20; 7K75-30; 7K75-35 | In Vitro | Eshte nje imunoanalize mikrogromcash kemiluminishente e cila e perdoret per percaktimin sasior te hormonit folikulostimulues | Pajisje te diagnostikimit in vitro
11026 | ARCHITECT Free PSA Reagent Kit | Pegasus sh.p.k | 10.01.2022 | Abbott Ireland Diagnostics Division, Finisklin Business Park, Sligo, Ireland | ARCHITECT Free PSA Reagent Kit: 7K71-20 | In Vitro | Jane reagent qe perdoren per percaktimin sasior te PSA se lire ne serumin dhe plazmen njerezore | Pajisje te diagnostikimit in vitro
11027 | CELL-DYN Enzymatic Cleaner Concentrate | Pegasus sh.p.k | 10.01.2022 | Abbott Laboratories Diagnostics Division Abbott Park, IL 60064 USA | CELL-DYN Enzymatic Cleaner Concentrate: 99641-01 | In Vitro | Eshte solucion lares qe perdoret ne analizatoret Cell-Dyn | Pajisje te diagnostikimit in vitro
11028 | ARCHITECT CEA Reagent Kit | Pegasus sh.p.k | 10.01.2022 | Abbott Ireland Diagnostics Division, Finisklin Business Park, Sligo, Ireland | ARCHITECT CEA Reagent Kit:7K68-22; 7K68-32; 7K68-35 | In Vitro | Jane reagent qe perdoren per percaktimin sasior te antigjenit karcinoembrionik CEA ne serumin dhe plazmen njerezore | Pajisje te diagnostikimit in vitro
11029 | ARCHITECT Estradiol Reagent Kit | Pegasus sh.p.k | 10.01.2022 | Abbott Ireland Diagnostics Division, Lisnamuck, Longford, Co. Longford, Ireland | ARCHITECT Estradiol Reagent Kit: 7K72-20; 7K72-35 | In Vitro | Eshte nje imunoanalize mikrogromcash kemiluminishente e cila e perdoret per percaktimin sasior te hormonit estradiol | Pajisje te diagnostikimit in vitro
11030 | ARCHITECT Ferritin Reagent Kit | Pegasus sh.p.k | 10.01.2022 | Abbott Ireland Diagnostics Division, Lisnamuck, Longford, Co. Longford, Ireland | ARCHITECT Ferritin Reagent Kit: 7K59-20; 7K59-30; 7K59-35 | In Vitro | Jane reagent qe perdoren per percaktimin sasior te ferritines ne serumin dhe plazmen njerezore | Pajisje te diagnostikimit in vitro
11031 | ARCHITECT Anti TPO Reagent Kit | Pegasus sh.p.k | 10.01.2022 | Abbott Laboratories Diagnostics Division Abbott Park, IL 60064 USA | ARCHITECT Anti TPO Reagent Kit: 7K47-20; 7K47-27 | In Vitro | Jane reagent qe perdoren per percaktimin sasior te antitrupave IgG te tiroid peroksidazes ne serumin dhe plazmen njerezore | Pajisje te diagnostikimit in vitro
11032 | Creatinine2 | Pegasus sh.p.k | 10.01.2022 | Abbott Ireland Diagnostics Division, Lisnamuck, Longford, Co. Longford, Ireland | Creatinine2: 04T9120 | In Vitro | Jane reagent qe perdoren per percaktimin sasior te kreatininesne serumin dhe plazmen njerezore | Pajisje te diagnostikimit in vitro
11033 | B.R.A.H.M.S sFlt-1 KRYPTOR: 845; B.R.A.H.M.S sFlt-1 KRYPTOR CAL: 84591; B.R.A.H.M.S sFlt-1 KRYPTOR QC: 84592 | Pegasus sh.p.k | 10.01.2022 | B.R.A.H.M.S GmbH Neuendorfstrasse 25, 16761 Henningsdorf, Germany | B.R.A.H.M.S sFlt-1 KRYPTOR: 845; B.R.A.H.M.S sFlt-1 KRYPTOR CAL: 84591; B.R.A.H.M.S sFlt-1 KRYPTOR QC: 84592 | In Vitro | Eshte test i cili perdoret per te ndihmuar ne diagnozen e preklampsise ose prognozen afatshkurter tek grate ku dyshohet | Pajisje te diagnostikimit in vitro
11034 | B.R.A.H.M.S PIGF plus KRYPTOR (including accessories): 859; B.R.A.H.M.S PIGF plus KRYPTOR CAL: 85991; B.R.A.H.M.S PIGF plus KRYPTOR QC: 85992 | Pegasus sh.p.k | 10.01.2022 | B.R.A.H.M.S GmbH Neuendorfstrasse 25, 16761 Henningsdorf, Germany | B.R.A.H.M.S PIGF plus KRYPTOR (including accessories): 859; B.R.A.H.M.S PIGF plus KRYPTOR CAL: 85991; B.R.A.H.M.S PIGF plus KRYPTOR QC: 85992 | In Vitro | Eshte test i cili perdoret per te ndihmuar ne vleresimin e rrezikut te trizomise fetale dhe rrezikut per zhvillimin e pre-eklampsise ne ekzaminimin e tremujorit te pare te shtatzanise | Pajisje te diagnostikimit in vitro
11035 | Dental Implant Fixture (sipas listes bashkengjitur) | Brianza Dent shpk | 10.01.2022 | AHC Medical Co., Ltd. 28, Namyang-ro 930beon-gil, Namyang-eup, Hwaseong-si, Gyeonggi-do, Republic of Korea | Dental Implant Fixture (sipas listes bashkengjitur) | llb | Implante dentare. | Pajisje dentare
11036 | General Purpose Stretcher: P-SD-003; Blood Drawing Chair With Two Motors: P-KL-004; Blood Drawing Chair: P-KL-003; Foldable Examination Couch: P-MM-002; Instrument and Medicine Cabinet: P-AP-002; Equipment Trolley (540*940*950 MM): P-AP-006-B; Emergency and Medicine - Tratment Cart: P-TA-004; Emergency Trolley: P-TA-005; Medicine and Tratment Cart with ABS TOP: P-TA-006; Medicine Cabinet with Double Glass Doors: P-ID-004; Portable Serum Holder with Five Legs: P-SA-002 | 2A - PHARMA shpk | 10.01.2022 | HealthMed Medikal Ticaret A.Ş. Kemalpasa OSB Mahallesi Izmir - Ankara Yolu Ansizca ) No : Kemaolpasa / Izmir Turkey | General Purpose Stretcher: P-SD-003; Blood Drawing Chair With Two Motors: P-KL-004; Blood Drawing Chair: P-KL-003; Foldable Examination Couch: P-MM-002; Instrument and Medicine Cabinet: P-AP-002; Equipment Trolley (540*940*950 MM): P-AP-006-B; Emergency and Medicine - Tratment Cart: P-TA-004; Emergency Trolley: P-TA-005; Medicine and Tratment Cart with ABS TOP: P-TA-006; Medicine Cabinet with Double Glass Doors: P-ID-004; Portable Serum Holder with Five Legs: P-SA-002 | l | Poltrona per marrjen e gjakut. | Pajisje per mobilim spitalor
11037 | Disposable sterile hand switch electrosurgical pencils, models: F4797, F4797/A, F4797/AL, F4797/FR, F4797/L, F4797/P, F4797/PL, F4797/WB, F4797/5, F4797/5/FR, F4797/5A, F4797/5L, F4797/5WB, F4797T, F4797TEF, F4797TEF/FR, F4797/5TEF, F4797/5TEF/FR, F4797/ATEF | O.E.S DISTRIMED shpk | 10.01.2022 | Fiab SpA Via P. Costoli, 4 Vicchio Firenze, 50039 Italy | Disposable sterile hand switch electrosurgical pencils, models: F4797, F4797/A, F4797/AL, F4797/FR, F4797/L, F4797/P, F4797/PL, F4797/WB, F4797/5, F4797/5/FR, F4797/5A, F4797/5L, F4797/5WB, F4797T, F4797TEF, F4797TEF/FR, F4797/5TEF, F4797/5TEF/FR, F4797/ATEF | llb | Elektroda kirirgjikale per elektrokirurgji. | Pajisje nje perdorimeshe
11038 | BD BBL MycoPrep Kit: 240863 | PEGASUS shpk | 10.01.2022 | Becton, Dickinson and Company 7 Loveton Circle, Sparks, MD 21152 USA | BD BBL MycoPrep Kit: 240863 | In Vitro | Solucion NaOH citrat dhe buffer fosfat per te diagnostikuar mycobacterin. | Pajisje te diagnostikimit in vitro
11039 | Laser for ophtalmologic applications (photodisruptor): OPTIMIS ll | PEGASUS shpk | 10.01.2022 | Quantel Medical 11, Rue du Bois Joli - CS40015, 63808 Cournon d'Auvergne Cedex, France | Laser for ophtalmologic applications (photodisruptor): OPTIMIS ll | llb | Lazer [per operacionin e kataraktit dhe glaukomes. | Pajisje oftalmike dhe optike
11040 | Aspartate Aminotransferase2: 04T8620 (4 x 300 tests), 04T8630 (4 x 780 tests) | PEGASUS shpk | 10.01.2022 | Abbott Ireland Diagnostics Division Lisnamuck, Longford, Co. Longford, Ireland | Aspartate Aminotransferase2: 04T8620 (4 x 300 tests), 04T8630 (4 x 780 tests) | In Vitro | Reagente per gjetjen sasipre te enzimes aspartate aminotranferaze ne serumin njerezor dhe plazem. | Pajisje te diagnostikimit in vitro
11041 | UCH-L1 Reagent Kit: 04W1920 (2 x 100 tests); UCH-L1 Calibrators: 04W1901; UCH-L1 Controls: 04W1910 | PEGASUS shpk | 10.01.2022 | Abbott Ireland Diagnostics Division Finisklin Buisness Park, Sligo, Ireland | UCH-L1 Reagent Kit: 04W1920 (2 x 100 tests); UCH-L1 Calibrators: 04W1901; UCH-L1 Controls: 04W1910 | In Vitro | Reagent, kalibrator dhe kontroll per matjen sasiore te ubiquitin karboksilterminalit te hidrolazes. | Pajisje te diagnostikimit in vitro
11042 | TBI: 04Z23 | PEGASUS shpk | 10.01.2022 | Abbott Ireland Diagnostics Division Finisklin Buisness Park, Sligo, Ireland | TBI: 04Z23 | In Vitro | Solucion qe perdoret per tu ardhur ne ndihme testeve per pecaktimin sasior te acidit fibrilar te proteines gliale dhe te ubiquitin karboksilterminalit te hidrolazes. | Pajisje te diagnostikimit in vitro
11043 | GFAP Reagent Kit: 04W1720 (2 x 100 tests); GFAP Clibrators: 04W1701; GFAP Controls: 04W1710 | PEGASUS shpk | 10.01.2022 | Abbott Ireland Diagnostics Division Finisklin Buisness Park, Sligo, Ireland | GFAP Reagent Kit: 04W1720 (2 x 100 tests); GFAP Clibrators: 04W1701; GFAP Controls: 04W1710 | In Vitro | Reagent, kalibrator dhe kontroll per matjen sasiore te acidit fibrilar te proteines gliale. | Pajisje te diagnostikimit in vitro
11044 | B·R·A·H·M·S PCT sensitive KRYPTOR: 825 including accessories; B·R·A·H·M·S PCT sensitive KRYPTOR CAL: 82591; B·R·A·H·M·S PCT sensitive KRYPTOR QC: 82592 | PEGASUS shpk | 10.01.2022 | B.R.A.H.M.S. GmbH Neuendorfstraße 25, 16761 Hennigsdorf, Germany | B·R·A·H·M·S PCT sensitive KRYPTOR: 825 including accessories; B·R·A·H·M·S PCT sensitive KRYPTOR CAL: 82591; B·R·A·H·M·S PCT sensitive KRYPTOR QC: 82592 | In Vitro | Test i cili ndihmon per te thjeshtuar kerkimin per te percaktuar nese nje infeksion eshte bakterial. | Pajisje te diagnostikimit in vitro
11045 | Type IIR Face Masks (Ear Loop), Single Use: 2288; Type IIR Face Masks (Tie On), Single Use: 2288T; Type IIR Face Masks (Ear Loop with Shiels), Single Use: FS2288 | EURODENTA shpk | 11.01.2022 | Premium Plus Poland ap.z.o.o. Ul. Bukowska 27, 62-081 Wysogotowo, Poland | Type IIR Face Masks (Ear Loop), Single Use: 2288; Type IIR Face Masks (Tie On), Single Use: 2288T; Type IIR Face Masks (Ear Loop with Shiels), Single Use: FS2288 (UDI-DI: ++D838FACEMASKWB) | l | Maska nje perdorimeshe. | Pajisje nje perdorimeshe
11046 | Endo Stand: 4833; Endo Cushions and Sponges: 801 to 8012 (UDI-DI: ++D838ENDOHOLDERSKA) | EURODENTA shpk | 11.01.2022 | Premium Plus Poland ap.z.o.o. Ul. Bukowska 27, 62-081 Wysogotowo, Poland | Endo Stand: 4833; Endo Cushions and Sponges: 801 to 8012 (UDI-DI: ++D838ENDOHOLDERSKA) | l | Mbajtes per instrumentat mbajtes. | Pajisje dentare
11047 | Trilogy Acetabular System (sipas listes bashkengjitur) | Trimed shpk | 11.01.2022 | Zimmer, Inc 1800 West Center Warsaw, Indiana 46580 USA | Trilogy Acetabular System (sipas listes bashkengjitur) | lll | Pajisje te implantueshme jo aktive, implante ortopedike te cila jane dizenjuar per tu perdorur ne nderhyrjet kirurgjikale kokso-femorale, per zevendesimin e kockes se femurit. | Pajisje te implantueshme jo aktive
11048 | LED Operating Light;LED Exam Lightt | Fedos | 11.01.2022 | Nanchang Micare Medical Equipment Co.,LTD Add: No.666 Yaohu West 5 th Road, Hi-Tech Zone, Nanchang, China | LED Operating Light: : E1, E1(G), E1(L), E2, E2(G), E2(L), E3, E3(G), E3(L), E4, E4(G), E4(L), E500, E500(G), E500(L), E6, E6(G), E6(L), E700(G), E700(L), E1/1, E2/1, E2/2, E3/1, E3/2, E3/3, E4/1, E4/2, E4/3, E4/4, E500, E500/1, E500/2, E500/3, E500/4, E500/500, E6/1, E6/2, E6/3, E6/4, E6/500, E6/6, E700, E700/1, E700/2, E700/3, E700/4, E700/500, E700/6, E700/700; LED Exam Lightt: JD1100, JD1100L,JD1200L,JD1200J, JD1300L,JD1400L,JD1500,JD1500L, JD1600L, JD1600J, JD1700, JD1700L, JD1800L | l | Drita, llampa per ndricim te sallave operatore dhe dhomave te egzaminimi | Tjeter
11049 | ENDERS NAIL - EN4-28 | Fedos | 11.01.2022 | Narang Medical Ltd., Plot no. D4, Sector A2, Tronica City, Loni, Ghaziabad-201102, INDIA | ENDERS NAIL - EN4-28 | llb | Gozhdë” intramedulare që përdoret ne boshtin e femurit dhe frakturat ndërtrokanterike | Pajisje te implantueshme jo aktive
11050 | Straight plastic tip Arterial Canula; Angled plastic tip Arterial Canula | Fedos | 11.01.2022 | Dongguan Kewei Medical Instrument Co.,Ltd. No.5 Tongqing Road, Doncheng District, Dongguan City, Guangdong Province , 523127, P.R. China | Straight plastic tip Arterial Canula; Angled plastic tip Arterial Canula (sipas listes se bashkengjitur) | lll | Kanjule arteriale njeperdorimshe e cila perdoret ne kardiokirurgji. | Pajisje një përdorimëshe
11051 | Dental X-ray Systems | Mse | 11.01.2022 | Carestream Dental LLC 3625 Cumberland Boulevard, Suite 700, Atlanta, GA USA 30339 | Dental X-ray Systems: CS 9600 | llb | Sistem radiografik ekstraorologjik I palevizshem | Pajisje dentare
11052 | First Aid Kit | Farmanet | 11.01.2022 | Firstar Healthcare Company Limited (Guangzhou) Rm. 901, Building No.2, Headquarters Center, Tian'an High-tech Ecological Park, Panyu, 511400 Guangzhou, P.R. of China | First Aid Kit FS-9089; First Aid Kit FS-008 | ls | Kuti te ndihmes se shpejte | Pajisje një përdorimëshe; Tjeter
11053 | WallFlex™ Biliary RX Stent System;WallFlex™ Enteral Stent with Anchor Lock Delivery System; WallFlex™ Soft Enteral Stent with Anchor Lock Delivery System; WallFlex Biliary Transhepatic Stent Systems; WaIIFlex EsophageaI Stent System | Montal Sh.p.k | 11.01.2022 | Boston Scientific Corporation 300 Boston Scientific Way Marlborough Massachusetts 01752 USA | WallFlex™ Biliary RX Stent System;WallFlex™ Enteral Stent with Anchor Lock Delivery System; WallFlex™ Soft Enteral Stent with Anchor Lock Delivery System; WallFlex Biliary Transhepatic Stent Systems; WaIIFlex EsophageaI Stent System (sipas listes se bashkengjitur) | IIb | Pajisje mjekesore nje perdorimshe per trajtim biliar. | Pajisje një përdorimëshe
11054 | Hartmann Tuning fork C512 | Fedos sh.p.k | 11.01.2022 | Zepf Medical Instruments GmbH, Gunningerstrasse 21, 78606 Seitingen-Oberflacht, Germany | Hartmann Tuning fork C512 - 44 0700 03 | I | Pirun kumbues per testimin e degjimit te pacientit | Instrumenta shume perdorimesh
11055 | Defibrilator | Fedos sh.p.k | 11.01.2022 | Nihon Kohden Corporation, 1-31-4 Nishiochiai, Shinjuku-ku, Tokyo 161-8560, Japan | Defibrilator: TEC-5601; TEC-5611; TEC-5621; TEC-5631. MP/SpO2 Unit: QI-564 V; MP/SpO2/NIBP Unit: QI-565 V; NIPB UNIT: SG-565 V; Software: QS-009 V | IIb | Defibrilator per rikthimin ne normalitet te rrahjeve te zemres nepermjet impulseve apo shokut elektrik | Pajisje elektromekanike
11056 | Patient Connections | Fedos sh.p.k | 11.01.2022 | Maquet Critical Care AB Röntgenvägen 2, SE-171 54 Solna, Sweden | Patient Connections for Ventilation and Anesthesia (sipas listes bashkengjitur) | Iia | Aksesore per lidhjen epacientit me pajisjet e ventilimit dhe anestezise | Pajjisje anestezie dhe respiratore
11057 | Flow-i Anesthesia System | Fedos sh.p.k | 11.01.2022 | Maquet Critical Care AB Röntgenvägen 2, SE-171 54 Solna, Sweden | Flow-i Anesthesia System C20, C30 and C40, System version 4.8.3 (sipas listes bashkengjitur) | IIb | Pajisje anestezie e cila perdoret per ti dhene oksigjen dhe gazra anestetike paciente | Pajjisje anestezie dhe respiratore
11058 | Amplatz Super Stiff™ Guidewire | Montal Sh.p.k | 11.01.2022 | Boston Scientific Corporation 300 Boston Scientific Way Marlborough Massachusetts 01752 USA | Amplatz Super Stiff™ Guidewire (sipas listes se bashkengjitur) | IIa | Tel drejtuese jo-vaskulare per endoskopi. | Pajisje një përdorimëshe
11059 | Aesku.Rapid Sars-CoV-2 Rapid Test | Fedos | 11.01.2022 | Aesku.Diagnostics GmbH & Co. KG Mikroforum Ring 2, 5234 Wendelsheim, Deutschland, Germany | Aesku.Rapid Sars-CoV-2 Rapid Test - 840001 (20 tests); 840003 (5 tests); 840005 (2 tests); 840007 (1 tests) | In vitro | Teste te shpejta per diahnostikimin e Sars-CoV-19 | Pajisje te diagnostikimit in vitro
11060 | Resolution Clip Family of Devices | Montal sh.p.k | 12.01.2022 | Boston Scientific Corporation 300 Boston Scientific Way Marlborough, MA 01752 USA | Resolution Clip Family of Devices (sipas listes bashkangjitur) | IIb | Eshte nje pajisje mjekesore qe sherben per te realizuae procesin e hemostazes | Pajisje nje perdorimeshe
11061 | Zero Tip™ Nitinol Stone Retriveal Basket | Montal sh.p.k | 12.01.2022 | Boston Scientific Corporation 300 Boston Scientific Way Marlborough, MA 01752 USA | Zero Tip™ Nitinol Stone Retriveal Basket (sipas listes bashkangjitur) | Iia | Eshte nje pajisje mjekesore ne forme koshi qe perdoret gjate procedurave urologjike per te kapur, manipuluar dhe hequr guret dhe objektet e tjera | Pajisje nje perdorimeshe
11062 | BioPince™ | Montal sh.p.k | 12.01.2022 | Argon Medical Devices, Inc. 1445 Flat Creek Road Athens, Texas 75751 USA | BioPince™ Full Core Biopsy Instrumen & BioPince™ Ultra Full Core Biopsy Instrument | Iia | Pajisje mjekesore qe perdoren per marrjen e biopsise | Pajisje nje perdorimeshe
11063 | Wound Closure Kit | Farma Net Albania sh.p.k | 12.01.2022 | Fistar Healthcare Company Limited (Guangzhou) Rm.901, Building No.2, Headquarters Center, Tian'an High-tech Ecological Park, Panyu, 511400 Guangzhou, PR of China | Skin Closure( Wound Closure Kit): FS-160A, FS-160B | Is | Strip ngjites per mbylljen e plageve | Pajisje nje perdorimeshe
11064 | Raised Toilet Seat 15cm with LID - 0808184 | Farmanet | 12.01.2022 | Mobiak S.A. Kathiana Akrotiriou- Chania-Crete/ Greece | Raised Toilet Seat 15cm with LID - 0808184 | l | Tualet me kapak qe mban deri ne peshen 136kg | Pajisje asistive per persona me aftesi te kufizuar
11065 | Tripod cane, conical base (col: silver) - 080766; Forearm crutch adjustable handle, Grey (height 74-115cm) - 0806104; Foldable Aluminium Stick, Black-Plastic handle - 0809256; Tripod Cane - 0807662i | Farmanet | 12.01.2022 | Mobiak S.A. Kathiana Akrotiriou- Chania-Crete/ Greece | Tripod cane, conical base (col: silver) - 080766; Forearm crutch adjustable handle, Grey (height 74-115cm) - 0806104; Foldable Aluminium Stick, Black-Plastic handle - 0809256; Tripod Cane - 0807662i | l | Bastun me tre kembe; paterice parakrahu; bastun I rregullueshem alumini; bastun me tre kembe baze konike | Pajisje asistive per persona me aftesi te kufizuar
11066 | COVID-19 Antigen Rapid Test | Farma Net Albania sh.p.k | 12.01.2022 | Hangzhou Clongene Biotech Co., Ltd. No.1 Yinchuang Road, Yuhan Sub-District, Yuhang District, 311121 Hangzhou, China | COVID-19 Antigen Rapid Test | In Vitro | Test i shpejte nazofaringeal i antigjenit covid-19 | Pajisje te diagnostikimit in vitro
11067 | Rom Pneumatic Walker | Farma Net Albania sh.p.k | 13.01.2022 | MOBIAK S.A Kathiana Akrotiriou-Chania -Crete- Greece | Rom Pneumatic Walker - 17" S : 0807457; Rom Pneumatic Walker - 17" M : 0807458; Rom Pneumatic Walker - 17" L : 0807459; Rom Pneumatic Walker - 17"XL : 0807460; (UDI-DI 521300690orthopedicsup5YU) | I | Pajisje mjekesore e pershtatshme per fraktura te ndryshme te jgymtyreve te poshtme | Pajisje asistive per persona me aftesi te kufizuar
11068 | Examination Bed | Farma Net Albania sh.p.k | 13.01.2022 | MOBIAK S.A Kathiana Akrotiriou-Chania -Crete- Greece | Single Crank Homecare Bed (Dark Brown) - 0810058; Foldable Examination Bed L1850 x W570 x H750mm - 0808877; Two Cranks Hospital Bed, Manual (White) - 0810071 (UDI-DI 521300690beds3GU) | I | Krevat manual me nje manivele me ngjyre kafe | Pajisje asistive per persona me aftesi te kufizuar
11069 | Electrosurgery Instruments: ARC 400 ( 900-400 ) | Euromed | 13.01.2022 | BOWA-electronic GmbH & Co. KG Heinrich-Hertz Strasse 4-10 72810 Gomeringen, Germany | Electrosurgery Instruments: ARC 400 ( 900-400 ) | llb | Pajisje per nderhyrje kirurgjikale | Tjeter
11070 | Masterpuls | Montal sh.p.k | 13.01.2022 | Storz Medical AG, Lohstampfersttr, 8, 8274 Tägerwilen, Switzerland | MASTERPULS ® MP200 - 19576.010X | IIa | Eshte nje pajisje portative terapeutike per menaxhimin e dhimbjeve te ideve te buta dhe crregullimeve muskuloskeletore me ane te valeve goditese radiale me frekuence | Pajisje terapie komplementare
11071 | Flat rolls | Montal sh.p.k | 13.01.2022 | ELINE S.R.L.- Via Soncino snc - 24050 - Torre Pallavicina (Bergamo) Italy | Flat rolls and Gusseted rolls : Eline Medical Paper+ Plastic Film (PET/PP) Tyvek® Plastic Film (OPA/PE) (UDI-DI+41720XXXXX-ER XXX; ER XX; ER XXX) | I | Leter mjekesore qe lejon depertimin e avullit gjate fazes se sterilizimin per sterilizim ne autoklave ose me oksid etileni | Instrumenta shumeperdorimesh
11072 | Phased Array Transducer | BNT Electronics | 13.01.2022 | Canon Medical Systems Corporation 1385, Shimoishigami, Otawara-Shi, Tochigi 324-8550, Japan | Phased Array Transducer PSU-30BT | lla | Shnderrues I vargut ne faza, adaptor ne biopsi | Tjeter
11073 | Tracheostomy tubes; KAN tracheostomy tubes; SUMINI tracheostomy tubes; Tracheostomy tubes accessories; Feeding tubes; Urology Catheters-Nelaton, Tiemann | Fedos | 13.01.2022 | SUMI spółka z ograniczoną odpowiedzialnością sp. k. Drobiarska 35, 05-070 Sulejówek, Poland | Tracheostomy tubes; KAN tracheostomy tubes; SUMINI tracheostomy tubes; Tracheostomy tubes accessories; Feeding tubes; Urology Catheters-Nelaton, Tiemann (sipas listes se bashkengjitur) | llb | Tubat e trakeostomisë, Aksesorë të tubave të trakeostomisë- përdoren për të administruar ventilim me presion pozitiv, Tubat e ushqimit,- Perdoren per administrimin e ushqimit te pacienti | Pajisje një përdorimëshe
11074 | Instruments | Sava Dental Line | 13.01.2022 | Nobel Biocare AB PO Box 5190, SE- 402 26 Vӓstra Hamngatan 1, 411 17 Goteborg, Sweden | Instruments (sipas listes se bashkengjitur) | l; ls | Instrumenta steril dhe jo steril dentare | Pajisje dentare
11075 | Abutments and Clinical Screws | Sava Dental Line | 13.01.2022 | Nobel Biocare AB PO Box 5190, SE- 402 26 Vӓstra Hamngatan 1, 411 17 Goteborg, Sweden | Abutments and Clinical Screws (sipas listes se bashkengjitur) | llb | Implante dentare, suprastruktura implantare, aksesore per implantim | Pajisje dentare
11076 | Instruments with measurement function: CS North Star Manual Torque Wrench - 300044; Manual Torque Wrench Prosthetic Nobel Biocare N1™ - 301082; Manual Torque Wrench Surgical Nobel Biocare N1™ - 301083 | Sava Dental Line | 13.01.2022 | Nobel Biocare AB PO Box 5190, SE- 402 26 Vӓstra Hamngatan 1, 411 17 Goteborg, Sweden | Instruments with measurement function: CS North Star Manual Torque Wrench - 300044; Manual Torque Wrench Prosthetic Nobel Biocare N1™ - 301082; Manual Torque Wrench Surgical Nobel Biocare N1™ - 301083 | lm | Instrumenta dentare me funksion mates | Pajisje dentare
11077 | Dental abutments, Surgical Kit, Dental Tools | Sava Dental Line | 13.01.2022 | Ritter Implants GmbH & Co. KG Freiburger Str. 45, 88400 Biberach, Germany | Dental abutments, Surgical Kit, Dental Tools (sipas listes se bashkengjitur) | l | Instrumenta dentare per perdorim ne implantologji, kite kirurgjikale, suprasutura implantesh | Pajisje dentare
11078 | SARS-CoV-2 Antigen Rapid Test Cassette - (CP01750011/CP01760011/CP01770011/CP01800011/CP01810011/CP01820011) | CAMPUS IEA shpk | 17.01.2022 | Merlin Biomedical (Xiamen) Co., Ltd. 4th Floor, Building B3, 2054 West Wengjiao Rd., Haicang, Xiamen, 361025, China | SARS-CoV-2 Antigen Rapid Test Cassette - (CP01750011/CP01760011/CP01770011/CP01800011/CP01810011/CP01820011) | In Vitro | Test i shpejte antigjenik per detektimin e sars covid. | Pajisje te diagnostikimit in vitro
11079 | Nasal Mask Silicone, Ora-Nasal Mask Silicone, Full Face Mask Silicone, Disposable Patient Tube (sipas listes bashkengjitur) | Fedos shpk | 17.01.2022 | Foras Bilgisayar Elektronik Medikal Sanayi Ve Ticaret Limited Sirketi Ostim O.S.B. Mahallesi 1269, Cadde No:35, Yenimahalle / Ankara / Turkiye | Nasal Mask Silicone, Ora-Nasal Mask Silicone, Full Face Mask Silicone, Disposable Patient Tube (sipas listes bashkengjitur) | lla | Maska respiratore prej silikoni per te ndihmuar pacientin te kryeje procesin e frymemarrjes. | Pajisje anestezie dhe respiratore.
11080 | Non Invasive Tools and Accessories | Sava Dental Line | 17.01.2022 | Nobel Biocare AB, PO Box 5190, 402 26, Västra Hamngatan 1, 411 17, Götenborg, Sweden | Non Invasive Tools and Accessories (sipas listes bashkangjitur) | I | Instrumenta jo invazive dentare dhe aksesore per implantin e dhembeve | Pajisje dentare
11081 | Implants and Cover Screws | Sava Dental Line | 17.01.2022 | Nobel Biocare AB, PO Box 5190, 402 26, Västra Hamngatan 1, 411 17, Götenborg, Sweden | Implants and Cover Screws (sipas listes bashkangjitur) | IIb | Implante dentare, suprastruktura implantare, instrumenta dentar | Pajisje dentare
11082 | NobelProcera and Trefoil Prosthetics | Sava Dental Line | 17.01.2022 | Nobel Biocare AB, PO Box 5190, 402 26, Västra Hamngatan 1, 411 17, Götenborg, Sweden | NobelProcera and Trefoil Prosthetics (sipas listes bashkangjitur) | IIb | Implante dentare, suprastruktura implantare, instrumenta dentar | Pajisje dentare
11083 | Intensive Care Unit | Euromed sh.p.k | 17.01.2022 | Megasan Medikal Gaz Sistenleri Tibbi Alet Ve Cihazlar Inşaat Taahhüt Madencilik Nakliye Turizm Ithalat Ihracat Sanayi Ve Ticaret Anonim Şirketi Cumhuriyet Mah. Düvenciler Sok. Zafer Iş Hani Apt. 33/411 Merkez-Çankiri-Turkey | Intensive Care Unit- MG-YBP-K | IIb | Pedant njesie kujdesi intensive e projektuar per tum ontuar ne tavan duke siguruar ergonomi te m ire. | Pajisje anestezie dhe respiratore
11084 | Non-contact Electronic Forehead Infrared Thermometer: FT3010 | Fedos shpk | 17.01.2022 | Zhongshan Jinli Electronic Weighing Equipment Co., Ltd. 283rd South Min'an Road, Xiaolan Town, Zhongshan City, Guangdong Province, 528416, P.R.China | Non-contact Electronic Forehead Infrared Thermometer: FT3010 | lla | Termometer elektronik me rreze infra te kuqe per matjen e temnperatures. | Pajisje elektromekanike.
11085 | Electrocardiograph | MSE sh.p.k | 17.01.2022 | Edan Instruments,Inc. #15 Jinhui Road, Jinsha Community, Kengzi Sub-District Pingshan District 518122 Shenzhen P.R of China | Electrocardiograph: SE-12, SE-12 Express, SE-1200, SE-1200 Express | Iia | Pajisje EKG per te matur ritmin e zemres | Tjeter
11086 | Gutta Percha Points; Absorbent Paper Points | Advantage Dental sh.p.k | 17.01.2022 | Pearl Dent Co., Ltd. No. 15B, Street No. 13, Tan Binh Industrial Park, Tan Phu District, Ho Chi Minh City, Vietnam | Gutta Percha Points; Absorbent Paper Points | Iia | Pajisje dentare per trajtimin e kanaleve | Pajisje dentare
11087 | Vital Sign Monitor | MSE sh.p.k | 17.01.2022 | Edan Instruments,Inc. #15 Jinhui Road, Jinsha Community, Kengzi Sub-District Pingshan District 518122 Shenzhen P.R of China | Vital Signs Monitor: M3; M3A; M3B | IIb | Monitor i cili transmeton shenjat jetesore te pacientit | Tjeter
11088 | TR Band Radial Artery Haemostatis Band - Bandage, Pressure | Biometric Albania shpk | 18.01.2022 | Terumo Corporation 44-1, 2-chome, Hatagaya, Shibuya-Ku, Tokyo 151-0072, Japan | TR Band Radial Artery Haemostatis Band - Bandage, Pressure | ls | Aksesore per angiografi. | Produkte per institucione te kujdesit shendetesor
11089 | Laringoscope Set | MSE sh.p.k | 17.01.2022 | GIMA S.p.A Via Marconi 1, Gessate, Italy | Laryngoscope Set 4 MC INT. BL. 1-2-3-4-adult: 34303 (UDI-DI 8023279Z120210030000000MQ) | I | Instrument mjekesor qe perdoret per te diagnostikuar probleme te laringut dhe fytit | Tjeter
11090 | Parker Otoscope | MSE sh.p.k | 17.01.2022 | GIMA S.p.A Via Marconi 1, Gessate, Italy | Parker Otoscope- 31440 (UDI-DI 8023279Z1214900600000002X) | I | Instrument mjekesore qe perdoret per dignostikimin e problemeve te kanalit te jashtem te veshit | Tjeter
11091 | MK-dent Premium Service Oil | Dental Leader Corsi sh.p.k | 17.01.2022 | MK-Dent GmbH Marie-Curie Str. 2, 22941 Bargteheide, Deutschland | MK-Dent Premium Service Oil: LU1011, LU1022, LU1031. Protective sprays and lubricants sprays (gel, fluid and cream) M9022 (UDI-DI +E490LU10111/+E490LU10221/+E490LU10311) | I | Vaj per perdorim tek anglat dentare per ti lubrifikuar | Pajisje dentare
11092 | Strumenti Chirurgici in Acciaio | Dental Leader Corsi sh.p.k | 17.01.2022 | Meta Ergonomic S.r.l Via Monte Nero, 19 1-20029 Turbigo (MI), Italy | Strumenti Chirurgici in Acciaio per Odontoriatria (accessori): Osteotomi, Lame, Inseritori | I | Instrumenta te ndryshme dentare te cilat perdoren ne kirurgji | Pajisje dentare
11093 | Gastric/Enteral Feeding Family; Trapezoid RX Wireguided Retrieval Basket Technical; Tome/Autotome RX Family; Hydra Jagwire™ High Performance Guidewire; Dreamwire™ High Performance Guidewire; TRUEtome™ Cannulating Sphincterotome; Jagwire and Jagtail Guidewires; Speedband Superview Super 7™ Band Ligator; Contour & Fluoro Tip ERCP Cannula; Advanix™ Biliary Stent with NaviFlex™ RX Delivery System; Interject Injection Therapy Needle Catheter (sipas listes bshkengjitur) | MONTAL shpk | 17.01.2022 | Boston Scientific Corporation 300 Boston Scientific Way Marlborough, MA 01752 USA | Gastric/Enteral Feeding Family; Trapezoid RX Wireguided Retrieval Basket Technical; Tome/Autotome RX Family; Hydra Jagwire™ High Performance Guidewire; Dreamwire™ High Performance Guidewire; TRUEtome™ Cannulating Sphincterotome; Jagwire and Jagtail Guidewires; Speedband Superview Super 7™ Band Ligator; Contour & Fluoro Tip ERCP Cannula; Advanix™ Biliary Stent with NaviFlex™ RX Delivery System; Interject Injection Therapy Needle Catheter (sipas listes bshkengjitur) | l, lla, llb | Pajisje mjekesore njeperdorimeshe per trajtim biliar, gastrointestinal dhe endoskopik. | Pajisje nje perdorimeshe
11094 | Promos PREMIER™ Select MONORAIL™ Everolimus-Eluting Platinium Chromium Coronary Stent System (sipas listes bshkengjitur) | MONTAL shpk | 17.01.2022 | Boston Scientific Corporation 300 Boston Scientific Way Marlborough, MA 01752 USA | Promos PREMIER™ Select MONORAIL™ Everolimus-Eluting Platinium Chromium Coronary Stent System (sipas listes bshkengjitur) | lll | Pajiseje mjekesore e perdorur per trajtimin e pacienteve qe kane semundje te arterieve koronare. Stenta te arterieve koronare, me ilaç. | Pajisje nje perdorimeshe
11095 | Sterile Suction Kit: S2050 211 | P.N.G shpk | 18.01.2022 | Ceren Uretim Plastik Urunleri San. Ve Tic. A.S. Zafer Mh. 143, Sk. No: 8 D:8A-8/3, Esenyurt/Istanbul/Turkey | Sterile Suction Kit: S2050 211 | lla | Kit aspirimi steril | Pajisje nje perdorimeshe
11096 | ECO. Homecare Bed "Libra" with Wooden Covers: 0803151; Hospital Bed Electric 3-Functions: 080654 (UDI-DI: 521300690electricbeds4B7) | Farma Net Albania shpk | 17.01.2022 | Mobiak S.A Kathiana Akrotitiu-Chania-Ctrete-Greece | ECO. Homecare Bed "Libra" with Wooden Covers: 0803151; Hospital Bed Electric 3-Functions: 080654 (UDI-DI: 521300690electricbeds4B7) | l | Krevate elektrik. | Pajisje per mobilim spitalor
11097 | Foldable Walker with 2 Level Handles: 0807998i; Rollator Walker Aluminium Silver with Crutch Hlolder: 0808491; Double Formation Rollator, Walker: 0808368; Foldable Wheels Walker: 0806507; Rollator Walker Alum. Silver 'Platinum': 0803160 (UDI-DI: 521300690walkers11K3) | Farma Net Albania shpk | 17.01.2022 | Mobiak S.A Kathiana Akrotitiu-Chania-Ctrete-Greece | Foldable Walker with 2 Level Handles: 0807998i; Rollator Walker Aluminium Silver with Crutch Hlolder: 0808491; Double Formation Rollator, Walker: 0808368; Foldable Wheels Walker: 0806507; Rollator Walker Alum. Silver 'Platinum': 0803160 (UDI-DI: 521300690walkers11K3) | l | Paterica te llojeve te ndryshme. | Pajisje asistive per persona me aftesi te kufizuar
11098 | Ultra med pajisje | Euromed sh.p.k | 17.01.2022 | Ultra for medical products (Ultramed) Co (U.M.I.C) S.A.E. Part No. (304:310) & part (312) - industrial Area, Arab El Awamer - Abnoub - Assiut - Egypt | V. Infusion Set I.V. Cannula Blood Transfusion Set A.V. Fistula Needle Infant feeding tube Ryles Tube Suction Catheter Nelaton Catheter Mucus Extractor Hemosuc -Close wound Suction unit Guedel Airway Burette Set Endotraceal Tube Cuffed – Uncuffed Latex Foley Catheter Silicone Foley Catheter Nasal Oxygen Cannula Adult – Paediatric – Neonatal Ultra Easy surgical Glove Ultra Touch surgical Glove Oxygen Face Mask Adult – Paediatric Flow regulator Suction Tube Yankaur & Handle | I; Iia | Pajisje te ndryshme mjekesore | Pajisje nje perdorimeshe
11099 | Instruments with measurement function | Sava Dental Line | 17.01.2022 | Nobel Biocare AB, PO Box 5190, 402 26, Västra Hamngatan 1, 411 17, Götenborg, Sweden | Instruments with measurement function (sipas listes bashkangjitur) | Im` | Instrumenta mjekesore me funksion mates te cilat perdoren ne procedurat e implantologjise | Pajisje dentare
11100 | Implant Kits | Sava Dental Line | 17.01.2022 | Nobel Biocare AB, PO Box 5190, 402 26, Västra Hamngatan 1, 411 17, Götenborg, Sweden | Kits: Drill kit 7-15mm - 35425; Drill Kit 2.0mm & Pilot Drill, 7-15mm, long shaft - 37342; Drill Kit 2.0mm & Pilot Drill, 7-15mm - 37343 | Iia | Kite implantesh dhe instrumentash per perdorim ne kirurgjine dentare | Pajisje dentare
11101 | Dental Implants, Dental Abutments, Dental Drills and Surgical Kits | Sava Dental Line | 17.01.2022 | Ritter Implants GmbH & Co KG, Freiburg Str. 45, 88400 Biberach, Germany | Dental Implants, Dental Abutments, Dental Drills and Surgical Kits (sipas listes bashkangjitur) | Iia; IIb | Implante dentare, suprastruktura implantare, instrumenta dentar, freza dhe kite | Pajisje dentare
11102 | Vibra 3.0 | Vaanmed sh.p.k | 17.01.2021 | AD SWISS MEDTECH S.A. Via Grumo, 10 - Centro GTL, 6929 Gravesano - Switzerland | Apparechiature a vibrazioni selettive: Vibra 3.0 | Iia | Eshte nje pajisje qe transmeton vale katrore me frekuenca te intensiteti dhe parametra te ndryshme stimulimi | Pajisje diagnostikuese dhe terapeutike me rrezatim
11103 | Neurowerk EMG4 notebook, EMG/NLG/EP: NG01-2004-4; Neurowerk EEG34 desktop: NG02-2001-58 | 2A - PHARMA shpk | 18.01.2022 | SIGMA Medizin-Technik GmbH Gewerbepark Am Gründel 2, 09423 Gelenau, Deutschland/Germany | Neurowerk EMG4 notebook, EMG/NLG/EP: NG01-2004-4; Neurowerk EEG34 desktop: NG02-2001-58 | lla | Pajisje spitalore neurologjike, ezhe koke dhe mamografi. | Pajisje per mobilim spitalor
11104 | LCD Color Display: FS-L2702D, FS-L2702DT | MONTAL shpk | 18.01.2022 | Foreseeson Costum Displays, Inc. 2210 E. Winston Road Anaheim, CA 92806 USA | LCD Color Display: FS-L2702D, FS-L2702DT | l | Pajisje mjekesore e projekltuar posacerisht per paraqitjene imazheve nga sistemet e kamerave endoskopike. | Tjeter
11105 | Bed Head Unit; Intensive Care Unit | Euromed | 18.01.2022 | ÇAĞDAŞ Elektronik Medikal Sistemler Sanayi Ve Ticaret LTD. ŞTI. Defterdar mah. Keresteciler Sitesi Haci Bilgin Sok. No: 16 Eyup, Istanbul, Turkey | Bed Head Unit: HB 00 0001 , HB 00 0002, HB 00 0003, HB 00 0004; Intensive Care Unit: YB 00 0001 , YB 00 0002, YB 00 0003, YB 00 0004, YB 00 0005, YB 00 0006, YB 00 0007, YB 00 0008, YB 00 0009 | llb | Njesi kujdesi murale qe vendosen ne koken e krevatit duke furnizuar pajisjet dhe pacientin me gaze mjekesore; Njesi kujdesi Intensiv murale qe vendosen ne koken e krevatit duke furnizuar pajisjet me nje sistem ushqimi energjie dhe pacientin me gaze mjekesore | Pajisje anestezie dhe respiratore
11106 | Adapter; Laryngo pharyngoscope; Retractor blade;Suction tube; TORS blade; Instrument basket; Chest support; Support rod | Mse | 18.01.2022 | Olympus Winter & Ibe GmbH Kuehnstr. 61 22045 Hamburg Deutschland | Adapter; Laryngo pharyngoscope; Retractor blade;Suction tube; TORS blade; Instrument basket; Chest support; Support rod (sipas listes se bashkengjitur) | l | Instrumenta laryngo-faringoskopi qe perdoren ne kirurgji endoskopike me lazer dhe mikrokirurgji | Tjeter
11107 | Spectra Optia Exchange Det: 10226 | Euromed shpk | 18.01.2022 | Terumo BCT Ltd. Old Belfast Road, Millbrook, Larne BT40 2SH, United Kingdom | Spectra Optia Exchange Det: 10226 | llb | Sete nje perdorimeshe per perpunimin e gjakut. | Pajisje nje perdorimeshe
11108 | Mirasol Platelet Disposable Kit for Tratment in Plasma: 10090; Mirasol Platelet Disposable Kit for Tratment in Platelet Additive Solution: 10790 | Euromed shpk | 18.01.2022 | Terumo BCT Inc. 10811 W.Collins Ave. Lakewood Colorado 80215 USA | Mirasol Platelet Disposable Kit for Tratment in Plasma: 10090; Mirasol Platelet Disposable Kit for Tratment in Platelet Additive Solution: 10790 | llb | Sistem per perpunimin e gjakut. | Tjeter
11109 | Software (sipas listes bashkengjitur) | SAVA Dental Line shpk | 18.01.2022 | Nobel Biocare AB Po Box 5190, 402 26, Västra Hamngatan 1, 411 17, Göteborg, Sweden | Software (sipas listes bashkengjitur) | Im | Programe sotware per pergatitjen dhe implantimin e dhembeve. | Pajisje dentare
11110 | Software (sipas listes bashkengjitur) | SAVA Dental Line shpk | 18.01.2022 | Nobel Biocare AB Po Box 5190, 402 26, Västra Hamngatan 1, 411 17, Göteborg, Sweden | Software (sipas listes bashkengjitur) | Im | Programe sotware per pergatitjen dhe implantimin e dhembeve. | Pajisje dentare
11111 | Instruments (sipas listes bashkengjitur) | SAVA Dental Line shpk | 18.01.2022 | Nobel Biocare AB Po Box 5190, 402 26, Västra Hamngatan 1, 411 17, Göteborg, Sweden | Instruments (sipas listes bashkengjitur) | lla | Instrumenta dentar ne funksion te implantologjise. | Pajisje dentare
11112 | Instrument tray; Insert tray | Mse | 18.01.2022 | Olympus Winter & Ibe GmbH Kuehnstr. 61 22045 Hamburg Deutschland | Instrument tray; Insert tray (sipas listes se bashkengjitur) | l | Mbajtese dhe ruajtese per vendosjen e instrumentave mjekesor per sterilizim ne autoclave | Tjeter
11113 | Impression Tray | MOTO-MANIA shpk | 18.01.2022 | Seil Global Co., Ltd 191, Gaejwa-ro, Geumjeong-gu, Busan, Korea | Impression Tray: Implant Tray - US, LS, UM, LM, UL, LL, PA, PB, P1, P2, Set; Plastic Tray - US, LS, UM, LM, UL, LL, PA, PB, P1, P2, Set; Bite Tray-Y - Posterior, Sideless posterior, Full arch, Anterior, Quadrant; Bite Tray-W - Posterior, Sideless posterior, Full arch, Anterior, Quadrant | l | Luge per marrjen e masave ne dentistri | Pajisje dentare
11114 | Mixing Tip | MOTO-MANIA shpk | 18.01.2022 | Seil Global Co., Ltd 191, Gaejwa-ro, Geumjeong-gu, Busan, Korea | Mixing Tip: Yellow Mixing Tip, Green Mixing Tip, Blue Cement Tip, Temporary Crown Tip, Core Mix Mixing Tip, Resin Cement Tip-S, Resin Cement Tip-L, Auto Mix Mixing Tip-P, Auto Mix Mixing Tip-New, New Yellow Mix Mixing Tip, New Green Mix Mixing Tip, New Pink Mix Mixing Tip, New Core Mix Mixing Tip, New Resin Cement Tip-S, New Resin cement Tip-L, New Temporary Crown Tip, New Blue Mixing Tip | l | Maja per perzierje | Pajisje dentare
11115 | Dental instruments | Dental Leader Corsi shpk | 18.01.2022 | MK-dent GmbH Marie-Curie-Str. 2, D-22941 Bargteheide, Germany | Dental instruments (sipas listes se bashkengjitur) | lla | Instrumenta dentare per preparimin e dhembit ne rastet e kariesit dentar apo kurorave, angla, contrangla dhe turbina | Pajisje dentare
11116 | Tooth Whitening Systems | Dental Leader Corsi shpk | 18.01.2022 | BEAM S.r.l. Centro Direzionale Isola G1 80143 Napoli, Italy | Tooth Whitening Systems (sipas listes se bashkengjitur) | lla | Xhel dentar qe perdoret per zbardhimin e dhembeve | Pajisje dentare
11117 | BTE hearing aids, ITE hearing aids and accessories for hearing aids (sipas listes bashkengjitur) | Salajacustic shpk | 18.01.2022 | Oticon A/S Kongebakken 9, 2765 Smørum, DENMARK | BTE hearing aids, ITE hearing aids and accessories for hearing aids (sipas listes bashkengjitur) | lla | Aparate degjimi dhe aksesoret perkates. | Tjeter
11118 | COVID-19 (SARS-CoV-2) Antigen Test Kit 20 tests/kit | VIVIEN MEDICAL sh.p.k | 19.01.2022 | Wuhan EasyDiagnosis Biomedicine Co., Ltd Room 3 & 4, 2nd Floor, Bldg 25, Phase 3.1 Wuhan Optics Valley International Biopharmaceutical Enterprise Accelerator, No. 388, Gaoxin 2nd RD, East Lake Hi-Tech Development Zone, 430074 Wuhan, China | COVID-19 (SARS-CoV-2) Antigen Test Kit 20 tests/kit | In Vitro | Teste te shpejta per detektimin e Covid 19. | Pajisje diagnostikimi in vitro
11119 | Crossbaum® Implant System | Dental Leader Corsi sh.p.k | 19.01.2022 | Argo Baum Tech Precision, Lda, 7350-47 Elvas - Rua da Alemanha. Lote 51 (PRT) - Portugal | Crossbaum® Implant System (sipas listes bashkangjitur) | I | Pajisje mjekesore, instrumenta te cilat perdoren ne procedurat dentare gjate vendosjes se implantit | Pajisje dentare
11120 | Crossbaum® Implant System | Dental Leader Corsi sh.p.k | 19.01.2022 | Argo Baum Tech Precision, Lda, 7350-47 Elvas - Rua da Alemanha. Lote 51 (PRT) - Portugal | Dental Abutments- Screws and prosthetic accessories : Crossbaum® Implant System (sipas listes bashkangjitur) | IIb | Implante dentare dhe sksesore qe perdoren per zevendesimin e dhembeve qe mungojne. | Pajisje dentare
11121 | Diasposable Biopsy Forceps | Mse | 19.01.2022 | OLYMPUS MEDICAL SYSTEMS CORP. 2951 Ishikawa-cho, Hachioji-shi, Tokyo 192-8507 Japan | Diasposable Biopsy Forceps:FB-211D, FB-221D, FB-231D, FB-241D, FB-211K, FB-221K, FB-231K, FB-241K | lla | Instrumenta qe perdoren ne endoskopi dhe kirurgji | Instrumenta shumeperdorimeshe
11122 | dental ceramics (sipas listes bashkengjitur) | MOTO-MANIA shpk | 19.01.2022 | estetic ceram AG Landstrasse 109, 9495 Triesen, Liechtenstein | dental ceramics (sipas listes bashkengjitur) | lla | Porcelan dentar. | Pajisje dentare
11123 | Dental Needles: 27Gx21mm, 27Gx25mm, 27Gx30mm, 27Gx35mm, 27Gx38mm, 27Gx40mm, 30Gx12mm, 30Gx16mm, 30Gx21mm, 30Gx25mm, 31Gx8mm, 31Gx12mm | MOTO-MANIA shpk | 19.01.2022 | Li-dentech Incorporation 103-207, Chunui Technopark, 200-1, Chunui-dong, Wonmi-gu, Bucheon-si, Gyeonggi-do, 14557, Korea | Dental Needles: 27Gx21mm, 27Gx25mm, 27Gx30mm, 27Gx35mm, 27Gx38mm, 27Gx40mm, 30Gx12mm, 30Gx16mm, 30Gx21mm, 30Gx25mm, 31Gx8mm, 31Gx12mm | lla | Age dentare. | Pajisje dentare
11124 | Blood Pressure monitor: BP31 - BC51 | FARMATECH shpk | 20.01.2022 | Avita Corporation 9F, No.78, Sec.1, Kwang-Fu Road, Sanchong Dist., New Taipei City 24158, Taiwan | Blood Pressure monitor: BP31 - BC51 | lla | Aparat per matjen e presionit te gjakut. | Tjeter
11125 | Hospital fixture-furniture: OPR-1012 IV-STAND | Farma Net Albania shpk | 20.01.2022 | LUPUS Medikal Sanayi ve Ticaret A.S. Fevzi Çakmak Mah., 10753 Sokak, Kobisan 2, No:40/E Karatay-Konya/Turkey | Hospital fixture-furniture: OPR-1012 IV-STAND | l | Stativ serumi per dhomat mjekedore. | Produkte per institucione te kujdesit shendetesor
11126 | Hydraulic Patient Bed: T 1170; Stainless Steel Foldable Patient Screen: TS 6314; Foldable Examination Table: TH 6011 | Farma Net Albania shpk | 20.01.2022 | SFA Titanium Medikal iç ve Dis Ticaret Limited Sirketi 3. OSB, Kamil Serbetçi Blv. No: 56, 27600, Baspinar - Gaziantep / Turkey | Hydraulic Patient Bed: T 1170; Stainless Steel Foldable Patient Screen: TS 6314; Foldable Examination Table: TH 6011 | l | Krevate manual hidraulik pacienti. | Produkte per institucione te kujdesit shendetesor
11127 | Disposable medical nitrile exam glove : XS; S; M; L; XL; UDI:697040580ZHPFN02XY | MADALIN sh.p.k | 20.01.2022 | Zhonghong Pulin Medical Products Co., Ltd. West Industrial Park, Luannan County, Tangshan City, 063500, Hebei, China | Disposable medical nitrile exam glove : XS; S; M; L; XL; UDI:697040580ZHPFN02XY | I | Doreza mjekesore . | Tjeter
11128 | C50150.087G | Clean World Professional sh.p.k | 20.01.2022 | Cartindustria Eurocarta S.r.l. Via del Centenario, 166-55016 Porcari, Lucca, Italy | C50150.087G | I | Leter shtrati | Pajisje njeperdorimeshe
11129 | C501.14GE | Clean World Professional sh.p.k | 20.01.2022 | Cartindustria Eurocarta S.r.l. Via del Centenario, 166-55016 Porcari, Lucca, Italy | C501.14GE | I | Leter shtrati | Pajisje njeperdorimeshe
11130 | Transcranial Magnetic Stimulator ALTMS | 2A Pharma sh.p.k | 20.01.2022 | REMED Co., Ltd. 301-303, Migun Techno World II 187, Techno 2-ro, Yuseong-gu, Daejeon, 34025, Republic of Korea | Transcranial Magnetic Stimulator ALTMS | Iib | Stimulator magnetik transkranial. | Tjeter
11131 | FAVE DI FUCA HYDRALAX- GA13899 | Farmatech sh.p.k | 20.01.2022 | Coswell S.p.a Via Gobetti 4 FUNO (BO)- Italy | FAVE DI FUCA HYDRALAX- GA13899 | Iia | Laksativ me baze makrogoli qe rregullon funksionin e zorreve nepermjet procesit osmotik. | Tjeter
11132 | Blood Pressure Monitor: LD-527 | Trimed sh.p.k | 20.01.2022 | HONSUN (NANTONG) CO., Ltd, No.8 Tongxing Road, Economic & Technological Development area, Nantong city, Jiangsu P.R. China | Blood Pressure Monitor: LD-527 | Iia | Aparat elektronik qe sherben per matjen e presionit te gjakut dhe pulsit. | Tjeter
11133 | 1copy™COVID-19 qPCR Multi Kit M22MD100M | Genius sh.p.k | 20.01.2022 | 1drop Inc. A-203, Keumkang Penterium IT Tower, 215, Galmachi-ro, Jungwon-gu, Seongnam-si, Gyeonggi-do, 13217, REPUBLIC OF KOREA | 1copy™COVID-19 qPCR Multi Kit M22MD100M | In Vitro | Reagent per detektimin e covid 19. | Tjeter
11134 | Extension line for infusion: TECXXXXXYZZXSZNI; Infusion sets and flow regulators: TECXXXNXFYTMI; Filters: TECXXXXXXZNTI; Accessories: TECXXXZI; Transfusion set: TECXXXXYZTI; Oncology preparation and administrations sets: TECXYZTNI; Oncology infusion set: TECXYTNI; Archer TECXXXXI; Luer lock syringes: TEC797, 517371 | Farmavitta shpk | 21.01.2022 | Tecnoline S.p.A. 41033 Concordia sulla Secchia (MO) - Via A. Gelatti 11/A (ITA) - Italy | Extension line for infusion: TECXXXXXYZZXSZNI; Infusion sets and flow regulators: TECXXXNXFYTMI; Filters: TECXXXXXXZNTI; Accessories: TECXXXZI; Transfusion set: TECXXXXYZTI; Oncology preparation and administrations sets: TECXYZTNI; Oncology infusion set: TECXYTNI; Archer TECXXXXI; Luer lock syringes: TEC797, 517371 | l, lla | Pajisje te cilat perdoren per pastrimin e plageve dhe per lavazhin e indeve te buta dhe kockave. | Instrumenta shumeperdorimesh
11135 | Tecnosave, Dispositivo per autotrasfusione port-operatoria ortopedico: TEC859 | Farmavitta shpk | 21.01.2022 | Tecnoline S.p.A. 41033 Concordia sulla Secchia (MO) - Via A. Gelatti 11/A (ITA) - Italy | Tecnosave, Dispositivo per autotrasfusione port-operatoria ortopedico: TEC859 | llb | Pajisje jo e implantueshme e cila perdoret per autotransfuzionin e gjakut gjate nderhyrjeve operatore/kirurgjikale. | Pajisje nje perdorimeshe
11136 | WFX C2 ZAABC DDEE: WF1C2-DPSHF2222; WF4C2-DPSHF2210; WF2C2-DPSHF2222; WF2C2-DPSHF2210; WF3C2-DPSHF2222; WF3C2-DPSHF2210; WF4C2-DPSHF2222; WF1C2-DPSHF2210; WFCC2-DPSHF2222; WFCC2-DPSHF2210 ; WFX C2Y ZAABC DDEE: WF1C2S-DPSHF2222; WF4C2S-DPSHF2210; WF2C2S-DPSHF2222; WF2C2S-DPSHF2210; WF3C2S-DPSHF2222; WF3C2S-DPSHF2210; WF4C2S-DPSHF2222; WF1C2S-DPSHF2210; WFCC2S-DPSHF2222; WFCC2S-DPSHF2210 | Konex sh.p.k | 24.01.2022 | NUOVA S.B. SYSTEM S.r.l. Via de Vizzi, 90 20092 Cinisello Balsamo, MI Italia | WFX C2 ZAABC DDEE: WF1C2-DPSHF2222; WF4C2-DPSHF2210; WF2C2-DPSHF2222; WF2C2-DPSHF2210; WF3C2-DPSHF2222; WF3C2-DPSHF2210; WF4C2-DPSHF2222; WF1C2-DPSHF2210; WFCC2-DPSHF2222; WFCC2-DPSHF2210 ; WFX C2Y ZAABC DDEE: WF1C2S-DPSHF2222; WF4C2S-DPSHF2210; WF2C2S-DPSHF2222; WF2C2S-DPSHF2210; WF3C2S-DPSHF2222; WF3C2S-DPSHF2210; WF4C2S-DPSHF2222; WF1C2S-DPSHF2210; WFCC2S-DPSHF2222; WFCC2S-DPSHF2210 | Iib | Filtra uji antibakterial per shendrimin e ujit mikrobiologjikisht te paster. | Tjeter
11137 | SCREEN 7+AD - SDUA-174; SCREEN 1 - DOP-114 | FarmaNet sh.p.k | 24.01.2022 | SCREEN ITALIA s.r.l. via dell' Artigianato, 16 - 06089 - Torgiano (Perugia) Italy | SCREEN 7+AD - SDUA-174; SCREEN 1 - DOP-114 | In Vitro | Teste urine per detektimin e drograve te ndryshme. | Tjeter
11138 | Blood and Infusion Warmer: QW618; FT800; FT1800; FT2800; FT70; | 2A Pharma sh.p.k | 24.01.2022 | Keewell Medical Technology Co., Ltd. Xiananyi Industrial Zone, Pingzhou, Nanhai Foshan, Guangdong 528251, P.R. China | Blood and Infusion Warmer: QW618; FT800; FT1800; FT2800; FT70; | IIb | Pajisje spitalore per ngrohjen e gjakut. | Tjeter
11139 | Medipresteril-Rete tu. Elastiche baby omb 4pz + 4 garze st: P0186 | FARMATECH shpk | 24.01.2022 | Corman S.p.A. Via Liguria, 3, 20084 Lacchiarella (MI) - Italy | Medipresteril-Rete tu. Elastiche baby omb 4pz + 4 garze st: P0186 | l, Is | Set me 4 copa rrjete tubolare elastike per kerthizen e femijes dhe 4 cope fasho garze sterile. | Tjeter
11140 | Cryo 7 | ARLI PHARMA shpk | 24.01.2022 | Zimmer MedizinSysteme GmbH Junkersstr. 9, 89231 Neu-Ulm, GERMANY | Cryo 7 | lla | Pajisje me ajer te ftohte qe ka per qellim minimizimin e dhimbjeve dhe demtimeve termike gjate lazerit dhe trajtimeve dermatologjike. | Tjeter
11141 | Non-Cross-Linked Hyaluronic Acid Dermal Fillers (sipas listes bashkengjitur) | Panacea shpk | 24.01.2022 | Dr. Korman Laboratories Ltd. 23, Yosef Levi str. Kiryat Bialik 2751123, Israel | Non-Cross-Linked Hyaluronic Acid Dermal Fillers (sipas listes bashkengjitur) | lll | Xhel i injektueshem steril, apirogjen, i perbere nga nje acid hialuronik me origjine joshtazore ne nje tretesire kripe kloruri natriumi. | Pajisje te implantueshme jo aktive
11142 | TRIBOS 501 - Dental Plymers | Real Dent Center shpk | 24.01.2022 | gebdi DENTAL - PRODUCTS GmbH Industriestr. 3a, 78234 Engen, Germany | TRIBOS 501 - Dental Plymers | lla | Dhembe artificial qe perdoren per proteza dentare. | Pajisje dentare
11143 | SARS-CoV-2 AG Rapid Test | VACTRO SCIENTIFIC sh.p.k | 24.01.2022 | BioMaxima S.A Vetterow 5, 20-277 Lublin, Poland | SARS-CoV-2 Ag Rapid Test Cat. No 1-367-K020, Cat. No 1-367-KK20 | In Vitro | Test I shpejte per detektimine sars covid. | Pajisje diagnostikimi in vitro
11144 | Prismaflex | Biometric Albania | 27.01.2022 | GAMBRO Industries 7, avenue Lionel Terray BP 126, 69883 MEYZIEU Cedex- FRANCE | Prismaflex HF20 Set - 109841 (UDI-DI 07332414089443); Prismaflex HF20 CKT Set - 115313 (UDI-DI 07332414118426) | llb | Filtra per pajisje te dializes se vazhdueshme per pajisjen Prismaflex. | Pajisje terapie komplementare; Produkte per institucione te kujdesit shendetesor
11145 | Prismaflex | Biometric Albania sh.p.k | 27.01.2022 | GAMBRO Industries 7, Avenue Lionel Terray, BP 126, 69883 MEYZIEU Cedex - France | Prismaflex M60 Set - 106696 (UDI 07332414064549); Prismaflex M100 Set - 106697 (UDI 07332414064556); Prismaflex M150 Set - 109990 (UDI 07332414090005); | IIb | Filtra per pajisje te dializes se vazhdueshme per pajisjet prismaflex | Pajisje per institucione te kujdesit shendetesor
11146 | SARS-CoV-2 antigen IVD kit SWAB | ITAL TECHNO | 27.01.2022 | Shenzhen Reagent Technology Co.,Ltd. R7777, Hangcheng Wisdom Science Park, Hangcheng Streey, Bao'an District, Shenzhen, Guangdong, 518128, P.R. China | SARS-CoV-2 antigen IVD kit SWAB | In Vitro | Teste te shpejta per diahnostikimin e Sars-CoV-19 | Pajisje te diagnostikimit in vitro
11147 | Ceramill SG/Orange - NPAGSGOR01000 | Ka Dental Shop sh.p.k | 27.01.2022 | Vertex-Dental B.V. Centurionbaan 190 3769 AV Soesterberg, The Netherlands | Ceramill SG/Orange - NPAGSGOR01000 | I | Disqe per frezatoret ne prodhimin e dhembeve. | Pajisje dentare
11148 | Real Time PCR System | Ital Techno sh.p.k | 27.01.2022 | Shanghai Hongshi Medical Technology Co., Ktd. No.84A, Yiminhe Road, 200437 Shanghai, PR of China | Real-Time PCR System: SLAN-96S; SLAN-96P; SLAN-48P | In Vitro | Pajisje labortori qe perdoret per berjen e tamponave | Pajisje te diagnostikimitin vitro
11149 | Llampe zbardhimi | Primary Dental sh.p.k | 27.01.2022 | Denjoy Dental Co., Ltd. F4, Building A4, Lugu Medical Device Park, No.229 Guyuan Road, Changsha, 410205 P.R. of China | Whitening Light: LK-EB41B; LK-E12B; LK-E11; LK-E41; LK-E44; LK-E103C | I | Llampe zbardhimi per fuqizimin e efektit zbardhues me drite ngyre blu | Pajisje dentare
11150 | LED Curing Light: DY400-4, DY400-7, LK-G13, LK-G29, LK-G42, LK-G43, LED-G, Fiber optic tips | Primary Dental | 27.01.2022 | DENJOY DENTAL co.ltd., F4, A4 Building, Lugu Medical Device Park, No.229 Guyuan Road, Changsha City, Hunan Province, China | LED Curing Light: DY400-4, DY400-7, LK-G13, LK-G29, LK-G42, LK-G43, LED-G, Fiber optic tips | l | Llambe polimerizimi per kompozitin | Pajisje dentare
11151 | Gutta cutter - LK-J61 | Primary Dental | 27.01.2022 | FOSHAN SOCO PRECISION INSTRUMENT CO. 2Fl, Bldg 3, District A, Guangdong New Light Source Industrial Base, Luocun Shishan Town, Nanhai District, Foshan City, 528226 Guangdong China | Gutta cutter - LK-J61 | l | Aparat me nxehtesi te ulet per prerjen e guttaperkes | Pajisje dentare
11152 | Covid 19 Antigen Rapid Test | Swissmed sh.p.k | 27.01.2021 | Hangzhou Clongene Biotech Co., Ltd. No.1 Yinchuang Road, Yuhan Sub-District, Yuhang District, 311121 Hangzhou, China | Covid 19 Antigen Rapid Test Casette | In Vitro | Test antigjenik qe perdoret per dianotikimin e sars-covid 19 | Pajisje te diagnostikimit in vitro
11153 | Magnetic Resonance Imaging System (sipas listes bashkengjitur) | Health & Light shpk | 13.01.2022 | Philips Medical Systems Nederland B.V. Veenpluis 4-6, 5684 PC Best, The Netherlands | Magnetic Resonance Imaging System (sipas listes bashkengjitur) | llb | Rezonance magnetike per ekzaminimin e indeve te buta te pacienteve, pajisje dhe software per upgrade. | Pajisje diagnostikuese dhe terapeutike me rrezatim
11154 | Thuilium Laser - LaseMD Ultra, LASEMD; Surgical CO2 Laser [RF Type] - eCO2 Plus; Long-pulsed Alexandrite + Nd: YAG Laser - CLARITY II (ICD Typer, AIR Type); Long-pulsed Alexandrite Laser - CLARITY II LPA (ICD Type, AIR Typer) | Sollaku Group shpk | 28.01.2022 | Lutronic Corporation Lutronic Center, 219, Sowon-ro, Deogyang-gu, Goyang-si, Gyeonggi-do, Korea | Thuilium Laser - LaseMD Ultra, LASEMD; Surgical CO2 Laser [RF Type] - eCO2 Plus; Long-pulsed Alexandrite + Nd: YAG Laser - CLARITY II (ICD Typer, AIR Type); Long-pulsed Alexandrite Laser - CLARITY II LPA (ICD Type, AIR Typer) | llb | Lazer depilimi per qimet e trupit. | Pajisje diagnostikuese dhe terapeutike me rrezatim
11155 | Small Steam Sterilizers: SEA45, SEA29, SEA23, SEA18, SEA16, SEA12, SEA8, STE23, STE18, STE16, STE12, STE8 | Advantage Dental shpk | 31.01.2022 | Ningbo Runyes Medical Instrument Co., Ltd. 032 Building, No. 456, Tonghui Road, Jiangbei Investment & Pioneering Park C, Ningbo, China | Small Steam Sterilizers: SEA45, SEA29, SEA23, SEA18, SEA16, SEA12, SEA8, STE23, STE18, STE16, STE12, STE8 | llb | Autoklava per sterilizimin e instrumentave dentar. | Pajisje dentare
11156 | Maxcem Elite (2.01) - Maxcem Elite Standard Kit: 34055; Maxcem Elite Value Kit: 34056; Maxcem Elite Mini Kit: 34057; Maxcem Elite Refill Clear: 34058; Maxcem Elite Refill White: 34059; Maxcem Elite Refill White Opaque: 34060; Maxcem Elite Refill Yellow: 34061; Maxcem Elite EU Sample: 36040 | Advantage Dental shpk | 31.01.2022 | Kerr Corporation 1717 W. Collins Ave., Orange, CA 92867, USA | Maxcem Elite (2.01) - Maxcem Elite Standard Kit: 34055; Maxcem Elite Value Kit: 34056; Maxcem Elite Mini Kit: 34057; Maxcem Elite Refill Clear: 34058; Maxcem Elite Refill White: 34059; Maxcem Elite Refill White Opaque: 34060; Maxcem Elite Refill Yellow: 34061; Maxcem Elite EU Sample: 36040 | lla | Ngjites perfundimtar per urat e dhembeve. | Pajisje dentare
11157 | Zolid gen-x (sipas listes bashkengjitur) | Ka Dental Shop shpk | 28.01.2022 | Amann Girrbach AG Herrschaftswisen 1, 6842 Koblach, Austria | Zolid gen-x (sipas listes bashkengjitur) | lla | Disqe hde freaztore dentar per preodhimin e dhembeve. | Pajisje dentare
11158 | Rubber Polishers (sipas listes bashkengjitur) | Advantage Dental shpk | 31.01.2022 | Kerr Corporation 1717 W. Collins Ave., Orange, CA 92867, USA | Rubber Polishers (sipas listes bashkengjitur) | lla | Goma per llustrimin e dhembeve. | Pajisje dentare
11159 | Prismaflex | Incomed sh.p.k | 31.01.2022 | GAMBRO Industries 7, Avenue Lionel Terray, BP 126, 69883 MEYZIEU Cedex - France | Prismaflex TPE1000 Set - 107143 (UDI 07332414069322); Prismaflex TPE2000 Set - 107144 (UDI 07332414069339); Prismaflex TPE2000 US Set - 114093 (UDI 07332414111038); Prismaflex TPE1000 CKT Set - 115314(UDI 07332414118433); Prismaflex TPE2000 CKT Set - 115315 (UDI 07332414118440); Prismaflex TPE1000 C Set - 955597 (UDI 07332414124410); Prismaflex TPE2000 C Set - 955470 (UDI 07332414123482) | Iib | Eshte nje hemofilter me terapine TPE | Pajisje nje perdorimeshe
11160 | Extracorporeal circuit waste bag | Incomed sh.p.k | 31.01.2022 | Gambro Dasko S.p.A Medolla Facility, Via Modenese 66, Medolla (MO) 41036, Italy | Sterile accessories for hemodialysis: SP-418 6033765; SP-414 115959; SP-414C 955970 | Is | Qese sterile e cila perdoret ne rastet e procedurave te hemodializes apo hemofiltrimiy | Pajisje nje perdorimeshe
11161 | Modular Handinstruments | MSE sh.p.k | 31.01.2022 | Olympus Winter & Ibe GmbH Kuehnstr. 61 22045 Hamburg Deutschland | Modular Handinstruments (Handles, Shafts, Jaws Inserts) - PF015 (sipas listes bashkengjitur) | IIb | Instrumenta mjekesore endoskopike kirurgjikale | Tjeter
11162 | Needleholders | MSE sh.p.k | 31.01.2022 | Olympus Winter & Ibe GmbH Kuehnstr. 61 22045 Hamburg Deutschland | Needleholders (Handles, Jaws Inerts) PF021 (sipas listes bashkengjitur) | Iia | Instrumenta mjekesore endoskopike kirurgjikale | Tjeter
11163 | Suction irrigation system | MSE sh.p.k | 31.01.2022 | Olympus Winter & Ibe GmbH Kuehnstr. 61 22045 Hamburg Deutschland | Suction irrigation system (handle, valve tubing, suction/irrigation tube) PF022 (sipas listes bashkengjitur) | Iia; IIb | Sistem i thithjes se lengjeve ne procese laparoskopike | Tjeter
11164 | SARS-CoV-2 Rapid Antigen Test (Colloidal Gold Method) | J & L Distribution | 31.01.2022 | Sansure Biotech Inc. NO.680, Lusong Road, Yuelu District 410205 Changsha People's Republic of China | SARS-CoV-2 Rapid Antigen Test (Colloidal Gold Method): S3109E | In Vitro | Rapid test, testimi i covid 19, test i shpejte, diagmostikim in vitro | Tjeter
11165 | Prismaflex M60 Set - 106696; 115305; 955594; Prismaflex M100 Set - 106697; 115306; 955595; Prismaflex M150 Set - 109990; 115307; 955467 | Incomed | 31.01.2022 | GAMBRO Industries 7, avenue Lionel Terray BP 126, 69883 MEYZIEU Cedex- FRANCE | Prismaflex (sipas listes se bashkengjitur) | llb | Seti PRISMAFLEX përdoret për ofrimin e menaxhimit të vazhdueshëm të lëngjeve dhe terapive të zëvendësimit të veshkave. Përdoret për pacientët që kanë insuficiencë renale, mbingarkesë me lëngje ose të dyja | Pajisje një përdorimëshe
11166 | C-Silicones (UDI-DI ++EMODCSA202129) | Eurodenta | 31.01.2022 | Müller- Omnicron Gmbh & Co. KG Schlossestrasse 1, 51789 Lindlar, Germany | C-Silicones (UDI-DI ++EMODCSA202129)(sipas listes se bashkengjitur) | l | Materiale silikoni per marrje mase dhembesh provizor | Pajisje dentare
11167 | Prismaflex ST60 Set - 107643 UDI-07332414075682; Prismaflex ST100 Set - 107636 UDI-07332414075613; Prismaflex ST150 Set - 107640 UDI-07332414075651; Prismaflex ST60 CKT Set - 115308 UDI-07332414118372; Prismaflex ST100 CKT Set - 115309 UDI-07332414118389; Prismaflex ST150 CKT Set - 115310 UDI-07332414118396; Prismaflex ST100 C Set - 955468UDI-07332414123468; Prismaflex ST150 C Set - 955596 UDI-0733241424403; | Incomed sh.p.k | 31.01.2022 | GAMBRO Industries 7, avenue Lionel Terray BP 126 69883 MEYZIEU Cedex - France | Prismaflex ST60 Set - 107643 UDI-07332414075682; Prismaflex ST100 Set - 107636 UDI-07332414075613; Prismaflex ST150 Set - 107640 UDI-07332414075651; Prismaflex ST60 CKT Set - 115308 UDI-07332414118372; Prismaflex ST100 CKT Set - 115309 UDI-07332414118389; Prismaflex ST150 CKT Set - 115310 UDI-07332414118396; Prismaflex ST100 C Set - 955468UDI-07332414123468; Prismaflex ST150 C Set - 955596 UDI-0733241424403; | Iib | Seti Prismaflex perdoret ne menaxhimin e vazhdueshëm të lëngjeve dhe zëvendësimit të funksionit te veshkave Seti është i përdorshëm për pacientët me dështim renal, mbingarkesa me lëngje ose të dyja. | Pajisje nje perdorimeshe
11168 | Renasys Go Carry bag etj | Layo sh.p.k | 31.01.2022 | Smith & Nephew Medical Ltd. 101 Hessle Road, Hull, HU3 2BN, United Kingdom | RENASYS Go carry Bag : 66800162 ; RENASYS Go carry Strap: 66800163 (UDI 5000223SN000096RT); RENASYS Touch Carry Strap: 66801276; RENASYS Touch Carry Bag: 66801277; | I | Pajisje per mjekimin e plageve. | Tjeter
11169 | oXiris – Prismaflex Set (UDI-DI 07332414102234) - 112016; oXiris S – Prismaflex Set (UDI-DI 07332414123796) - 955503; oXiris – C Prismaflex Set (UDI-DI 07332414124090) - 955540; | Incomed | 31.01.2022 | GAMBRO Industries 7, avenue Lionel Terray BP 126, 69883 MEYZIEU Cedex- FRANCE | oXiris – Prismaflex Set (UDI-DI 07332414102234) - 112016; oXiris S – Prismaflex Set (UDI-DI 07332414123796) - 955503; oXiris – C Prismaflex Set (UDI-DI 07332414124090) - 955540; | lll | filtër që kryen terapi të shumta të pastrimit të gjakut në të njëjtën kohë, duke përfshirë terapinë e vazhdueshme të zëvendësimit të veshkave (CRRT) dhe heqjen e citokineve dhe ndërmjetësve inflamatorë nga gjaku | Pajisje një përdorimëshe
11170 | Alinity h-series AutoClean Solution | Pegasus sh.p.k | 01.02.2022 | Abbott Laboratories 4551 Great America Pkwy, Santa Clara, 95054 USA | Alinity h-series AutoClean Solution- 01R5104 | In Vitro | Eshte solucion per mirembajtjen e aparatures | Pajisje te diagnostikimit in vitro
11171 | ARCHITECT 25-OH Vitamin D | Pegasus sh.p.k | 01.02.2023 | Abbott Laboratories Diagnostics Division Lisnamuck, Longford, Co. Longford, Ireland | ARCHITECT 25-OH Vitamin D Reagent Kit: 5P02-25, 5P02-30, 5P02-35; ARCHITECT 25-OH Vitamin D Calibrators: 5P02-01; ARCHITECT 25-OH Vitamin D Controls: 5P02-10; | In Vitro | Eshte nje imunoanalize mikrogrimcash kemiluminishente qe sherben per percaktimin sasior te vitamines D ne serumin dhe plazmen njerezore, kalibratore dhe kontrolle | Pajisje te diagnostikimit in vitro
11172 | ARCHITECT Total T4 | Pegasus sh.p.k | 01.02.2024 | Abbott Laboratories Diagnostics Division Lisnamuck, Longford, Co. Longford, Ireland | ARCHITECT Total T4 Reagent Kit: 7K66-27, 7K66-32, 7K66-37; ARCHITECT Total T4 Calibrators: 7K66-02; ARCHITECT Total T4 Controls 7K66-12 | In Vitro | Eshte nje imunoanalize mikrogrimcash kemiluminishente qe sherben per percaktimin sasior te T4 ne serumin dhe plazmen njerezore, kalibratore dhe kontrolle | Pajisje te diagnostikimit in vitro
11173 | TDM Multiconsent Calibrator | Pegasus sh.p.k | 01.02.2025 | Microgenics Corporation 46500 Kato Road, Fremont, CA 94538, USA | TDM Multiconsent Calibrator: 5P04-01 | In Vitro | Kalibrator qe perdoret per kalibrimin e testeve te Amikacines, kabamazepines etj | Pajisje te diagnostikimit in vitro
11174 | ARCHITECT STAT CK-MB | Pegasus sh.p.k | 01.02.2026 | Abbott Laboratories Diagnostics Division, Abbott Park, IL 60064 USA | ARCHITECT STAT CK-MB Reagent Kit: 2K42-25, 2K42-28, 2K42-35, 2K42-38; ARCHITECT STAT CK-MB Calibrators: 2K42-01; ARCHITECT STAT CK-MB Controls: 2K42-10 | In Vitro | Eshte nje imunoanalize mikrogrimcash kemiluminishente qe sherben per percaktimin sasior te CK-MB ne serumin dhe plazmen njerezore, kalibratore dhe kontrolle | Pajisje te diagnostikimit in vitro
11175 | ARCHITECT Insulin | Pegasus sh.p.k | 01.02.2027 | Abbott Laboratories Diagnostics Division, Abbott Park, IL 60064 USA | ARCHITECT Insulin Reagent Kit: 8K41-27; ARCHITECT Insulin Calibrators: 8K41-02; ARCHITECT Insulin Controls: 8K41-11; | In Vitro | Eshte nje imunoanalize mikrogrimcash kemiluminishente qe sherben per percaktimin sasior teinsulines ne serumin dhe plazmen njerezore, kalibratore dhe kontrolle | Pajisje te diagnostikimit in vitro
11176 | Curasept Biosmalto Impact Action Mousse Sensitive teeth - CS-02366 | Farmatech sh.p.k | 02.02.2022 | Curasept S.p.A., Via G. Parini 19, 21047 Saronno (VA), Italy | Curasept Biosmalto Impact Action Mousse Sensitive teeth - CS-02366 | l | Shkume me veprim te menjehereshme per dhembe te ndjeshem | Tjeter
11177 | Curasept Biosmalto Impact Action Mousse Caries Abrasion & Erosion: CS-02364/CS-02365 | Farmatech sh.p.k | 02.02.2022 | Curasept S.p.A., Via G. Parini 19, 21047 Saronno (VA), Italy | Curasept Biosmalto Impact Action Mousse Caries Abrasion & Erosion: CS-02364; Curasept Biosmalto Impact Action Mousse Caries Abrasion & Erosion: CS-02365 | l | Shkume me veprim kunder kariesit me shije luleshtrydhe dhe mente | Tjeter
11178 | AlboGraft Polyester Vascular Graft | Biometric Albania sh.p.k | 02.02.2022 | LeMaitre Vascular, Inc. 63 Second Avenue Burlington, MA 01803 U.S.A | AlboGraft Polyester Vascular Graft (sipas listes bashkengjitur) | III | Proteza vaskulare te permasave te ndryshme | Pajisje te implantueshme jo aktive; Pajisje nje perdorimeshe
11179 | Instrmenta kirurgjikale | Brianza Dent | 03.02.2022 | Bionnavation Produtos Biomedicos LTDA. Rua Laureano Garcia, 1-275, Distrito Industrial II. 17039-760. Bauru-SP-Brazil | Reusable Dental Surgical Instruments and Kits | I | Instrumenta kirurgjikale per perdorime te ndryshme | Pajisje dentare
11180 | GENESIS II Total Knee System | Layo | 03.02.2022 | Smith & Nephew Inc. 1450 Brooks Road Memphis, TN 38116 USA | GENESIS II Total Knee System (sipas listes se bashkengjitur) | lll | Implante ortopedike per gjymtyre dhe artikuulacione | Pajisje te implantueshme jo aktive
11181 | Digoxin 1E06-21; Digoxin Calibrators 1E06-02 | Pegasus | 03.02.2022 | Microgenic Corporation 46500 Kato Road, Fremont, CA 94538,USA | Digoxin - 1E06-21 (450teste); Digoxin Calibrator - 1E06-02 | In vitro | Per percaktimin sasior te digoksines ne serumin ose plazmen humane. | Pajisje te diagnostikimit in vitro
11182 | Clin Chem Cal - 6K30-10 | Pegasus | 03.02.2022 | Sentinel CH. S.p.A. Via Robert Koch, 2 20152 - Milan, Italy | Clin Chem Cal - 6K30-10 | In vitro | Kalibrator per testimin e analizave | Pajisje te diagnostikimit in vitro
11183 | Architect C-Peptide Reagent Kit (100 teste) - 3L53-27; Architect C-Peptide Calibrators - 3L53-02; Architect C-Peptide Controls 3L53-11 | Pegasus | 03.02.2022 | Abbott GmbH & Co. KG Max -Planck - Ring 2, 65205 Wiesbaden, Germany | Architect C-Peptide Reagent Kit (100 teste) - 3L53-27; Architect C-Peptide Calibrators - 3L53-02; Architect C-Peptide Controls 3L53-11 | In vitro | Imunoanalize per percaktimin e CK-MB | Pajisje te diagnostikimit in vitro
11184 | CELL-DYN 22 Plus Control, Full Pack - 09H72-01; CELL-DYN 22 Plus Control, Half Pack - 09H72-02 | Pegasus | 03.02.2022 | Abbott Laboratories Diagnostics Division Abbott Park, IL 60064 USA | CELL-DYN 22 Plus Control, Full Pack - 09H72-01; CELL-DYN 22 Plus Control, Half Pack - 09H72-02 | In vitro | Analize kontrolli hematologjike per diferencimin e rruazave te bardha | Pajisje te diagnostikimit in vitro
11185 | BD Vacutainer® Blood Transfer Device Holder with Pre-Attached Multiple Sample Female Luer Adapter (200 count per carton) - 364810 | Pegasus | 03.02.2022 | Becton Dickinson and Company (BD) 1 Bacton Drive Franklin Lakes, NJ 07417 USA | BD Vacutainer® Blood Transfer Device Holder with Pre-Attached Multiple Sample Female Luer Adapter (200 count per carton) - 364810 | ls | Pajisje sterile per transferimin e mostrave pa gjilpere nga shiringa te tubi I evakuimit | Pajisje një përdorimëshe
11186 | Procleix® Ultrio Elite® Assay: 303330/303715; Procleix® Ultrio Elite® HIV, HCV, and HBV Discriminatory Probe Reagents - 303334; Procleix® Ultrio Elite® Target Enhancer Reagent - 303331/303722; Procleix® Ultrio Elite® Negative Calibrators - 303333; Procleix® Ultrio Elite® Positive Calibrators - 303332; Procleix® Ultrio Elite® Assay Calibrators Kit - 303719/303723 | Pegasus | 03.02.2023 | Grifols Diagnostic Solution Inc. 4560 Horton Street Emeryville, CA 94608, USA | Procleix® Ultrio Elite® Assay: 303330/303715; Procleix® Ultrio Elite® HIV, HCV, and HBV Discriminatory Probe Reagents - 303334; Procleix® Ultrio Elite® Target Enhancer Reagent - 303331/303722; Procleix® Ultrio Elite® Negative Calibrators - 303333; Procleix® Ultrio Elite® Positive Calibrators - 303332; Procleix® Ultrio Elite® Assay Calibrators Kit - 303719/303723 | In vitro | Test per amplifikimin e acidit nukleik per te ekzaminuar per ARN e viruseve HIV, hepatitit C, dhe AND e hepatitit B | Pajisje te diagnostikimit in vitro
11187 | Elecsys Anti-HBC II | Evita sh.p.k | 04.02.2022 | Roche Diagnostics GmbH, Sandhofer Strasse 116, D-68305 Mannheim | Elecsys Anti-HBC II - 09014918190 | In vitro | Reagent per matjen e HBc IgM ne serumin dhe plazmen humane. | Pajisje te diagnostikimit in vitro
11188 | ISE Calibrator Direct | Evita sh.p.k | 04.02.2022 | Roche Diagnostics GmbH, Roche Centralized Diagnostics Sandhofer Strasse 116 D-68305 Mannheim | ISE Calibrator Direct - 20763055 | In vitro | Solucion per kalibrimin e elektrodave ISE | Pajisje te diagnostikimit in vitro
11189 | Reusable inserts for bone surgery | Dental Leader Corsi sh.p.k | 04.02.2022 | Mectron Spa, 16042 Carasco (GE) - Via Loreta 15Am (ITA)- Italy | Reusable inserts for bone surgery (sipas listes bashkengjitur) | Iia | Instrumenta dentare per perdorim kirurgjikal dentar | Pajisje dentare
11190 | Absorbent Paper Points | ÇENE shpk | 09.02.2022 | Pearl Dent Co., Ltd. (HO & Factory #1) No.3-15B, Street No. 13, Tan Binh Industrial Park, Ho Chi Minh City, N/A, Viet Nam | Absorbent Paper Points | lla | Material qe perdoret per trajtime endodontike per matjen dhe tharjen e kanalit. | Pajisje dentare
11191 | Alinity h-series Diluent: 04R2601 | PEGASUS shpk | 09.02.2022 | Abbott Laboratories 4551 Great America Pkwy, Santa Clara CA, 95054 USA | Alinity h-series Diluent: 04R2601 | In Vitro | Diluent i perdorur ne analizen e mostrave te gjakut dhe serumit njerezor. | Pajisje te diagnostikimit in vitro
11192 | Alinity h-series Glass Slides: 09P8420 | PEGASUS shpk | 09.02.2022 | Abbott Laboratories 4551 Great America Pkwy, Santa Clara CA, 95054 USA | Alinity h-series Glass Slides: 09P8420 | In Vitro | Copa xhami per te mbajtur te fiksuara mostrat per ekzanminim. | Pajisje te diagnostikimit in vitro
11193 | Alinity h-series Slide Label Cartridge: 09P8201; Alinity h-series Slide Tape Cartridge: 09P8301 | PEGASUS shpk | 09.02.2022 | Abbott Laboratories 4551 Great America Pkwy, Santa Clara CA, 95054 USA | Alinity h-series Slide Label Cartridge: 09P8201; Alinity h-series Slide Tape Cartridge: 09P8301 | In Vitro | Zona e aparatures ku vendoset etiketa per identifikimin e mostrave; Zona e aparatures ku behet pergatitja e mostrave. | Pajisje te diagnostikimit in vitro
11194 | Alinity h-series Water Purification System: 09P7101 | PEGASUS shpk | 09.02.2022 | Abbott Laboratories 4551 Great America Pkwy, Santa Clara CA, 95054 USA | Alinity h-series Water Purification System: 09P7101 | In Vitro | Sistem per purifikimin e ujit Alinity h-series. | Pajisje te diagnostikimit in vitro
11195 | Alinity hs Slide Marker Stainer Module: 09P69-01 | PEGASUS shpk | 09.02.2022 | Abbott Laboratories 4551 Great America Pkwy, Santa Clara CA, 95054 USA | Alinity hs Slide Marker Stainer Module: 09P69-01 | In Vitro | Software qe instalohet tek alanizatori Alinity. | Pajisje te diagnostikimit in vitro
11196 | MagaBio plus Virus DNA/RNA Purification Kit III (sipas listes bashkengjitur) | Vactro Scientific shpk | 09.02.2022 | Hangzhou Bioer Technology Co., Ltd. 1192 Bin An. Rd, Hi-tech (Binjiang) District, Hangzhou, 310053, P.R.China | MagaBio plus Virus DNA/RNA Purification Kit III (sipas listes bashkengjitur) | In Vitro | Kite reagentesh qe perdoren ne sistemin e ekstraktimit te ARN/ADN per analiza te ndryshme laboratorike PCR. | Pajisje te diagnostikimit in vitro
11197 | GUTTA PERCHA POINTS | Çene sh.p.k | 10.02.2022 | Pearl Dent Co., Ltd. No.15B, Street No.13, Tan Binh Industrial Park, Tan Phu District, Ho Chi Minh City, Vietnam | GUTTA PERCHA POINTS | Iia | Material qe perdoren ne trajtimet endodontike per mbushjen e kanavele. | Pajisje dentare
11198 | Alinity hq Analyzer 09P68-01; Alinity h-series Software 20000304 | Pegasus sh.p.k | 10.02.2022 | Abbott Laboratories 4551 Great America Pkwy, Santa Clara CA, 95054 USA | Alinity hq Analyzer 09P68-01; Alinity h-series Software 20000304 | In Vitro | Aparature per kryrjen e analizave te gjakut. | Pajisje diagnostikimi in vitro
11199 | Alinity h-series HemCal 04U7302 | Pegasus sh.p.k | 10.02.2022 | Abbott Laboratories 4551 Great America Pkwy, Santa Clara CA, 95054 USA | Alinity h-series HemCal 04U7302 | In Vitro | Solucion per mirmbajtjen e aparatures. | Pajisje diagnostikimi in vitro
11200 | Alinity h-series Control 29P 04U7206; Alinity h-series Control 29P 04U7212 | Pegasus sh.p.k | 10.02.2022 | Abbott Laboratories 4551 Great America Pkwy, Santa Clara CA, 95054 USA | Alinity h-series Control 29P 04U7206; Alinity h-series Control 29P 04U7212 | In Vitro | Solucion per mirmbajtjen e aparatures. | Pajisje diagnostikimi in vitro
11201 | Alinity h-series Phosphate Buffer 07P8301 | Pegasus sh.p.k | 10.02.2022 | Abbott Laboratories 4551 Great America Pkwy, Santa Clara CA, 95054 USA | Alinity h-series Phosphate Buffer 07P8301 | In Vitro | Solucion qe perdoret per analizatorin alinity. | Pajisje diagnostikimi in vitro
11202 | Alinity h-series WBC Reagent 07P7904; Alinity h-series Retic Reagent 07P8004; Alinity h-series HGB Reagent 07P8104; | Pegasus sh.p.k | 10.02.2022 | Abbott Laboratories 4551 Great America Pkwy, Santa Clara CA, 95054 USA | Alinity h-series WBC Reagent 07P7904; Alinity h-series Retic Reagent 07P8004; Alinity h-series HGB Reagent 07P8104; | In Vitro | Reagente qe perdoren per percaktimin sasior te rruazave te bardha te gjakut, retikulacioneve dhe hemoglobines. | Pajisje diagnostikimi in vitro
11203 | Alinity h-series Smear Fix 08P7901; Alinity h-series May-Grunwald-Giemsa Stain 08P8101; Alinity h-series Wright-Giemsa Stain 08P8001; | Pegasus sh.p.k | 10.02.2022 | Abbott Laboratories 4551 Great America Pkwy, Santa Clara CA, 95054 USA | Alinity h-series Smear Fix 08P7901; Alinity h-series May-Grunwald-Giemsa Stain 08P8101; Alinity h-series Wright-Giemsa Stain 08P8001; | In Vitro | Solucion qe sherben per ngjyrosjen e mostrave gjate kryrjes se analizave. | Pajisje diagnostikimi in vitro
11204 | Nucleic acid purification system NPA-32P | VACTRO SCIENTIFIC sh.p.k | 10.02.2022 | Hangzhou Bioer Technology Co., Ltd. 1192 BinAn Rd, Binjiang District, 310053 Hangzhou, PEOPLE'S REPUBLIC OF CHINA | Nucleic acid purification system NPA-32P | In Vitro | Instrment per ekstraktimin e ARN-se qe perdoret me tej ne analizat e PCR. | Pajisje diagnostikimi in vitro
11205 | Dental Zirconia Ceramics: Dental Zirconia Blank; Dental Zirconia Pre-shaded Blank; Dental Zirconia Blank for Aesthetic Restoration; | Di.Con sh.p.k | 10.02.2022 | Liaoning Upcera Co., Ltd. No. 122 Xianghuai Road, Economic Development Zone, 117004 Benxi, Liaoning, China | Dental Zirconia Ceramics: Dental Zirconia Blank; Dental Zirconia Pre-shaded Blank; Dental Zirconia Blank for Aesthetic Restoration; | Iia | Blloqe zirkoni dentare. | Pajisje dentare
11206 | Sterile Disposable Scalpels; Sterile Surgical blades (sipas listes bashkengjitur) | Di.Con shpk | 10.02.2022 | Swann-Morton Limited Owlerton Green, Sheffield, S6 2BJ, United Kingdom | Sterile Disposable Scalpels; Sterile Surgical blades (sipas listes bashkengjitur) | lla | Bisturi sterile njeperdorimeshe kirurgjikale. | Pajisje dentare
11207 | Dental Medical Devices; Dental Implant Systems (sipas listes bashkengjitur) | Di.Con shpk | 10.02.2022 | Nanoplant Höchst GmbH Neue Str. 67, D-99846 Seebach, Germany | Dental Medical Devices; Dental Implant Systems (sipas listes bashkengjitur) | lla, llb | Materiale konsumi dentare dhe implante me qellim rehabilitimin e mungesave te elementeve dentare. | Pajisje dentare
11208 | Fluorescent Quantitative Detection System - FQD-48A | Vactro Scientific shpk | 10.02.2022 | Hangzhou Bioer Technology Co., Ltd. 1192 BinAn Rd. Binjiang District, 310053 Hangzhou, P.R. of China | Fluorescent Quantitative Detection System - FQD-48A | In vitro | Sistem per detektimin e mostrave te ndryshme virale | Pajisje te diagnostikimit in vitro
11209 | Dental Zirconia Ceramic; Dental Glass Ceramic; Coloring Liquid Specialized for Aidite Zirconia Material; Porcelan Powder; PMMA Blocks for Dental Use | Di.Con | 10.02.2022 | Aidite (Qinhuqngdao) Technology Co., Ltd. No. 9 Dushan Road, Economic And Technological Development Zone, Qinhuangdao City 066000, Hebei Province, China | Dental Zirconia Ceramic; Dental Glass Ceramic; Coloring Liquid Specialized for Aidite Zirconia Material; Porcelan Powder; PMMA Blocks for Dental Use | lla | Zircon qeramik dentar per ura dhe elemente dentare | Pajisje dentare
11210 | ISE Solution 2 - 20738069 | Evita | 10.02.2022 | Roche Diagnostics GmbH Sandhofer Strasse 116 D-68305 Mannheim, Germany | ISE Solution 2 - 20738069 | In vitro | Solucion per kalibrimin e elektrodave ISE | Tjeter
11211 | RealStar® CCHFV RT-PCR Kit 1.0 181013 | Biometric Albania | 10.02.2022 | Altona Diagnostics GmbH Mörkenstrasse 12 22767 Hamburg Germany | RealStar® CCHFV RT-PCR Kit 1.0 - 181013 | In vitro | Kite PCR per diagnostikim laboratorik | Pajisje te diagnostikimit in vitro; Pajisje laboratori;Produkte per institucione te kujdesit shendetesor
11212 | Reagents, Calibrators, Controls | Evita | 10.02.2022 | Roche Diagnostics GmbH Sandhofer Strasse 116 D-68305 Mannheim, Germany | Reagents, Calibrators, Controls (sipas listes se bashkengjitur) | In vitro | Reagente, kalibratore dhe kontolle qe perdoren gjate analizave | Tjeter
11213 | Pregnancy Test for Self Testing: Strip, Cassette, Midstream | Health Solutions shpk | 11.02.2022 | Nantong Egens Biotechnology Co., Ltd. Building 15, Building 12 (west), No. 1692 Xinghu Avenue, Nantong Economy & Technology Development Zone, 226010 Nantong, People's Republic of China | Pregnancy Test for Self Testing: Strip, Cassette, Midstream | In Vitro | Test shtatezanie. | Pajisje te diagnostikimit in vitro
11214 | SARS-CoV-2 Antigen Rapid Test Kit (Colloidal Gold immunochromatography): G03132, G03133, G03134, G03135, G03136, G10313, G03137, G03138 | Farma Net Albania shpk | 11.02.2022 | JOYSBIO (Tianjin) Biotechnology Co., Ltd. Tianjin International Joint Academy of Biotechnology & Medicine 9th floor, No.220, Dongting Road, TEDA 300457 Tianjin, China | SARS-CoV-2 Antigen Rapid Test Kit (Colloidal Gold immunochromatography): G03132, G03133, G03134, G03135, G03136, G10313, G03137, G03138 | In Vitro | Test i shpejte antigjenik per detektimin e sars covid (nazal). | Pajisje te diagnostikimit in vitro
11215 | Olympus Medical Systems Corp. 2951 Ishikawa-cho, Hachioji-shi, Tokyo 192-8507 Japan | MSE shpk | 11.02.2022 | Olympus Medical Systems Corp. 2951 Ishikawa-cho, Hachioji-shi, Tokyo 192-8507 Japan | Single use Biopsy Forceps : FB-215U, FB-225U, FB-235U, FB-216U, FB-226U, FB-236U, FB-246U | lla | Instrumenta te cilat perdoren ne procedura endoskopike kirurgjikale. | Instrumenta shumeperdorimesh
11216 | ISE Calibrator Indirect/Urine: 20763063 | Evita shpk | 15.02.2022 | Roche Diagnostics GmbH Sandhofer Strasse 116 D-68305 Mannheim GERMANY | ISE Calibrator Indirect/Urine: 20763063 | In Vitro | Solucion per kalibrimin e elektrodave te ISE. | Pajisje te diagnostikimit in vitro
11217 | ri-integral Miller: 12240, 12245 | SAER MEDICAL shpk | 15.02.2022 | Rudolf Riester GmbH Bruckstrasse 31, D-72417 Jungingen, Germany | ri-integral Miller: 12240, 12245 | l | Laringoskop per intubim dhe diagnostikim. | Tjeter
11218 | 12 Channel Electrocadiograph system: BTL Flexi 12 ECG; BTL CardioPoint Flexi | BTL Medical Albania shpk | 15.02.2022 | BTL Industries Limited 161 Cleveland Way, Stevenage, SG1 6BU, Hertfordshire, United Kingdom | 12 Channel Electrocadiograph system: BTL Flexi 12 ECG; BTL CardioPoint Flexi | lla | Pajisje mjekesore elekrokardiograme. | Pajisje elektromekanike.
11219 | BTL-08 Spiro; BTL-08 Spiro PC | BTL Medical Albania shpk | 15.02.2022 | BTL Industries Limited 161 Cleveland Way, Stevenage, SG1 6BU, Hertfordshire, United Kingdom | BTL-08 Spiro; BTL-08 Spiro PC | lla | Aparat mjekesor per matjen e parametrave te mushkerive. | Pajisje elektromekanike.
11220 | Battery handle Type AA not rechargeable - 12312 | Saer Medical sh.p.k | 14.02.2022 | Rudolf Riester GmbH Bruckstrabe 31, D-72417 Jungingen, Germany | Battery handle Type AA not rechargeable - 12312 | I | Mbajtese baterish per laringoskopi per intubim dhe diagnostifikim pacienti. | Tjeter
11221 | AssayTip/AssayCup tray - 05694302001 UDI-DI:761333601957BN | Evita sh.p.k | 14.02.2022 | Roche Diagnostics GmbH Sandhofer Strasse 116 68305 Mannheim Germany | AssayTip/AssayCup tray - 05694302001 UDI-DI:761333601957BN | In Vitro | Set me kuveta plastike dhe maja per aparatet laboratorike mjekesore. | Tjeter
11222 | Ureteral Catheter; Continuous Irrigation Ballon | 2A Pharma | 14.02.2022 | Uromed Kurt Drews KG Meessen 7/11 22113 Oststeinbek, Germany | Ureteral Catheter - 408105; Ureteral Catheter - 408206; Continuous Irrigation Ballon - 234124 | lla | Materiale urologjike, kateter ureteral | Tjeter
11223 | ISE Solution 1 - 20738050 | Evita sh.p.k | 14.02.2022 | Roche Diagnostics GmbH Sandhofer Strasse 116 68305 Mannheim Germany | ISE Solution 1 - 20738050 | In Vitro | Solucion per kalibrimin e lektrodave te ISE. | Tjeter
11224 | BTL EMSELLA | BTL Medical Albania | 14.02.2022 | BTL Industries Limited 161 Cleveland Way Stevenage SG1 6BU, Hertfordshire, United Kingdom | High Intensity Magnet: BTL EMSELLA | lla | Magnet ne intensitet te larte | Pajisje elektomekanike
11225 | RealStar RSV RT-PCR Kit 3.0 Ref.193013 | Biometric Albania sh.p.k | 14.02.2022 | altona Diagnostics GmbH Morkenstrasse 12 22767 Hamburg Germany | RealStar RSV RT-PCR Kit 3.0 Ref.193013 | In Vitro | Kite PCR per diagnostikimi laboratorik. | Pajisje laboratori
11226 | High Frequency Electromedical Devices: Exilis; Exilis Elite; Exilis Ultra 360 | BTL Medical Albania sh.p.k | 14.02.2022 | BTL Industries Limited 161 Cleveland Way Stevenage SG1 6BU Hertfordshire United Kingdom | High Frequency Electromedical Devices: Exilis; Exilis Elite; Exilis Ultra 360 | IIb | Pajisje mjekesore | Pajisje elektromekamike
11227 | Blood Pressure Device BTL-08 ABPM | BTL Medical Albania sh.p.k | 14.02.2022 | BTL Industries Limited 161 Cleveland Way Stevenage SG1 6BU Hertfordshire United Kingdom | Blood Pressure Device BTL-08 ABPM | Iia | Monitor ambulatoi I presionit te gjakut. | Pajisje elektromekamike
11228 | BTL-6000 Microwave 250 | BTL Medical Albania | 14.02.2022 | BTL Industries Limited 161 Cleveland Way Stevenage SG1 6BU, Hertfordshire, United Kingdom | Microwave Diathermy Device: BTL-6000 Microwave 250 | lla | Pajisje per terapine e diatermise me mikrovale | Pajisje elektomekanike
11229 | Hemoglobin A1c Reagent (HbA1c-400) - P/N: A87905; Synchron and AU Systems Hemolyzing Reagent - P/N: 472137 | Montal | 14.02.2022 | Beckman Coulter, Inc. 250 S. Kraemer Blvd. Brea, CA 92821, USA | Hemoglobin A1c Reagent (HbA1c-400) - P/N: A87905; Synchron and AU Systems Hemolyzing Reagent - P/N: 472137 | In vitro | Reagente kimike | Pajisje te diagnostikimit in vitro
11230 | CYTO-STAT tetra CHROME CD45-FITC/CD4-RD1/CD8-ECD/CD3-PC5 P/N: 6607013 | Montal | 14.02.2022 | Beckman Coulter, Inc. 250 S. Kraemer Blvd. Brea, CA 92821, USA | CYTO-STAT tetra CHROME CD45-FITC/CD4-RD1/CD8-ECD/CD3-PC5 P/N: 6607013 | In vitro | Reagente kimike | Pajisje te diagnostikimit in vitro
11231 | IMMAGE Immunochemistry Systems | Montal | 14.02.2022 | Beckman Coulter, Inc. 250 S. Kraemer Blvd. Brea, CA 92821, USA | IMMAGE Immunochemistry Systems (sipas listes se bashkengjitur) | In vitro | Reagente kimike | Pajisje te diagnostikimit in vitro
11232 | Atellica IM CMV IgM Quality Control (CMV IgM QC) | Labor Dr. Limbach Heidelberg Germany | 14.02.2022 | Siemens Healthcare Diagnostics Inc. 511 Benedict Avenue, Tarrytown, NY, 10591-5097, USA | Atellica IM CMV IgM Quality Control (CMV IgM QC) - 11202489 | In vitro | Solucione kimike qe perdoren per realizimin e testeve ne analizatore | Pajisje te diagnostikimit in vitro
11233 | BTL-1100, BTL-1100 Trac; BTL-1300, BTL-1330 Trac, BTL-1300 Bobath, BTL-1300 Basic, BTL-1300 Basic Lymphatic couch, BTL-1300 Lymphatic couch; BTL-1500 Basic, BTL-1500 Gyneaecological chair; BTL-1800 TILT | BTL Medical Albania shpk | 15.02.2022 | BTL Industries Limited 161 Cleveland Way, Stevenage, SG1 6BU, Hertfordshire, United Kingdom | BTL-1100, BTL-1100 Trac; BTL-1300, BTL-1330 Trac, BTL-1300 Bobath, BTL-1300 Basic, BTL-1300 Basic Lymphatic couch, BTL-1300 Lymphatic couch; BTL-1500 Basic, BTL-1500 Gyneaecological chair; BTL-1800 TILT | l | Shtreter terapie. | Pajisje per mobilim spitalor
11234 | Combined Therapy Devices (sipas listes bashkengjitur) | BTL Medical Albania shpk | 15.02.2022 | BTL Industries Limited 161 Cleveland Way, Stevenage, SG1 6BU, Hertfordshire, United Kingdom | Combined Therapy Devices (sipas listes bashkengjitur) | lla, llb | Pajisje elektromjekesore per fizioterapi. | Pajisje elektromekanike.
11235 | Combined Therapy Devices (sipas listes bashkengjitur) | BTL Medical Albania shpk | 15.02.2022 | BTL Industries Limited 161 Cleveland Way, Stevenage, SG1 6BU, Hertfordshire, United Kingdom | Combined Therapy Devices (sipas listes bashkengjitur) | llb | Pajisje elektromjekesore per fizioterapi. | Pajisje elektromekanike.
11236 | Shockwave Therapy Devices: BTL-5000 SWT Power | BTL Medical Albania shpk | 15.02.2022 | BTL Industries Limited 161 Cleveland Way, Stevenage, SG1 6BU, Hertfordshire, United Kingdom | Shockwave Therapy Devices: BTL-5000 SWT Power | lla | Pajisje per fizioterapi me vale goditese. | Pajisje elektromekanike.
11237 | High Intensity Magnet | BTL Medical Albania sh.p.k | 15.02.2022 | BTL Industries Limited, 161 Cleveland Way Stevenage SG1, 6BU Hertfordshire United Kingdom | High Intensity Magnet: BTL-6000 Super Inductive System Pro; BTL-6000 Super Inductive System Elite; BTL-6000 Super Inductive System Locus | IIa | Magnet me intensitet te larte | Pajisje elektromekanike
11238 | Traction System for Rehabilitation | BTL Medical Albania sh.p.k | 15.02.2022 | BTL Industries Limited, 161 Cleveland Way Stevenage SG1, 6BU Hertfordshire United Kingdom | Traction System for Rehabilitation: BTL-6000 Traction | IIa | Sistem i terapise terheqese per rehabilitim | Pajisje elektromekanike
11239 | Targeted Radiofrequency Therapy Devices | BTL Medical Albania sh.p.k | 15.02.2022 | BTL Industries Limited, 161 Cleveland Way Stevenage SG1, 6BU Hertfordshire United Kingdom | Targeted Radiofrequency Therapy Devices: BTL-6000 Therapy Pro; BTL-6000 Therapy Elite | IIa | Pajisje e synuar per terapine me radio frekuence per rehabilitim | Pajisje elektromekanike
11240 | Continuius Passive Motion Devices | BTL Medical Albania sh.p.k | 15.02.2022 | BTL Industries Limited, 161 Cleveland Way Stevenage SG1, 6BU Hertfordshire United Kingdom | Continuous Passive Motion Devices: BTL-CPMotion K EASY; BTL-CPMotion K PRO; BTL-CPMotion K ELITE | IIa | Pajisje e levizjes pasive te vazhdueshme | Pajisje elektromekanike
11241 | HYALFID LBA: OSD bottle 10 ml - TF32-04-1E; OSD bottle 2 ml - TF32-04-1F; | CFO Pharma sh.p.k | 15.02.20222 | Fidia Farmaceutici S.p.a Via Ponte della Fabbrica, 3/A 35031 Abano Terme(PD)-Italy | HYALFID LBA: OSD bottle 10 ml - TF32-04-1E; OSD bottle 2 ml - TF32-04-1F; | Iib | Tretesire oftalmike qe indikohet ne stabilitetin e loteve. | Pajisje oftalmike dhe optike
11242 | RealStar® WNV RT-PCR Kit 2.0 Ref.322013 | Biometric Albania sh.p.k | 16.02.2022 | altona Diagnostics GmbH Morkenstrasse 12 22767 Hamburg Germany | RealStar® WNV RT-PCR Kit 2.0 Ref.322013 | In Vitro | Kite PCR per diagnostikimi laboratorik. | Pajisje laboratori
11243 | BCR-ABL M-bcr Real-TM Quant - TR-O1 / R-O1 | Krijon sh.p.k | 16.02.2022 | SACACE BIOTECHNOLOGIES srl. Via Scalabrini, 44. 22100 Como Italy | BCR-ABL M-bcr Real-TM Quant - TR-O1 / R-O1 | In Vitro | Kite per diagnostikimi laboratorik te leukozes mieloide kronike. | Tjeter
11244 | Atellica IM CMV IgM (CMV IgM) assay - 11202488 | Labor Dr. Limbach heidelberg germany sh.p.k | 16.02.2022 | Siemens Healthcare Diagnostics Inc. 511 Benedict Avenue, Tarrytown, NY, 10591 UNITED STATES OF AMERICA | Atellica IM CMV IgM (CMV IgM) assay - 11202488 | In Vitro | Solucione kimike qe perdoren per realizimin e testeve ne analizatore. | Tjeter
11245 | STERIMAR® Blocked nose Hypertonic Cu Adult | Bylis Pharma shpk | 17.02.2022 | Sofibel Laboratoires Fumouze 110/114 rue Victor Hugo,92686 Levallois Perret Cedex, France | STERIMAR® Blocked nose Hypertonic Cu Adult 50ml (Code CIP/ACL 6407062) (Code EAN 3331300097382) | IIa | Eshte nje tretesire hipertonike uji deti rekomanduar per femije nga mosha 3 vjec. | Tjeter
11246 | STERIMAR® Blocked nose Hypertonic Baby/Child | Bylis Pharma shpk | 17.02.2022 | Sofibel Laboratoires Fumouze 110/114 rue Victor Hugo,92686 Levallois Perret Cedex, France | STERIMAR® Blocked nose Hypertonic Baby/Child (Code CIP/ACL 201759) (Code EAN 3331300097498) | IIa | Eshte nje tretesire hipertonike uji deti rekomanduar per bebet nga mosha 3muajsh. | Tjeter
11247 | Sterimar Baby Nasal Hygiene | Bylis Pharma shpk | 21.02.2022 | Sofibel Laboratoires Fumouze 110/114 rue Victor Hugo,9686 Lavellois Perret Cedex, France | Sterimar Baby Nasal Hygiene 50ml (Code CIP/ACL: 4647626) (Code EAN: 3331300097238) | IIa | Solucion me uje deti per hunde te bllokuara. | Tjeter
11248 | Sterimar Nasal Hygiene | Bylis Pharma shpk | 21.02.2022 | Sofibel Laboratoires Fumouze 110/114 rue Victor Hugo, 92686 Levallois Perret Cedex, France | Sterimar Nasal Hygiene 50ml (Code CIP/ACL: 7266497) (Code EAN: 3331300097221); Sterimar Nasal Hygiene 100ml (Code CIP/ACL: 7091856) (Code EAN: 3331300097214); | IIa | Solucion me uje deti per hunde te bllokuara. | Tjeter
11249 | GGT-OSR6120; LDH-OSR6128; Alpha- AMYLASE-OSR6182; CLEANING SOLUTION-66039; ISE LOW/HIGH URINE STANDARD-66315; ISE HIGH SERUM STANDARD-66316; ISE LOW SERUM STANDARD-66317; ISE REFERENCE-66318; ISE MID STANDARD-66319; ISE BUFFER-66320 | Montal sh.p.k | 17.02.2022 | Beckman Coulter Ireland Inc. Lismeehan O'Callaghab's Mills Co. Clare, Ireland | GGT-OSR6120; LDH-OSR6128; Alpha- AMYLASE-OSR6182; CLEANING SOLUTION-66039; ISE LOW/HIGH URINE STANDARD-66315; ISE HIGH SERUM STANDARD-66316; ISE LOW SERUM STANDARD-66317; ISE REFERENCE-66318; ISE MID STANDARD-66319; ISE BUFFER-66320 | In Vitro | Reagente qe sherbejne per te diagnostifikuar ose monitoruar problemet ne gjak ose organet e tjera te trupit. | Pajisje diagnostikimi in vitro
11250 | CK-MB ALIBRATOR P/N:ODR30034 | Montal sh.p.k | 17.02.2022 | Beckman Coulter Ireland Inc. Lismeehan O'Callaghab's Mills Co. Clare, Ireland | CK-MB ALIBRATOR P/N:ODR30034 | In Vitro | Reagente qe sherbejne per te diagnostifikuar ose monitoruar problemet ne gjak ose organet e tjera te trupit. | Pajisje diagnostikimi in vitro
11251 | Iso Flow Sheath Fluid P/N: 8546859 | Montal sh.p.k | 17.02.2022 | Beckman Coulter Ireland Inc. Lismeehan O'Callaghab's Mills Co. Clare, Ireland | Iso Flow Sheath Fluid P/N: 8546859 | In Vitro | Reagente qe sherbejne per te diagnostifikuar ose monitoruar problemet ne gjak ose organet e tjera te trupit. | Pajisje diagnostikimi in vitro
11252 | RealStar® MERS-CoV RT-PCR Kit 1.0 | Biometric Albania | 17.02.2022 | Altona Diagnostics GmbH Mörkenstrasse 12 22767 Hamburg Germany | RealStar® MERS-CoV RT-PCR Kit 1.0 - 391012 | In vitro | Kite PCR per diagnostikim laboratorik | Pajisje te diagnostikimit in vitro; Pajisje laboratori;Produkte per institucione te kujdesit shendetesor
11253 | Reusable Limited use Endoscopic Surgical instruments | Arli Pharma sh.p.k | 17.02.2022 | Grena Ltd. 1000 Great West Road Brentford, Middlesex TW8 9HH United Kingdom | Reusable Limited use Endoscopic Surgical instruments: 0207-LD01RF, 0207-LD01RFB, 0207-LD01XF, 0207-LG01RF, 0207-LG02RF, 0207-LG03RF, 0207-LG04RF, 0207-LG04RFB, 0207-LG05RF, 0207-LG05RFB, 0207-LS01FX, 0207-LS02XF, 0207-LS03XF, 0207-LS03XFB | IIb | Instrument per prerjen dhe qepjen e indeve te buta gjate operacioneve laparaskopike. | Instrumenta shumeperdorimesh
11254 | Physiotherapy Table | Arli Pharma sh.p.k | 17.02.2022 | Silverfox Corporation Limited 18, 1st Tongle Road, Tangxia Town, Pengjiang District, Jiangmen, Guangdong, China | Physiotherapy Table: NGO 2L, NGO 3, NGO 4, NGO 5, NGO 2W, NRUN 2L, NRUN3, NRUN4, NRUN 5, NRUN 2W | l | Krevat fizioterapie | Pajisje elektomekanike
11255 | Elecsys EBV VCA IgG | Evita | 17.02.2022 | Roche Diagnostics GmbH Sandhofer Strasse 116 D-68305 Mannheim, Germany | Elecsys EBV VCA IgG: 08355312190/08355355190 | In vitro | Reagent per matjen e EBV VCA IgG | Pajisje te diagnostikimit in vitro
11256 | In Vitro Medical Devices (sipas listes bashkengjitur) | KRIJON shpk | 17.02.2022 | MRC Holland B.V. Willem Schoutenstraat 1, 1057 DL Amsterdam, The Netherlands | In Vitro Medical Devices (sipas listes bashkengjitur) | In Vitro | Kite per detektimin e mutacioneve gjenetike te semundjeve DMD, CFTR, HBB dhe Sindromen e mikrodelecioneve. | Pajisje te diagnostikimit in vitro
11257 | Real-Time PCR Kits for qualitative and quantitive detection of HIV RNA, hepatitis virus DNA or RNA and CMV DNA (sipas listes bashkengjitur) | Biometric Albania shpk | 17.02.2022 | altona Diadnostics GmbH, Mökenstraße 12, 22767 Hamburg, Germany | Real-Time PCR Kits for qualitative and quantitive detection of HIV RNA, hepatitis virus DNA or RNA and CMV DNA (sipas listes bashkengjitur) | In Vitro | Kite PCR per detektimin e HIV ARN, virusit te hepatitit AND ose ARN & CMV DNA. | Pajisje te diagnostikimit in vitro
11258 | Retrieval Bags: 0205-RBM200, 0208-RBM400, 0208-RBM800, 0208-RBM1200, 0208-RBM1500 | ARLI PHARMA shpk | 18.02.2022 | Grena Limited 1000 Great West Road, Brentford, Middlesex, TW8 9HH, United Kingdom | Retrieval Bags: 0205-RBM200, 0208-RBM400, 0208-RBM800, 0208-RBM1200, 0208-RBM1500 | lla | Qese per nxjerrjen e indeve te buta gjate nderhytrjeve laparoskopike. | Pajisje nje perdorimeshe
11259 | Oxygen Sensors | MSE sh.p.k | 17.02.2022 | Maxtec 2305 South 1070 West Salt Lake City, Utah 84119, USA | Oxygen Sensors: Max-2; Max-13-250; Max-550E; Max-550CUI; Max-125M; Max-125F; Max-250; Max-250(+ A, E, K, MK, MKT, MS, MST, TA, TE, TEL, TL, TM, SLE, XPCB) | IIa | Sensor oksigjeni per te monitoruar sasine e O2 | Tjeter
11260 | Oxygen Sensors | MSE sh.p.k | 17.02.2022 | Maxtec 2305 South 1070 West Salt Lake City, Utah 84119, USA | Oxygen Sensors: Max-1, Max-3; Max-7; Max-9; Max-10; Max-11; Max-11i; Max-12; Max-12A; Max-12C; Max-13; Max-13C; Max-13CS; Max-14; Max-16; Max-16HT; Max-17; Max-18; Max-19; Max-23; Max-24; Max-40; Max-43; Max-47; Max-48; Max-250ESF) | IIa | Sensor oksigjeni per te monitoruar sasine e O3 | Tjeter
11261 | Reagente kimik | Montal sh.p.k | 17.02.2022 | Beckman Coulter, Inc. 250 South Kraemer Blvd, Brea, CA 92821 USA | Immunochemistry Systems (sipas listes bashkengjitur) | In Vitro | Reagente kimike qe sherbejne per te diagnostikuar ose monitoruar problemet ne gjak ose organet e ndryshme | Pajisje te diagnostikimit in vitro
11262 | Tonoport | Montal sh.p.k | 17.02.2022 | PAR Medizintechnik GmbH & Co. KG Sachsendamn 6, 10829 Berlin, Germany | TONOPORT VI, Hardware-Version HW 1.0; Fir,ware-Version FW 3.0 | IIa | Eshte nje aparat monitorues i presionit te gjakut me permasa te vogla dhe portativ per matjen ambulatore, joinvazive | Instrumenta shumeperdorimesh
11263 | ISE Reference Electrolyte - 20738085 | Evita sh.p.k | 17.02.2022 | Roche Diagnostics GmbH, Roche Centralized Diagnostics Sandhofer Strabe 116 D-68305 Mannheim Germany | ISE Reference Electrolyte - 20738085 | In Vitro | Solucionet reference per elektrodat e ISE. | tjeter
11264 | ACCELERATOR I - 20721867 | Evita sh.p.k | 17.02.2022 | Roche Diagnostics GmbH, Roche Centralized Diagnostics Sandhofer Strabe 116 D-68305 Mannheim Germany | ACCELERATOR I - 20721867 | In Vitro | Solucion hollimi per reagentet IgA, IgG, IgM. | tjeter
11265 | Reagent Simplexa Direct | Labor Dr.Limbach Heidelberg Germany shpk | 18.02.2022 | DiaSorin Molecular LLC, 11331 Valley View Street, Cypress, California 90630, USA | Simplexa™ Direct Amplification Kit - MOL1455 | In Vitro | Disk kit qe sherbne per kruerjen e testeve laboratorike | Pajisje te diagnostikimit in vitro
11266 | Kit SaMag | Krijon | 18.02.2022 | Sacace Biotecnologies S.r.l. Via Scalabrini 44 22100 Como, Italy | SaMag Blood DNA Extraction Kit - SM001 | In Vitro | Kit per ekstraktimin e AND ne mostra gjaku | Pajisje te diagnostikimitin vitro
11267 | LigaV Ligating Clips | Arli Pharma shpk | 18.02.2022 | Grena Limited, 1000 Great West Road, Brentford, Middlesex, TW8 9HH, United Kingdom | LigaV® Ligating Clips: 0301-01S; 030101M; 0301-01ML; 0301-01L | IIb | Produkte qe perdoren per qepjen e indeve te buta gjate procedures se laparoskopise | Pajisje nje perdorimeshe
11268 | RD Standart False Bottom Tube | Evita sh.p.k | 18.02.2022 | Roche Diagnostics GmbH, Sandhofer Strasse 116, 68305 Mannheim, Germany | RD Standart False Bottom Tube: 04740955001 (UDI-DI 761333601954BG) | In Vitro | Tuba sekondare serumi per perdorim ne pajisjet e laboratorit | Pajisje shume perdorimeshe
11269 | Reagente | Genius Lab sh.p.k | 18.02.2022 | Sacace Biotecnologies S.r.l. Via Scalabrini 44 22100 Como, Italy | HCV Real-Time Quant Dx: Vi-96/3FRT | In Vitro | Reagent per kryerjen e analizave | Pajisje te diagnostikimit in vitro
11270 | Disposable Manual Resuscitator, Neonate w/Flow Diverter & Mask: 45362; Disposable Mnual Resuscitator, Pediatric w/Flow Diverter & Mask: 45367; Disposable Manual Resuscitator, Adult w/Flow Diverter & Mask: 45372 | ARLI PHARMA shpk | 18.02.2022 | Teleflex Medical 3015 Carrington Mill Blvd., Morrisville, NC, 27560, United States | Disposable Manual Resuscitator, Neonate w/Flow Diverter & Mask: 45362; Disposable Mnual Resuscitator, Pediatric w/Flow Diverter & Mask: 45367; Disposable Manual Resuscitator, Adult w/Flow Diverter & Mask: 45372 | lla | Maska qe perdoren ne anestezi per te porsalindur, femije, te rritur. | Pajisje anestezie dhe respiratore
11271 | SelectSecure 3830 shall be made availeble in length from 20-110cm; SelectSecure™ MRI SureScan™ 3830 availeble in lengths: 59cm, 69cm and 74cm | O.E.S DISTRIMED shpk | 18.02.2022 | Medtronic Inc. 710Medtronic Parkway N.E. Minneapolis MN 55432 USA | SelectSecure 3830 shall be made availeble in length from 20-110cm; SelectSecure™ MRI SureScan™ 3830 availeble in lengths: 59cm, 69cm and 74cm | Te implantueshme aktive | Elektroda te implantueshme aktive per rregullimin e ritmit endocardial. Perdorim ne kardiokirurgji, hemodinamike. | Pajisje te implantueshme aktive
11272 | DEJERINE CLASSIC - neurological hammer: 31254 (UDI-DI: 802327900L160101000000NH) | O.E.S DISTRIMED shpk | 18.02.2022 | GIMA S.P.A., Via Macroni 1, 20060 Gessate (MI) - Italy | DEJERINE CLASSIC - neurological hammer: 31254 (UDI-DI: 802327900L160101000000NH) | l | Cekic neurologjik, perdorim spitalor. | Instrumenta shumeperdorimesh
11273 | ALUMINUM TUNING FORK 128Hz - with foot: 31266 (UDI-DI: 802327900V0302088700020BM) | O.E.S DISTRIMED shpk | 18.02.2022 | GIMA S.P.A., Via Macroni 1, 20060 Gessate (MI) - Italy | ALUMINUM TUNING FORK 128Hz - with foot: 31266 (UDI-DI: 802327900V0302088700020BM) | l | Instrument mjekesor per ekzaminime mjekesore. | Instrumenta shumeperdorimesh
11274 | LigaSure Curved jaw, Open Reusable Clamp, 2.5cm-25cm - LF3225C | O.E.S Distrimed sh.p.k | 21.02.2022 | Covidien IIc 15 Hampshire Street Mansfield, MA 02048 USA | LigaSure™ Curved jaw, Open Reusable Clamp, 2.5cm-25cm - LF3225C | Iia | Elektroda kirurgjikale qe perdoren per ndarjen e eneve te gjakut . | Instrumenta shumeperdorimesh
11275 | Dental Instruments | Brianza Dent shpk | 21.02.2022 | Bionnovation Produtos Biomedicos LTDA. Rua Laureano Garcia, 1-275, 17039-760 Distrito Industrial ll l Bauru/SP - Brazil | Dental instruments (sipas listes se bashkengjitur) | llb | Instrumenta kirurgjikal dentare | Pajisje dentare
11276 | HHP-1111 - AccuPower® hrHPV Genotyping & Screening Kit | O.E.S Distrimed sh.p.k | 21.02.2022 | Bioneer Corporation 8-11, Munpyeongseo-ro Daedeok-gu, Daejeon, 34302, Republic of Korea | HHP-1111 - AccuPower® hrHPV Genotyping & Screening Kit | In Vitro | Kit per diagnostikimin e human papiloma virus. | Pajisje diagnostikimi in vitro
11277 | RUSCHELIT® Safety Clear Tracheal Tube, oral/nasal: 2.0-10.0 - 100380; 2.0-7.5 - 100382; RuschFlex Armoured Tracheal Tube, oral/nasal with Cuff, murphy Eye: 3.5-10.0 - 104202; RUSCHELIT®Preformed Oral Tracheal Tube, Cuffed, Oral, Murphy Eye:3.5-9.0 - 111780; RUSCHELIT®Preformed Nasal Tracheal Tube, Cuffed, Nasal, Murphy Eye:3.5-8.0 - 111781;RUSCHELIT® Nasal Safety Silk Tracheal Tube, Nasal, with Cuff, Preformed, Murphy Eye:3.0-8.0 - 111782 ; RUSCHELIT® Super Safety Clear Microlaryngeal Tube, oral/nasal :4.0-6.0 - 112460; | ArliPharma sh.p.k | 21.02.2022 | Teleflex Medical Sdn. Bhd. Lot PT 2577, Jalan Perusahaan 4, 34600 Kamunting, Perak, Malaysia | RUSCHELIT® Safety Clear Tracheal Tube, oral/nasal: 2.0-10.0 - 100380; 2.0-7.5 - 100382; RuschFlex Armoured Tracheal Tube, oral/nasal with Cuff, murphy Eye: 3.5-10.0 - 104202; RUSCHELIT®Preformed Oral Tracheal Tube, Cuffed, Oral, Murphy Eye:3.5-9.0 - 111780; RUSCHELIT®Preformed Nasal Tracheal Tube, Cuffed, Nasal, Murphy Eye:3.5-8.0 - 111781;RUSCHELIT® Nasal Safety Silk Tracheal Tube, Nasal, with Cuff, Preformed, Murphy Eye:3.0-8.0 - 111782 ; RUSCHELIT® Super Safety Clear Microlaryngeal Tube, oral/nasal :4.0-6.0 - 112460; | Iia | Tuba trakeal qe perdoren ne anestezi. | Pajisje nje perdorimeshe
11278 | HLA-B27 Real-TM: R116-50FRT | Genius Lab shpk | 21.02.2022 | Sacace Biotechnologies S.r.l. Via Scalabrini 44 22100 Como Italia | HLA-B27 Real-TM: R116-50FRT | In Vitro | Reagente per kryerjen e ndryshme te analizave laboratorike. | Pajisje te diagnostikimit in vitro
11279 | Sterile Inflation Device | O.E.S Distrimed sh.p.k | 21.02.2022 | Medtronic Inc. 710 Medtronic Parkway N.E. Minneapolis, MN 55432 USA | Sterile Inflation Device: Everest Inflation Device-AC2200; Everest 20 Survival Kit- AC2205P; Everest 30 Inflation Device-AC3200; Everest 30 Survival Kit-AC3205P | Im | Instrument per fryrjen e katetereve me balon, me perdorim ne kardiologji per perdorim gjate procedurave koronare | Pajisje nje perdorimeshe
11280 | Cragg-Mc Namara™ Catheter | O.E.S Distrimed sh.p.k | 21.02.2022 | Micro Therapeutics, Inc. DBA ev3 Neurovascular 9775 Toledo Way Irvine, CA 92618 USA | Cragg-Mc Namara™ Catheter (sipas listes bashkengjitur) | IIb | Kateter infusioni me valvul per perdorim mjekesor ne sistemin vaskular | Pajisje nje perdorimeshe
11281 | OPTILENE USP 2 - USP 10/0 | O.E.S Distrimed sh.p.k | 21.02.2022 | B.Braun Surgical, S.A. Ctra. De Terrassa, 121 08191 Rubi (Barcelona), Spain | OPTILENE USP 2 - USP 10/0 (sipas listes bashkengjitur) | III | Sutura kirurgjikale, perdorim ne kirurgji te ndryshme/ te pergjithshme | Pajisje nje perdorimeshe
11282 | ORMADENT PUTTY; ORMAMAX REGULAR; ORMAMAX LIGHT | Albadent Group | 21.02.2022 | MAJOR PRODOTTI DENTARI S.p.A. Via Luigi Einaudi 23 I-10024 Moncalieri (TO) ITALY | ORMADENT PUTTY(M1000 - 900ml / 1500g TYPE 0 PUTTY CONSISTENCY - Heavy body condensation curing silicone for dental impressions); ORMAMAX REGULAR (M2000 - 150ml / 205g TYPE 2 MEDIUM BODIED CONSISTENCY - Medium body condensation curing silicone for dental impressions); ORMAMAX LIGHT (M2010 - 150ml / 165g TYPE 3 LIGHT BODIED CONSISTENCY - Light body condensation curing silicone for dental impressions) | l | Silikone dentare | Pajisje dentare
11283 | ALGINMAX; ALGINPLUS; ALGINPLUS TROPICAL; ALGINMAJOR; ALGINKID; ALGENIUX Normal Setting; ALGENIUX Fast Setting | Albadent Group | 21.02.2022 | MAJOR PRODOTTI DENTARI S.p.A. Via Luigi Einaudi 23 I-10024 Moncalieri (TO) ITALY | ALGINMAX; ALGINPLUS; ALGINPLUS TROPICAL; ALGINMAJOR; ALGINKID; ALGENIUX Normal Setting; ALGENIUX Fast Setting | l | Alginate me precizion te larte | Pajisje dentare
11284 | Monopolare electro surgery cables: 360185; 360186; 360187; 360188; | O.E.S Distrimed sh.p.k | 21.02.2022 | Sutter Medizintechnik GmbH Tullastrabe 87 79108 Freiburg Germany | Monopolare electro surgery cables: 360185; 360186; 360187; 360188; | In Vitro | Kabuj monopolare per elektrokirurgji. | Instrumenta shumeperdorimesh
11285 | Ialoclean spray nasale; Ialoclean, spray per mucosa oro-faringeale | Italmed-Distribution sh.p.k | 21.02.2022 | FARMA-DERMA s.r.l. Via dell'Artigiano, 6-8, 40010 Sala Bolognese (BO) - Italy | IALOCLEAN spray nasale 55YZ(*);IALOCLEAN spray per mucosa oro-faringeale 41YZ(*) | Iia | Eshte nje spray nazal me perberje acidi hialuronik, ekstrakt kamomili, N-acetilcisteine, L-arginine qe hidraton ne menyre natyrale mukozen nazale, perdoret si trajtim plotesues ne infeksionet e rrugeve respiratore | Tjeter
11286 | MICOSTOP | Italmed-Distribution sh.p.k | 21.02.2022 | FARMA-DERMA s.r.l. Via dell'Artigiano, 6-8, 40010 Sala Bolognese (BO) - Italy | MICOSTOP vaginal douche 32 | I | Micostop eshte nje flakon nje eprdorimesh nga 100ml, ka ne perberje acid laktik, borik, clorexidine, clotrimazol etj perdoret si trajtim ndohmes | Tjeter
11287 | PROKTIS-M PLUS rectal ointment, non sterile - 54YZ | Italmed- Distribution sh.p.k | 21.02.2022 | Farma Derma S.r.l. Via dell'Artigiano, 6-8-40010 Sala Bolognese (BO) ITALIA | PROKTIS-M PLUS rectal ointment, non sterile - 54YZ | Iib | Pomade rektale qe perdoret per rigjenerim pas kirurgjise proktologjike. | tjeter
11288 | HAPT2 Tina-quant Haptoglobin ver. 2: 08106045190 | Evita shpk | 21.02.2022 | Roche Diagnostics GmbH Sandhofer Strasse 116 D-68305 Mannheim GERMANY | HAPT2 Tina-quant Haptoglobin ver. 2: 08106045190 | In Vitro | Test in vitro per percaktimin sasior te heptoglobines | Pajisje te diagnostikimit in vitro
11289 | ISE Etcher: 20763098122 (UDI-DI: 761333601667BA); ISE Etcher: 0438165001 (UDI-DI: 761333601324A9) | Evita shpk | 21.02.2022 | Roche Diagnostics GmbH Sandhofer Strasse 116 D-68305 Mannheim GERMANY | ISE Etcher: 20763098122 (UDI-DI: 761333601667BA); ISE Etcher: 0438165001 (UDI-DI: 761333601324A9) | In Vitro | Solucion per elektroden e natriumit. | Pajisje te diagnostikimit in vitro
11290 | Ormakit, Ormadent Putty, ormaplus Adhesive, Ormamax Light, Ormamax Regular, Ormactivator Gel/Liquid, Ormaplus LV Fast, Ormaplus LV Regular, Ormaplus LV Normal, Ormaplus Putty Soft Fast, Ormaplus Putty Soft Regular, Ormaplus Bite, Ormaplus Monophase | Albadent Group shpk | 21.02.2022 | Major Prodotti Dentari S.p.A. Via Luigi Einaudi, 23 -- I-10024 Moncalieri - Italy | Ormakit, Ormadent Putty, ormaplus Adhesive, Ormamax Light, Ormamax Regular, Ormactivator Gel/Liquid, Ormaplus LV Fast, Ormaplus LV Regular, Ormaplus LV Normal, Ormaplus Putty Soft Fast, Ormaplus Putty Soft Regular, Ormaplus Bite, Ormaplus Monophase | l | Silikone dentare per perdorim ne klinika dentare. | Pajisje dentare
11291 | Ormactivator Gel: M1092 - 60ml | Albadent Group shpk | 21.02.2022 | Major Prodotti Dentari S.p.A. Via Luigi Einaudi, 23 -- I-10024 Moncalieri - Italy | Ormactivator Gel: M1092 - 60ml | l | Aktivizues per kondensimin e silikoneve per mbaresat dentare. | Pajisje dentare
11292 | Cicatridina Spray | Italmed Distribution Sh.p.k | 21.02.2022 | Farma-Derma S.r.l. Via dell' Artigiano, 6-8 - 40010 Sala Bolognese (BO), Italia | Cicatridina Spray (non sterile) - 23YZ | IIb | Trajtim ndihmes ne proceset rigjeneruese te plageve. | Tjeter
11293 | Ginexid Lavanda Vaginale | Italmed Distribution Sh.p.k | 21.02.2022 | Farma-Derma S.r.l. Via dell' Artigiano, 6-8 - 40010 Sala Bolognese (BO), Italia | Ginexid Lavanda Vaginale - 83 | I | Pese flakon me perdorim 100ml dhe pese aplikatore me nje perdorim per higjenen intime | Tjeter
11294 | PROKTIS-M suppositories, non sterile - 56YZ | Italmed- Distribution sh.p.k | 21.02.2022 | Farma Derma S.r.l. Via dell'Artigiano, 6-8-40010 Sala Bolognese (BO) ITALIA | PROKTIS-M suppositories, non sterile - 56YZ | IIb | Suposte qe perdoret per rigjenerim pas kirurgjise proktologjike. | tjeter
11295 | MAJOR AF COMP Composite and acrylic multi-layer aesthetic facings. Available in 14 anterior moulds and 8 posterior moulds T6111 Anterior Set – T6112 Posterior Set ; MAJOR PLUS COMP Innovative multi-layers acrylic teeth available in A1-D4 Shades. Available in 14 anterior moulds and 18 posterior moulds. T2031 Anterior Set - T2032 Posterior Set ; MAJOR SUPER LUX Synthetic polymer teeth with 3 layers of materials, available in 31 different anterior moulds and 24 posterior moulds T3021/T3011 Anterior Set - T3022/T3012 Posterior Set | Albadent Group sh.p.k | 21.02.2022 | Major Prodotti Dentari S.p.a. Via Luigi Einaudi23 I-10024 Moncalieri (TO) ITALY | MAJOR AF COMP Composite and acrylic multi-layer aesthetic facings. Available in 14 anterior moulds and 8 posterior moulds T6111 Anterior Set – T6112 Posterior Set ; MAJOR PLUS COMP Innovative multi-layers acrylic teeth available in A1-D4 Shades. Available in 14 anterior moulds and 18 posterior moulds. T2031 Anterior Set - T2032 Posterior Set ; MAJOR SUPER LUX Synthetic polymer teeth with 3 layers of materials, available in 31 different anterior moulds and 24 posterior moulds T3021/T3011 Anterior Set - T3022/T3012 Posterior Set | Iia | Dhembe artificial. | Pajisje dentare
11296 | Major Repair powder& liquid | Albadent Group sh.p.k | 21.02.2022 | Major Prodotti Dentari S.p.A., Via Luigi Einaudi 23, 10024 Moncalieri, TO -Italia | Cold curing resin for dental prosthesis: MAJOR.REPAIR powder & liquid - C3100, C3101, C3110, C3120, C3121, C3122 | IIa | Rreshire sheruese e ftohte per proteza dentare | Pajisje dentare
11297 | MAJOR.BASE 20 powder & liquid | Albadent Group sh.p.k | 21.02.2022 | Major Prodotti Dentari S.p.A., Via Luigi Einaudi 23, 10024 Moncalieri, TO -Italia | Heat curing resin for dental prosthesis: MAJOR.BASE 20 powder & liquid: C3000, C3001, C3010, C3020, C3021, C3022 | IIa | Rreshire sheruese e ftohte per proteza dentare | Pajisje dentare
11298 | HPV Genotypes 14 Real-TM Quant - V67-100FRT | Genius LAB | 21.02.2022 | Sacace Biotecnologies S.r.l. Via Scalabrini 44 22100 Como Italia | HPV Genotypes 14 Real-TM Quant - V67-100FRT | In vitro | Reagent per kryerjen e analizave | Pajisje te diagnostikimit in vitro
11299 | ORMAPLUS PUTTY – FAST SET M3035 - 300ml Paste Base + 300ml Paste Catalyst TYPE 0 PUTTY CONSISTENCY - Polyvinyl siloxane based preliminary impression material. Fast setting time. ORMAPLUS LV – FAST SET M3000 - 2x50ml+12 Mixing Tips M3017 - 10x50ml TYPE 3 LIGHT BODIED CONSISTENCY - Low Viscosity Fast Setting, addition curing, elastomeric precision impression material based on polyvinyl siloxane. ORMAPLUS LV REGULAR SET M3010 - 2x50ml+12 Mixing Tips M3016 - 10x50ml TYPE 3 LIGHT BODIED CONSISTENCY - Low Viscosity Regular Setting, addition curing, elastomeric precision impression material based on polyvinyl siloxane. | Albadent Group sh.p.k | 21.02.2022 | Major Prodotti Dentari S.p.a. Via Luigi Einaudi23 I-10024 Moncalieri (TO) ITALY | ORMAPLUS PUTTY – FAST SET M3035 - 300ml Paste Base + 300ml Paste Catalyst TYPE 0 PUTTY CONSISTENCY - Polyvinyl siloxane based preliminary impression material. Fast setting time. ORMAPLUS LV – FAST SET M3000 - 2x50ml+12 Mixing Tips M3017 - 10x50ml TYPE 3 LIGHT BODIED CONSISTENCY - Low Viscosity Fast Setting, addition curing, elastomeric precision impression material based on polyvinyl siloxane. ORMAPLUS LV REGULAR SET M3010 - 2x50ml+12 Mixing Tips M3016 - 10x50ml TYPE 3 LIGHT BODIED CONSISTENCY - Low Viscosity Regular Setting, addition curing, elastomeric precision impression material based on polyvinyl siloxane. | I | Silikone dentare per perdorim ne klinika, | Pajisje dentare
11300 | HBV Real_TM Quant Dx Cod. V5-96/3FRT | Genius lab sh.p.k | 21.02.2022 | SACACE BIOTECHNOLOGIES srl. Via Scalabrini, 44. 22100 Como Italy | HBV Real_TM Quant Dx Cod. V5-96/3FRT | In Vitro | Reagent per kryrjen e analizave te ndryshme. | Pajisje diagnostikimi in vitro
11301 | Magno-Virus - K-2-16/1000 | Genius LAB | 21.02.2022 | Sacace Biotecnologies S.r.l. Via Scalabrini 44 22100 Como Italia | Magno-Virus - K-2-16/1000 | In vitro | Reagent per kryerjen e analizave | Pajisje te diagnostikimit in vitro
11302 | Anti-D Clone 2 Monoclonal - 710010; Anti-D Clone 1 Monoclonal - 730010; Anti-D Duoclone Monoclonal - 740010 | Fedos | 22.02.2022 | Lorne Laboratories Ltd, Unit 1 Cutbush Park Industrial Estate, Danehill, Lower Earley, Berkshire, RG6 4UT, UK | Anti-D Clone 2 Monoclonal - 710010; Anti-D Clone 1 Monoclonal - 730010; Anti-D Duoclone Monoclonal - 740010 | In Vitro | Reagent laboratorik per identifikimin e grupeve te gjakut me Rhesus D | Pajisje te diagnostikimit in vitro
11303 | Anti-C Monoclonal - 690005 Anti-E Monoclonal - 691005 Anti-c Monoclonal - 692005 Anti-e Monoclonal - 693005 Anti-C+D+E Monoclonal - 700010 | Fedos | 22.02.2022 | Lorne Laboratories Ltd, Unit 1 Cutbush Park Industrial Estate, Danehill, Lower Earley, Berkshire, RG6 4UT, UK | Anti-C Monoclonal - 690005 Anti-E Monoclonal - 691005 Anti-c Monoclonal - 692005 Anti-e Monoclonal - 693005 Anti-C+D+E Monoclonal - 700010 | In Vitro | Reagent laboratorik per identifikimin e Rh te grupeve te gjakut. | Pajisje te diagnostikimit in vitro
11304 | Pulse Oxymeter: X004C, X004B, X002, X004C-T | Fedos | 22.02.2022 | Shenzhen YKD Technology Co.,Ltd. 6F, Building 6. Huaxinruiming Industrial Area, Langrong Rd,Xinwei Village, Dalang Community, Dalang Street, Longhua, Shenzhen, China | Pulse Oxymeter: X004C, X004B, X002, X004C-T | l | Oksimeter pulsi per te matur nivelin e oksigjenit ne gjak (saturimin e oksigjenit) | Instrumenta shumë përdorimësh
11305 | INFU-KT: Implantable titanium access port with catheter | Fedos | 22.02.2022 | ISOMed s.a.r.l, ZAE Les Pointes 230, rue des Grand Pres 60230 Chambly - France | INFU-KT: Implantable titanium access port with catheter (sipas listes se bashkengjitur) | lll | Porta titani, të implantueshme së bashku me kateter injektues te perdorura per aplikimin e kimioterapise | Pajisje te implantueshme jo aktive
11306 | Oxiter humidifier I. ¼” ISO 3253 F. "- 000075000 | Fedos | 22.02.2022 | FLOW METER S.p.A.- Via del Lino, 6 - 24040 LEVATE (Bg) ITALY | Oxiter humidifier I. ¼” ISO 3253 F. "- 000075000 | lla | Fije hyrëse me kupa mbajtese per lagështues, per një pacient, e perdorur ne lageshtuesit per trajtimet me oksigjen mjekesor | Tjeter
11307 | LabUMat automated urine chemistry analyzer; LabUMat 2 automated urine chemistry analyzer | Genius | 22.02.2022 | 77 Elektronika Műszeripari Kft. Fehérvári út 98. 1116 BUDAPEST, HUNGARY | LabUMat automated urine chemistry analyzer; LabUMat 2 automated urine chemistry analyzer | In Vitro | Analizator kimik automatik urine | Pajisje te diagnostikimit in vitro
11308 | Body Composition System: BOD POD® GS-X | Montal | 22.02.2022 | Cosmed USA, Inc. 1850 Bates Avenue Concorrd, CA 94520 | Body Composition System: BOD POD® GS-X | lm | Pajisje per matjen e mases trupore | Pajisje elektromekanike
11309 | Intraoral Scanner: IOS-11 (UDI-DI 697472125IOS001K3) | Advantage Dental | 22.02.2022 | Ningbo Runyes Medical Instrument Co., Ltd. 032 Bulding, No. 456, Tonghui Road, Jiangbei Investiment & Pioneering Park C, 315033 Ningbo, China | Intraoral Scanner: IOS-11 (UDI-DI 697472125IOS001K3) | l | Skaner per marje marrje mase digitale | Pajisje dentare
11310 | Precise Weak Anti-D | Fedos sh.p.k | 22.02.2022 | Lorne Laboratories Ltd. Unit 1 Cutbush Park Industrial Estate, Danehill, Lower Early, Berkshire RG6, 4UT, UK | Precise Weak Anti-D: 209005 | In Vitro | Reagent laboratorik pe identifikimin e serologjise se grupeve te gjakut | Pajisje te diagnostikimit in vitro
11311 | Anti-C3d Monoclonal | Fedos sh.p.k | 22.02.2022 | Lorne Laboratories Ltd. Unit 1 Cutbush Park Industrial Estate, Danehill, Lower Early, Berkshire RG6, 4UT, UK | Anti-C3d Monoclonal: 427002(B08926) | In Vitro | Reagent laboratorike per identifikimin e gru[eve te gjalut dhe nentipet e tij | Pajisje te diagnostikimit in vitro
11312 | LISS Ready for Use | Fedos sh.p.k | 22.02.2022 | Lorne Laboratories Ltd. Unit 1 Cutbush Park Industrial Estate, Danehill, Lower Early, Berkshire RG6, 4UT, UK | LISS Ready for Use: 470020, 470250 | In Vitro | Reagent laboratorik per fuqizimin e reakisoneve antitrup-antigjen ne serologjine e grupeve te gjakut | Pajisje te diagnostikimit in vitro
11313 | Anti-Leb Monoclonal: 631002; Anti-Lea Monoclonal: 632002 | Fedos sh.p.k | 22.02.2022 | Lorne Laboratories Ltd. Unit 1 Cutbush Park Industrial Estate, Danehill, Lower Early, Berkshire RG6, 4UT, UK | Anti-Leb Monoclonal: 631002; Anti-Lea Monoclonal: 632002 | In Vitro | Reagent laboratorik per identifikimin e grupeve te gjakut | Pajisje te diagnostikimit in vitro
11314 | Reagente mjekesore | Labor Dr.Limbach Heidelberg Germany shpk | 22.02.2022 | DiaSorin S.p.A. Via Crescentino, snc 13040 Saluggia (VC) Italy | In Vitro Diagnostic Medical Devices (sipas listes bashkengjitur) | In Vitro | Solucione kimike qe perdoren per kryerjen e analizave | Pajisje te diagnostikimit in vitro
11315 | In vitro diagnostic device (sipas listes se bashkengjitur) | Genius | 22.02.2022 | BODITECH MED INC. 43, Geodudanji 1-Gil, Dongnae-Myeon Chuncheon-Si, Gang-Won-Do 24398 Republic of Korea | In vitro diagnostic device (sipas listes se bashkengjitur) | In Vitro | Reagente laboratorike in vitro | Pajisje te diagnostikimit in vitro
11316 | Anti-Jka Monoclonal- 775002; Anti-Jkb Monoclonal- 776002; | Fedos sh.p.k | 22.02.2022 | Lorne laboratories Ltd. Unit 1 Cutbush Park Industial Estate, Danehill, Lower Earley, Berkshire RG6 4UT, United Kingdom | Anti-Jka Monoclonal- 775002; Anti-Jkb Monoclonal- 776002; | In Vitro | Reagent per identifikimin e grupeve te gjakut tek femijet. | Pajisje diagnostikimi in vitro
11317 | Anti-Cw Monoclonal - 75002 | Fedos sh.p.k | 22.02.2022 | Lorne laboratories Ltd. Unit 1 Cutbush Park Industial Estate, Danehill, Lower Earley, Berkshire RG6 4UT, United Kingdom | Anti-Cw Monoclonal - 75002 | In Vitro | Reagent per identifikimin e grupeve te gjakut dhe nen tipet e tij. | Pajisje diagnostikimi in vitro
11318 | Inert AB Serum - 110010 | Fedos sh.p.k | 22.02.2022 | Lorne laboratories Ltd. Unit 1 Cutbush Park Industial Estate, Danehill, Lower Earley, Berkshire RG6 4UT, United Kingdom | Inert AB Serum - 110010 | In Vitro | Reagent per identifikimin e serologjise se grupeve te gjakut. | Pajisje diagnostikimi in vitro
11319 | Anti-P1 Monoclonal - 315002 | Fedos sh.p.k | 22.02.2022 | Lorne laboratories Ltd. Unit 1 Cutbush Park Industial Estate, Danehill, Lower Earley, Berkshire RG6 4UT, United Kingdom | Anti-P1 Monoclonal - 315002 | In Vitro | Reagent per identifikimin e grupeve te gjakut dhe nen tipet e tij. | Pajisje diagnostikimi in vitro
11320 | Anti-M Monoclonal - 772002 | Fedos sh.p.k | 22.02.2022 | Lorne laboratories Ltd. Unit 1 Cutbush Park Industial Estate, Danehill, Lower Earley, Berkshire RG6 4UT, United Kingdom | Anti-M Monoclonal - 772002 | In Vitro | Reagent per identifikimin e grupeve te gjakut dhe nen tipet e tij. | Pajisje diagnostikimi in vitro
11321 | Pro Tilt Table with Emergency Down Facility electric height, tilt and work table (225KG SWL inc, patient Handgrip and harness) (LMWD) - ST7645-XXX-XXX UDI-DI:50561238ST7645DLGJ | Montal sh.p.k | 23.02.2022 | SEERS Medical Ltd. Kenton Road, Debenham, Suffolk IP14 6LA, United Kingdom | Pro Tilt Table with Emergency Down Facility electric height, tilt and work table (225KG SWL inc, patient Handgrip and harness) (LMWD) - ST7645-XXX-XXX UDI-DI:50561238ST7645DLGJ | I | Tavoline pacienti qe perdoret per terapi dhe rehabilitim. | Pajisje elektromekanike
11322 | Urine test strips: LabStrip U11 Plus Urine Test Strip; LabStrip U11 Plus GL Urine Test Strip; | Genius sh.p.k | 23.02.2022 | 77 Elektronika Muszeripari Kft. Fehervari ut 98., H-1116, Budapest, Hungary | Urine test strips: LabStrip U11 Plus Urine Test Strip; LabStrip U11 Plus GL Urine Test Strip; | In Vitro | Reagente in vitro stripe urine. | Pajisje diagnostikimi in vitro
11323 | BronchoFlex PVC amoured tracheal tube; BronchoFlex PVC amoured tracheal tube cuffed | Arli Pharma sh.p.k | 23.02.2022 | Willy Rüsch GmbH, Willy-Rüsch-Strasse 4 - 10, 71394 Kernnen i. R. Germany | BronchoFlex PVC amoured tracheal tube - 104100; BronchoFlex PVC amoured tracheal tube cuffed - 104103 | IIa | Produkte qe perdoren ne nderhyrjet ne mushkeri per bllokim e njeres nga bronket | Pajisje nje perdorimeshe
11324 | Architect HBaAg Reagent Kit: 6C36-22 (4x100 teste), 6C36-27 (1x100teste), 6C36-29 (1x100 teste), 6C36-32 (4x500 teste), 6C36-34 (4x500 teste), 6C36-35 (1x500teste); Architect HBsAg Calibrators: 3M61-01, 3M61-02; Architect HBsAg Controls: 6C36-10 | Pegasus | 23.02.2022 | Abbott Ireland Diagnostics Division Finisklin Business Park, Sligo, Ireland | Architect HBaAg Reagent Kit: 6C36-22 (4x100 teste), 6C36-27 (1x100teste), 6C36-29 (1x100 teste), 6C36-32 (4x500 teste), 6C36-34 (4x500 teste), 6C36-35 (1x500teste); Architect HBsAg Calibrators: 3M61-01, 3M61-02; Architect HBsAg Controls: 6C36-10 | In Vitro | Imunoanalize, kalibrator dhe kontroll per percaktimin e Hepatiti B | Pajisje te diagnostikimit in vitro
11325 | CRP Calibrator Set 6K26-10; CRP Calibrator HS 6K26-14 | Pegasus | 23.02.2022 | Sentinel CH. SpA, Via Robert Koch 2, Milan, Italy | CRP Calibrator Set 6K26-10; CRP Calibrator HS 6K26-14 | In vitro | Eshte nje set kalibratoresh qe perdoret per kalabrimin e imunoanalizes ne latex per percaktimin e proteines c-reaktive ne serumin ose plazmen njerezore. | Pajisje te diagnostikimit in vitro
11326 | Architect Folate Reagent Kit: 1P74-25 (100 teste), 1P74-35 (500 teste); Architect Folate RBC Lysis Diluent: 1P74-40; Architect Folate Manual diluent: 1P74-50; Architect Folate Calibrators: 1P74-01; Architect Folate Controls: 1P74-10; Folate Lysis Reagent 3P21-60 | Pegasus | 23.02.2022 | Abbott Laboratories Diagnostics Division Lisnamuck, Longford, Co. Longford, Ireland | Architect Folate Reagent Kit: 1P74-25 (100 teste), 1P74-35 (500 teste); Architect Folate RBC Lysis Diluent: 1P74-40; Architect Folate Manual diluent: 1P74-50; Architect Folate Calibrators: 1P74-01; Architect Folate Controls: 1P74-10; Folate Lysis Reagent 3P21-60 | In Vitro | Imunoanalize, kalibrator dhe kontroll per percaktimin e folateve | Pajisje te diagnostikimit in vitro
11327 | Monarch ll IOL Delivery System Cartridge (B) - 8065977758 | Pegasus | 23.02.2022 | Alcon Laboratories, Inc.6201 South Freeway, Fort Worth, Texas 76134-2099, USA | Monarch ll IOL Delivery System Cartridge (B) - 8065977758 | IIa | Perdoret per implantimin e lenteve intraokulare ne sy. | Pajisje oftalmike dhe optike
11328 | Soft rubber Linton-Nachlas Tube - 204700; Soft rubber, Sengstaken tube - 204800; Soft rubber, Pediateic Sengstaken tube - 204801 | Arli Pharma sh.p.k | 23.02.2022 | Willy Rüsch GmbH, Willy-Rüsch-Strasse 4 - 10, 71394 Kernnen i. R. Germany | Soft rubber Linton-Nachlas Tube - 204700; Soft rubber, Sengstaken tube - 204800; Soft rubber, Pediateic Sengstaken tube - 204801 | IIa | Produkte per ndalimin e hemoragjise | Pajisje nje perdorimeshe
11329 | Integral Dental Unit | Advantage Dental sh.p.k | 23.02.2022 | Ningbo Runyes Medical Instrument Co., Ltd. 032 Bulding, No. 456, Tonghui Road, Jiangbei Investiment & Pioneering Park C, 315033 Ningbo, China | Integral Dental Unit Chair: Care-11; Care22; Care-33 | Iia | Unite dentare | Pajisje dentare
11330 | Cardiosave Intra-Aortic Baloon Pump and its accessories (Hybrid and Rescue model) (sipas listes bashkengjitur) | Fedos shpk | 24.02.2022 | Datascope Corp. 1300 MacArthur Blvd., Mahwah, NJ 07430 USA | Cardiosave Intra-Aortic Baloon Pump and its accessories (Hybrid and Rescue model) (sipas listes bashkengjitur) | llb | Pompa e balones intra-aortike eshte pajisje ndihmese kardiake qe perdoret me pacientet te cilet i nenshtrohen operacionit kardiak dhe jo kardiak dhe paciente qe kane sindrome koronare. | Pajisje elektromekanike.
11331 | Total Bilirubin2 | Pegasus sh.p.k | 24.02.2022 | Abbott Ireland Diagnostics Division, Lisnamuck, Longford, Co. Longford, Ireland | Total Bilirubin2: 04T0920; 04T0930 | In Vitro | Jane reagent qe perdoren per gjetjen sasiore te bilirubines totale ne serumin dhe plazmen njerezore | Pajisje te diagnostikimit in vitro
11332 | Lactate Dehydrogenase2 | Pegasus sh.p.k | 24.02.2022 | Abbott Ireland Diagnostics Division, Lisnamuck, Longford, Co. Longford, Ireland | Lactate Dehydrogenase2: 04T0320; 04T0330 | In Vitro | Jane reagente qe perdoren per gjetjen sasiore te enzimes laktat dehidrogjenaze ne serumin dhe plazmen njerezore | Pajisje te diagnostikimit in vitro
11333 | Iron2: 04T0220; 04T0230 | Pegasus sh.p.k | 24.02.2022 | Abbott Ireland Diagnostics Division, Lisnamuck, Longford, Co. Longford, Ireland | Iron2: 04T0220; 04T0230 | In Vitro | Jane reagente qe perdoren per gjetjen sasiore te hekurit ne serumin dhe plazmen njerezore | Pajisje te diagnostikimit in vitro
11334 | Alkaline Phosphatase2 | Pegasus sh.p.k | 24.02.2022 | Abbott Ireland Diagnostics Division, Lisnamuck, Longford, Co. Longford, Ireland | Alkaline Phosphatase2: 04S8720; 04S8730 | In Vitro | Jane reagente qe perdoren per gjetjen sasiore te alkaline fosfatazes ne serumin dhe plazmen njerezore | Pajisje te diagnostikimit in vitro
11335 | Valporic Acid | Pegasus sh.p.k | 24.02.2022 | Microgenics, Corporation 46500 kato Road, fremont, CA 94538, USA | Valporic Acid: 1E13-20 | In Vitro | Jane reagente qe perdoren per gjetjen sasiore te acidit valporik ne serumin dhe plazmen njerezore | Pajisje te diagnostikimit in vitro
11336 | IN-PORT: IMPLANTABLE POM ACCESS PORT WITH CATHETER | Fedos | 24.02.2022 | ISOMed s.a.r.l, ZAE Les Pointes 230, rue des Grand Pres 60230 Chambly - France | IN-PORT: IMPLANTABLE POM ACCESS PORT WITH CATHETER (sipas listes se bashkengjitur) | lll | Porta titani, të implantueshme së bashku me kateter injektues te perdorura per aplikimin e kimioterapise | Pajisje te implantueshme jo aktive
11337 | LumiraDx SARS-CoV-2 RNA STAR Complete | Pegasus | 24.02.2022 | LumiraDx UK Ltd. Unit 1 G Park Doncaster West Moor Park, Doncaster, DN3 3FT, United Kingdom | LumiraDx SARS-CoV-2 RNA STAR Complete - L018180501096 | In Vitro | Test per gjetjen cilesor te acidit nukleik te Sars-CoV-2 | Pajisje te diagnostikimit in vitro
11338 | Anti-A Monoclonal | Fedos sh.p.k | 22.02.2022 | Lorne Laboratories Ltd. Unit 1 Cutbush Park Industrial Estate, Danehill, Lower Early, Berkshire RG6, 4UT, UK | Anti-A Monoclonal: 600010; Anti-B Monoclonal: 610010; Anti-A,B Monoclonal: 620010 | In Vitro | Reagent laboratorik per identifikimin e grupeve te gjakut ABO dhe nen-tipive | Pajisje te diagnostikimit in vitro
11339 | Capacitive Level Sensor (CLS) with the accessories Level Sensor Pad (LSP) | Fedos sh.p.k | 22.02.2022 | Maquet Cardiopulmonary GmbH Kehler Str.31, 76437 Rastatt Germany | Capacitive Level Sensor (CLS) with the accessories Level Sensor Pad (LSP): CLS 20-535 Capacitive Level Sensor - 701010855; CLAS L2.0 Capacitive Level Sensor - 701049252; Level Sensor Pads pack 100pcs- 701022208 | IIb | Sensor niveli per matjen e nivelit te gjakut ne oksigjenatore gjate procedures karkio-kirurgjikale | Pajisje nje perdorimeshe
11340 | Endoret® Test-Tube Rack For 9ml Tubes - GT16 | Express Pharma | 24.02.2022 | B.T.I. Biotechnology Insitute, S.L. Parque Tecnologico De Alava Leonardo Da Vinci 14 01510 Miñano, Alava, España | Endoret® Test-Tube Rack For 9ml Tubes: Rack-Holder - GT16 (UDI-DI: 88435389805014) | l | Tuba per aparaturen Endoret qe perdoren per stimulimin e rigjenerimit te indeve | Tjeter
11341 | MiniMed 720G Insulin Pump: Pump (MMT-1809, MMT-1810); Pump Kit (MMT-1859, MMT-1860) | O.E.S Distrimed | 28.02.2022 | Medtronic MiniMed 18000 Devonshire Street Northridge,CA 91325 USA | MiniMed 720G Insulin Pump: Pump (MMT-1809, MMT-1810); Pump Kit (MMT-1859, MMT-1860) | llb | Pompa insuline, pajisje per perdorim nga pacientet me diabet per marrjen e insulines | Instrumenta shumeperdorimesh
11342 | Endo Hand ™ Instruments, SILS ™ Hand | O.E.S Distrimed | 28.02.2022 | Covidien Ilc 15 Hampshire Street Mansfield, Massachusetts 02048, USA | Endo Hand ™ Instruments, SILS ™ Hand (sipas listes se bashkengjitur) | lla; llb | Instrumenta endoskopik perdorim ne kirurgji | Pajisje nje perdorimeshe
11343 | SARS-CoV-2 Antigen Self Test Nasal: 9901-NCOV-06G | Evita shpk | 24.02.2022 | SD Biosensor, Inc. C-4th&5th, 16, Deogyeong-daero, 1556beon-gil, Yeongtong-gu, Suwon-si, Gyeonggi-do 16690, KOREA | SARS-CoV-2 Antigen Self Test Nasal: 9901-NCOV-06G | In Vitro | Test i shpejte antigjenik per detektimin e SARS-CoV-2 ne materialin nazal | Pajisje te diagnostikimit in vitro
11344 | Automated Nucleic Acids Extraction System - ANDiS 350 | INTERMED sh.p.k | 24.02.2022 | 3D Biomedicine Science & Technology Co., Limited. Block A, Building 2, No. 158 Xinjunhuan Road, Minhang District, Shanghai, China | Automated Nucleic Acids Extraction System - ANDiS 350 | In Vitro | Instrument per nxjerrjen e acidit nukleik dhe mundeson nxerrjen e ARN dhe AND nga nje game ekzemplaresh. | Pajisje diagnostikimi in vitro
11345 | Dental Medical Devices (sipas listes bashkengjitur) | Medik Line Stewart shpk | 24.02.2022 | Ultradent Products, Inc. 505 West Ultradent Drive (10200 South), South Jordan, Utah 84095, USA | Dental Medical Devices (sipas listes bashkengjitur) | l, lla | Produkte dentare dhe materiale konsumi. | Pajisje dentare
11346 | BTL Emsculpt, Emsculpt NEO, Embody, Emtone, BTL Vanquish ME, Vanquish | BTL Medical Albania sh.p.k | 25.02.2022 | BTL Industries Limited 161 Cleveland Way Stevenage SG1 6BU Hertfordshire United Kingdom | BTL Emsculpt, Emsculpt NEO, Embody, Emtone, BTL Vanquish ME, Vanquish | Iia, IIb | Pajisje terapeutike e kombinuar me energji me frekuence te larte dhe presion te synuar. | Pajisje elektromekanike
11347 | BTL CardioPoint: BTL CardioPoint-Holter; BTL CardioPoint-Ergo; BTL CardioPoint-Stress; BTL CardioPoint-ECG; BTL CardioPoint-Spiro; BTL CardioPoint-ABPM; MEW: MEW-Holter; MEW-Ergo; MEW-Stress; MEW-ECG;MEW-Spiro; MEW-ABPM; | BTL Medical Albania sh.p.k | 25.02.2022 | BTL Industries Limited 161 Cleveland Way Stevenage SG1 6BU Hertfordshire United Kingdom | BTL CardioPoint: BTL CardioPoint-Holter; BTL CardioPoint-Ergo; BTL CardioPoint-Stress; BTL CardioPoint-ECG; BTL CardioPoint-Spiro; BTL CardioPoint-ABPM; MEW: MEW-Holter; MEW-Ergo; MEW-Stress; MEW-ECG;MEW-Spiro; MEW-ABPM; | Iia | Pajisje mjekesore elektrokardiograme. | Pajisje elektromekanike
11348 | BTL-08 SD; BTL-08 MT PLUS; BTL-08 LT; BTL-08 LT PLUS; BTL-08 LC; BTL-08 LC PLUS | BTL Medical Albania sh.p.k | 25.02.2022 | BTL Industries Limited 161 Cleveland Way Stevenage SG1 6BU Hertfordshire United Kingdom | BTL-08 SD; BTL-08 MT PLUS; BTL-08 LT; BTL-08 LT PLUS; BTL-08 LC; BTL-08 LC PLUS | Iia | Pajisje mjekesore elektrokardiograme. | Pajisje elektromekanike
11349 | BTL-08 Holter: BTL-08 Holter H100; BTL-08 Holter H300; BTL-08 Holter H600 | BTL Medical Albania sh.p.k | 25.02.2022 | BTL Industries Limited 161 Cleveland Way Stevenage SG1 6BU Hertfordshire United Kingdom | BTL-08 Holter: BTL-08 Holter H100; BTL-08 Holter H300; BTL-08 Holter H600 | Iia | Pajisje mjekesore elektrokardiograme. | Pajisje elektromekanike
11350 | Shockwave Therapy Devices | BTL Medical Albania sh.p.k | 25.02.2022 | BTL Industries Limited, 161 Cleveland Way Stevenage SG1, 6BU Hertfordshire United Kingdom | Shockwave Therapy Devices: BTL-6000 SWT Easy; BTL-6000 SWT Topline; BTL-6000 X-Wave Optimal; BTL-6000 SWT Topline Power | Iia | Pajisje terapie me vale goditese | Pajisje elektromekanike
11351 | BTL-6000 Shortwave | BTL Medical Albania | 28.02.2022 | BTL Industries Limited 161 Cleveland Way Stevenage SG1 6BU, Hertfordshire, United Kingdom | Shortwave Diathermy Devices: BTL-6000 Shortwave: BTL-6000 Shortwave 200; BTL-6000 Shortwave 400 | lla | Pajisje e diametrise me vale te shkurter | Pajisje elektomekanike
11352 | BTL-6000 FSWT | BTL Medical Albania | 28.02.2022 | BTL Industries Limited 161 Cleveland Way Stevenage SG1 6BU, Hertfordshire, United Kingdom | Focused Shockwave Therapy Device: BTL-6000 FSWT | llb | Pajisje me vale goditese e fokusuar | Pajisje elektomekanike
11353 | BTL-6000 High Intensity Laser | BTL Medical Albania | 28.02.2022 | BTL Industries Limited 161 Cleveland Way Stevenage SG1 6BU, Hertfordshire, United Kingdom | High Intensity Laser Therapy: BTL-6000 High Intensity Laser: BTL-6000 High Intensity Laser 10W; BTL-6000 High Intensity Laser 20W; BTL-6000 High Intensity Laser 30W | llb | Pajisje e terapise me laser me intensitet te larte | Pajisje elektomekanike
11354 | BTL-6000 Lymphastim | BTL Medical Albania | 28.02.2022 | BTL Industries Limited 161 Cleveland Way Stevenage SG1 6BU, Hertfordshire, United Kingdom | Lymphatic Pressure units: BTL-6000 Lymphastim: BTL-6000 Lymphastim 6 Easy; BTL-6000 Lymphastim 12 Easy; BTL-6000 Lymphastim 12 Topline | lla | Pajisje per drenazh limfatik | Pajisje elektomekanike
11355 | Non-Sterile Nebulizer Set with Oxygen Mask Adult; Non-Sterile Nebulizer Set with Oxygen Mask Pediatric | P.N.G shpk | 28.02.2022 | Ceren Üretim Plastik Ürünleri SAN. VE TIC. A.Ş. Zafer Mh. 143. Sk. No: 8 D: 8A-8/3 Esenyurt/ Istanbul/ Turkiye | Non-Sterile Nebulizer Set with Oxygen Mask Adult: A-2030 2008; Non-Sterile Nebulizer Set with Oxygen Mask Pediatric: A-2030 2009 | lla | Maske oksigjeni per te rritur dhe femije me nebulizator | Pajisje anestezie dhe respiratore; Pajisje nje perdorimeshe
11356 | Accurus Anterior Pak, Basic no tip 8065740884 | Pegasus sh.p.k | 28.02.2022 | Alcon Laboratories, Inc. 6201 South Freeway, Fort Worth, TX 76134-2099, USA | Accurus Anterior Pak, Basic no tip 8065740884 | Iia | Set produktesh mjekesore qe perdoren per te realizuar procedura kirurgjikale oftalmike anteriore. | Pajisje oftalmike dhe optike
11357 | BD Vacutainer® PrecisionGlide™ Multiple Sample Needle - 360213 | Pegasus sh.p.k | 28.02.2022 | Becton, Dickinson and Company Belliver Industrial Estate, belliver Way, Roborough, Plymouth, PL6 7BP, United Kingdom | BD Vacutainer® PrecisionGlide™ Multiple Sample Needle - 360213 | Iia | Pajisje per marrjen e gjakut per analizat. | Pajisje nje perdorimeshe
11358 | BD BBL Staphyloslide Latex Test Kit 240915 | Pegasus sh.p.k | 28.02.2022 | Becton, Dickinson and Company 7 Loveton Circle Sparks, MD 21152 USA | BD BBL Staphyloslide Latex Test Kit 240915 | In Vitro | Sherben per identifikimin e izolimeve te stafilokokut. | Pajisje te diagnostikimit in vitro
11359 | BD Vacutainer® Stretch Tourniquet: 367198: 367199; 367205; 367209; UDI-DI: 038290BAHYXUTC87 | Pegasus sh.p.k | 28.02.2022 | Becton, Dickinson and Company (BD) 1 becton Drive Franklin Lakes, NJ 07417 USA | BD Vacutainer® Stretch Tourniquet: 367198: 367199; 367205; 367209; UDI-DI: 038290BAHYXUTC87 | I | Lastik qe sherben per marrjen e gjakut pa permbajtje latexi. | Pajisje nje perdorimeshe
11360 | Disposable Skin Stapler: F-35R; F-35W; | ArliPharma sh.p.k | 28.02.2022 | Ningbo Advan Electrical Co., ltd. Industrial Development Zone, Fuhai Town, 315332 Cixi City, Ningbo, Zhejiang Province, people's Republic of China | Disposable Skin Stapler: F-35R; F-35W; | Iia | Produkte qe perdoren per qepjen e lekures. | Pajisje nje perdorimeshe
11361 | Spinal Needle; Ureter Stent: | ArliPharma sh.p.k | 28.02.2022 | Arrow INTERNATIONAL cr, A.S Jamska 2359/47 59101 Zdar nad Sazavou Czech Republic | Spinal Needle; Ureter Stent ( sipas listes bashkengjitur) | Iia; Iib; | Produkte qe sherbejne per nxjerrjen e urines nga veshkat ne fshikez. | Pajisje nje perdorimeshe
11362 | Endoret System V Centrifuge | Express Pharma sh.p.k | 28.02.2022 | B.T.I Biotechnology Institute S.L. Parques Tecnologico de Alava, Leonado da Vinci 14, 01510 Minano (Alava) Espana | Heating Blocks Endoret System V Centrifuge- Endoret® : PRGF S.V- Endoret System V Centrifuge 8435389816997; PLASMATERM II- Heating Block Plasmaterm II - 8435389816485 | Iia | Endoret eshte nje teknologji biomjekesore qe sysnon stimulimin e rigjenerimit te indeve duke aplikuar proteina autologe | Tjeter
11363 | Vacuum Blood Collection Tubes and Viral Transport Medium tubes(with/without swabs) | BioChem NRP sh.p.k | 28.02.2022 | OÜ InterVacTechnology Kadastiku 57, Narva, 21004, Estonia | Vacuum Blood Collection Tubes and Viral Transport Medium tubes(with/without swabs - Lind-Vac®: No Additive; Clot Activator; Thrombin; ACD-A/B; Sodium Citrate 3,8%/3,2%; Sodium Citrate (ESR tube); EDTA K2/EDTA K3; Sodium Floride and Potassium oxalate/EDTA K2/EDTA K3/Lithium Heparin/Sodium Heparin; Lithium/Sodium Heparin; Clot Activator & Gel; Thrombin & Gel; ACD-A/B & Gel; Sodium Citrate 3,8%/3,2% & Gel; EDTA K2/ EDTA K3 & Gel; Sodium Fluoride and Potassium oxalate/EDTA K2/EDTA K3/ Lithium Heparin/Sodium Heparin & Gel; DNA: EDTA 2Na/2K 6-Aminohexanoic acid, Glycine G.R. Myo-Inositol; Urine; Viral Transport Medium(with/without swabs). | IN Vitro | Tuba per marrjen e gjakut dhe te urines me sistem me vakum dhe tuba per transportin e monstrave virale | Pajisje te diagnostikimit in vitro
11364 | MoleMax HD - Digital Epiluminescence Microscopy System for Dermatology | 2A Pharma sh.p.k | 28.02.2022 | Derma Medical Systems Handels- und Entwicklungs GmbH Wiedner Hauptstrabe 140 A-1050 Wien | MoleMax HD - Digital Epiluminescence Microscopy System for Dermatology | I | Pajisje diagnostifikuese dermatoskop. | Tjeter
11365 | SoftFil® EasyGuide, SoftFil® Classic, SoftFil® Precision, SoftFil® Needle | Gen-Albfarma | 28.02.2022 | SOFT MEDICAL AESTHETICS , 55 boulevard Pereire ,75017 PARIS, FRANCE | SoftFil® EasyGuide, SoftFil® Classic, SoftFil® Precision, SoftFil® Needle (sipas listes se bashkengjitur) | lla | sete injeksioni sterile | Pajisje nje perdorimeshe
11366 | SoftFil® Essencia | Gen-Albfarma | 28.02.2022 | SOFT MEDICAL AESTHETICS , 55 boulevard Pereire ,75017 PARIS, FRANCE | Micro-cannula SoftFil® Essencia (sipas listes se bashkengjitur) | lla | Mikrokanula me injeksion | Pajisje nje perdorimeshe
11367 | Intraocular Lenses and Injectors | Gen-Alb Farma sh.p.k | 28.02.2022 | PhysIOL s.a. Liège Science Paqrk, Allès des Noisetiers 4, B-4031 Liège, Belgium | Intraocular Lenses and Injectors: Single-Use Injector 1.2.3 Premium (226) | Iia | Injektor per implantimin e lenteve gjate kirugjise se syrit | Pajisje oftalmike dhe optike
11368 | RIGIDLOOP™ T Adjustable Cortical System - Standard 232480; RIGIDLOOP™ T Adjustable Cortical System - XL 232481; RIGIDLOOP™ Clip Cortical Button - Standard 232482; RIGIDLOOP™ Clip Cortical Button - XL 232483; RIGIDLOOP™ Suture Loop 232484; RIGIDLOOP™ BTB Adjustable Cortical System - Standard 232485; RIGIDLOOP™ BTB Adjustable Cortical System - XL 232486; | Evita sh.p.k | 28.02.2022 | S.B.M. SAS Zl du Monge 65100 LOURDES FRANCE | RIGIDLOOP™ T Adjustable Cortical System - Standard 232480; RIGIDLOOP™ T Adjustable Cortical System - XL 232481; RIGIDLOOP™ Clip Cortical Button - Standard 232482; RIGIDLOOP™ Clip Cortical Button - XL 232483; RIGIDLOOP™ Suture Loop 232484; RIGIDLOOP™ BTB Adjustable Cortical System - Standard 232485; RIGIDLOOP™ BTB Adjustable Cortical System - XL 232486; | Iib | Sisteme te axhustueshme fiksimi per rindertimin e ligamentit. | Tjeter
11369 | Prefert Vaginal Gel | Express Pharma | 28.02.2022 | Kessel medintim GmbH Kelsterbacher Strabe 28 64546 Morfelden-Walldorf Deutschland Germany | Prefert Vaginal Gel ( sipas listes bashkengjitur) | I | Xhel lubrifikues vaginal | Tjeter
11370 | Titanium Hemostatic clip: W6060-1 / Micro SLS-Clip Vitalitec | Evita sh.p.k | 28.02.2022 | PETERS SURGICAL 42 rue Benoit Frachon 93013 BOBIGNY CEDEX FRANCE | Titanium Hemostatic clip: W6060-1 / Micro SLS-Clip Vitalitec | III | Klipe hemostatike titaniumi per perdorim ne kirurgji. | Pajisje nje perdorimeshe
11371 | SkinDoc - Digital Epiluminescence Microscopy System for Dermatology | 2A Pharma sh.p.k | 28.02.2022 | Derma Medical Systems Handels- und Entwicklungs GmbH Wiedner Hauptstrabe 140 A-1050 Wien | SkinDoc - Digital Epiluminescence Microscopy System for Dermatology | I | Dermatoskop me kamer per efekte zmadhimi per performance me te larte. | Tjeter
11372 | Non-Sterile Oxygen Mask: A-2030 2003; P-2030 2004; | P.N.G sh.p.k | 28.02.2022 | CEREN URETIM PLASTIK URUNLERI SAN. VE TIC. A.S. Zafer Mh. 143. Sk. No.8 D:8A-8/3 Esenyurt, Istanbul, Turkey | Non-Sterile Oxygen Mask: A-2030 2003; P-2030 2004; | Iia | Maske oksigjeni jo sterile per te rritur dhe femije. | Pajisje nje perdorimeshe
11373 | In vitro diagnostic Medical Devices | Genius sh.p.k | 28.02.2022 | ELITech Clinical Systems SAS, Zone Industrielle 61500 SEES France | In vitro diagnostic Medical Devices ( sipas listes bashkengjitur) | In Vitro | Reagente in vitro per kryrjene analizave te ndryshme biokimike. | Pajisje te diagnostikimit in vitro
11374 | Curaspon | O.E.S Distrimed sh.p.k | 01.03.2022 | CuraMedical B.V. Industrieweg 6B, 1566 JP ASSENDELFT, The Netherlands | Gelatin sponge with haemostatic effect, Sterile, Absorbable, Single Use: CuraSpon® (sipas listes se bashkengjitur) | III | Sfungjer hemostatik per parandalimin e hemorragjive, per perdorim kirurgjikal | Pajisje nje perdorimeshe
11375 | Non-Sterile Nasal Oxygen Cannula | P.N.G shpk | 01.03.2022 | Ceren Üretim Plastik Ürünleri San. Ve Tic. A.Ş. Zafer Mh. 143, Sk. No: 8 D:8A-8/3, Esenyurt/Istanbul/Turkey | Non-Sterile Nasal Oxygen Cannula: Adult A-2030 2006; Pediatric P-2030 2007 | Iia | Kanjula nazale jo sterile per te rritur dhe femije | Pajisje nje perdorimeshe
11376 | Iron2 04T9820 | Pegasus sh.p.k | 28.02.2022 | Abbott Ireland Diagnostics Division Lisnamuck, Longford, Co. Longford, Ireland | Iron2 04T9820 | In Vitro | Reagente qe perdoren per gjetjen sasiore te hekurit ne serumin njerezor. | Pajisje te diagnostikimit in vitro
11377 | RUSCH Brillant Paediatric (Silicone) Balloon Catheter - 170003- 06-10; RUSCH Brillant (Silicone) Balloon Catheter : 170605 - 12-24; 170630 - 16-26; 170671 - 12-24; RUSCH Brillant (Silicone) Balloon Catheter , 2 Way with Couvelaire Tip: 172530 - 18-24; | ArliPharma sh.p.k | 28.02.2022 | Teleflex Medical Sdn. Bhd. Lot PT 2577, Jalan Perusahaan 4, 34600 Kamunting, Perak, Malaysia | RUSCH Brillant Paediatric (Silicone) Balloon Catheter - 170003- 06-10; RUSCH Brillant (Silicone) Balloon Catheter : 170605 - 12-24; 170630 - 16-26; 170671 - 12-24; RUSCH Brillant (Silicone) Balloon Catheter , 2 Way with Couvelaire Tip: 172530 - 18-24; | IIb | Kateter per zbrasjen e fshikezes te urines. | Pajisje nje perdorimeshe
11378 | LDL-Cholesterol Calibrator - ODC0012; Creatinine (Enzymatic) - OSR61204; LDL-Cholesterol - OSR6283 | Montal | 28.02.2022 | Beckman Coulter Ireland Inc., Lismeehan, O'Callaghan's Mills, Co. Clare, Ireland. | LDL-Cholesterol Calibrator - ODC0012; Creatinine (Enzymatic) - OSR61204; LDL-Cholesterol - OSR6283 | In vitro | Reagente kimike | Pajisje te diagnostikimit in vitro
11379 | Urine Calibrator - B64606; HDL/LDL Cholesterol Control Serum - ODC0005 | Montal | 28.02.2022 | Beckman Coulter Ireland Inc., Lismeehan, O'Callaghan's Mills, Co. Clare, Ireland. | Urine Calibrator - B64606; HDL/LDL Cholesterol Control Serum - ODC0005 | In vitro | Reagente kimike | Pajisje te diagnostikimit in vitro
11380 | α-1 Antitrypsin - OSR6163 | Montal | 28.02.2022 | Beckman Coulter Ireland Inc., Lismeehan, O'Callaghan's Mills, Co. Clare, Ireland. | α-1 Antitrypsin - OSR6163 | In vitro | Reagente kimike | Pajisje te diagnostikimit in vitro
11381 | Reagente kimike | Montal | 28.02.2022 | Beckman Coulter Ireland Inc., Lismeehan, O'Callaghan's Mills, Co. Clare, Ireland. | In vitro diagnostic device (sipas listes se bashkengjitur) | In vitro | Reagente kimike | Pajisje te diagnostikimit in vitro
11382 | DocUReader 2 PRO manual urine analyzer | Genius | 28.02.2022 | 77 Elektronika Műszeripari Kft. Fehérvári út 98. 1116 BUDAPEST, HUNGARY | DocUReader 2 PRO manual urine analyzer | In Vitro | Analizator kimik automatik urine | Pajisje te diagnostikimit in vitro
11383 | Filmate Pro; Quark RMR; K5 | Montal | 28.02.2022 | Cosmed S.r.l. Via dei Piani di Monte Savello 37, Albano laziale - 00041 Roma, Italy | Devices and Accessories for evaluation of the respiratory, cardiac and metabolic function: Filmate Pro; Quark RMR; K5 | lla | Sisteme metabolike | Pajisje elektomekanike
11384 | RUSCH Gold 3 Way Ballon Catheter - 183405 (size: 16-26); RUSCH Gold 3 Way Ballon Catheter - 183430 (size: 16-26); | Arli Pharma sh.p.k | 28.02.2022 | Teleflex Medical Sdn, Bhd. Lot PT 2577, Jalan Perusahaan 4, 34600 Kamunting, Perak, Malaysia | RUSCH Gold 3 Way Ballon Catheter - 183405 (size: 16-26); RUSCH Gold 3 Way Ballon Catheter - 183430 (size: 16-26); | lla | Kateter per te zbrazur fshikezen e urines | Pajisje nje perdorimeshe
11385 | Lactate Dehydrogenase 2 | Pegasus | 28.02.2022 | Abbott Laboratories Diagnostics Division Lisnamuck, Longford, Co. Longford, Ireland | Lactate Dehydrogenase2 - 04T9920(4 x 150 teste);Lactate Dehydrogenase2 - 04T9930(4 x 500 teste); | In Vitro | Reagent per gjetjen sasiore te enzimes laktat dehidrogjenaze | Pajisje te diagnostikimit in vitro
11386 | ARCHITECT Anti-HBc IgM Reagent Kit - 6C33-22 (4 x 100 Tests); ARCHITECT Anti-HBc IgM Reagent Kit - 6C33-27 (1 x 100 Tests); ARCHITECT Anti-HBc IgM Calibrators - 6C33-02; ARCHITECT Anti-HBc IgM Controls 6C33-11 | Pegasus | 28.02.2022 | Abbott GmbH Max-Planck-Ring 2 65205 Wiesbaden, Germany | ARCHITECT Anti-HBc IgM Reagent Kit - 6C33-22 (4 x 100 Tests); ARCHITECT Anti-HBc IgM Reagent Kit - 6C33-27 (1 x 100 Tests); ARCHITECT Anti-HBc IgM Calibrators - 6C33-02; ARCHITECT Anti-HBc IgM Controls 6C33-11 | In Vitro | Imunoanalize, kalibrator, Kontroll gjate analizes per hepatitin B | Pajisje te diagnostikimit in vitro
11387 | Guardian Link (3) Transmitter Kit (MMT-7910): Guardian Link (3) Transmitter Kit (MMT-7911); Charger (MMT-7715); Universal Tester (MMT-7736L); One-press Serter (MMT-7512); | O.E.S Distrimed sh.p.k | 28.02.2022 | Medtronic MiniMed 1800 Devonshire Street Northridge CA, 91325 USA | Guardian Link (3) Transmitter Kit (MMT-7910): Guardian Link (3) Transmitter Kit (MMT-7911); Charger (MMT-7715); Universal Tester (MMT-7736L); One-press Serter (MMT-7512); | Iia | Sisteme monitorimi te vazhdueshme te glukozes. | Instrumenta shumeperdorimesh
11388 | Total Bilirubin2 | Pegasus sh.p.k | 01.03.2022 | Abbott Ireland Diagnostics Division, Lisnamuck, Longford, Co. Longford, Ireland | Total Bilirubin2: 04U0520 | In Vitro | Jane reagente qe perdoren per gjetjen sasiore te bilirubines ne serumin dhe plazmen njerezore | Pajisje te diagnostikimit in vitro
11389 | Alkaline Phosphatase2 | Pegasus sh.p.k | 01.03.2022 | Abbott Ireland Diagnostics Division, Lisnamuck, Longford, Co. Longford, Ireland | Alkaline Phosphatase2: 04T8320; 04T8330 | In Vitro | Jane reagente qe perdoren per gjetjen sasiore te bilirubines ne serumin dhe plazmen njerezore | Pajisje te diagnostikimit in vitro
11390 | Dental Surgical Instruments | Brianza Dent sh.p.k | 01.03.2022 | Izenimplant Co., Ltd. 1, 2Dong, 26-32, Suworam 4-gil, Seotan-myeon, Pyeongtaek-si, Gyeonggi-do, Republic of Korea | Dental Surgical Instruments ( sipas listes bashkengjitur) | Iia | Instrumenta kirurgjikal dentare. | Pajisje dentare
11391 | Radifocus® Optitorque™ Catheter for Angiography | Biometric Albania | 01.03.2022 | Terumo Europe N.V. Interleuvenlaan 40, 3001 Leuven, Belgium | Radifocus® Optitorque™ Catheter for Angiography (sipas listes se bashkengjitur) | lll | Kateter per angiografi | Pajisje nje perdorimeshe; Produkte per institucione te kujdesit shendetesor
11392 | OptiDisc™ | Advantage Dental sh.p.k | 01.03.2022 | Kerr Corporation 1717 West Collins Avenue, Orange, CA 92867, USA | OptiDisc™ (sipas listes se bashkengjitur) | IIa | Disqe per lustrim dhembesh pas procedurave dentare | Pajisje dentare
11393 | Liposuction equipment | Express Pharma sh.p.k | 01.03.2022 | Euromi SA, Zoning Industriel del Plenesses, 11 Avenue des nouvelle technologies, Andrimont, B-4821, Belgium | Non-sterile liposuction equipment (sipas listes se bashkengjitur) | Iia | Pajisje mjekesore te dnryshme te cilat perdoren ne proceduren e liposuksionit bashke me aksesoret perkates | Tjeter
11394 | Orthodontic Surgical Instruments | Brianza Dent sh.p.k | 01.03.2022 | Izenimplant Co., Ltd. 1, 2Dong, 26-32, Suworam 4-gil, Seotan-myeon, Pyeongtaek-si, Gyeonggi-do, Republic of Korea | Orthodontic Surgical Instruments ( sipas listes bashkengjitur) | Iia | Instrumenta kirurgjikal ortodontik. | Pajisje dentare
11395 | Sterile orthodontic Screw (Multi Anchor) | Brianza Dent sh.p.k | 01.03.2022 | Izenimplant Co., Ltd. 1, 2Dong, 26-32, Suworam 4-gil, Seotan-myeon, Pyeongtaek-si, Gyeonggi-do, Republic of Korea | Sterile orthodontic Screw (Multi Anchor)( sipas listes bashkengjitur) | Iia | Vida ortodontike. | Pajisje dentare
11396 | Non-Sterile Dental Abutment (CCM Abutment) | Brianza Dent shpk | 01.03.2022 | Izenimplant Co., Ltd. 1, 2 Dong, 26-32, Suworam 4-gil, Seotan-myeon, Pyeongtaek-si Gyeonggi-do, Republic of Korea | Non-Sterile Dental Abutment (CCM Abutment) (sipas listes se bashkengjitur) | llb | Kulte dentare jo sterile | Pajisje dentare
11397 | Non-Sterile Dental Abutment (Healing & Cover Screw) | Brianza Dent shpk | 01.03.2022 | Izenimplant Co., Ltd. 1, 2 Dong, 26-32, Suworam 4-gil, Seotan-myeon, Pyeongtaek-si Gyeonggi-do, Republic of Korea | Non-Sterile Dental Abutment (Healing & Cover Screw) (sipas listes se bashkengjitur) | llb | Vida sherimi dentare | Pajisje dentare
11398 | Philips IntelliSite Pathology Solution 5.1 - 760001 | Health&Light sh.p.k | 01.03.2022 | Philips Medical Systems Nederland B.V. Veenpluis 6, 5684 PC Best Netherlands | Philips IntelliSite Pathology Solution 5.1 - 760001 | In Vitro | Apararure per skanimin dhe vizualizimin e mostrave histologjike, patologjike, citologjike | Pajisje te diagnostikimit in vitro
11399 | CAM-14, CAM ECG Acquisition Modules | Montal sh.p.k | 01.03.2022 | GE Medical Systems Information Technologies, Inc. 9900 Innovation Drive Wauwatosa, WI 53226 USA | CAM-14, CAM HD ECG Acquisition Modules, UDI-DI: 8406821BUG00183HF | Iia | Sherben per te marre nje sinjal analog EKG per ta dixhitalizuar dhe per te transmetuar sinjalin ne nje njesi pritese. | Instrumenta shumeperdorimesh
11400 | Reagente kimike | Montal | 01.03.2022 | Beckman Coulter Ireland Inc. Lismeehan O'Callaghan's Mills Co. Clare, Ireland | CRP Lates Control Serum (Level 1-2) - ODC0013; ITA CONTROL SERUM LEVEL 1 - ODC0014; ITA CONTROL SERUM LEVEL 2 - ODC0015; ITA CONTROL SERUM LEVEL 3 - ODC0016 | In Vitro | Reagente kimike qe sherbejne per te diagnostikuar ose monitoruar problemet ne gjak ose organet e ndryshme | Pajisje te diagnostikimit in vitro
11401 | Reagente kimike | Montal | 01.03.2022 | Beckman Coulter Ireland Inc. Lismeehan O'Callaghan's Mills Co. Clare, Ireland | MYOGLOBIN CALIBRATOR: ODR3025; MYOGLOBIN: OSR6168 | In Vitro | Reagente kimike qe sherbejne per te diagnostikuar ose monitoruar problemet ne gjak ose organet e ndryshme | Pajisje te diagnostikimit in vitro
11402 | Reagente kimike | Montal | 01.03.2022 | Beckman Coulter Ireland Inc. Lismeehan O'Callaghan's Mills Co. Clare, Ireland | URINE/ CSF ALBUMIN: B46435; URINE/ CSF ALBUMIN: B38858 | In Vitro | Reagente kimike qe sherbejne per te diagnostikuar ose monitoruar problemet ne gjak ose organet e ndryshme | Pajisje te diagnostikimit in vitro
11403 | Reagente kimike | Montal | 01.03.2022 | Beckman Coulter Ireland Inc. Lismeehan O'Callaghan's Mills Co. Clare, Ireland | CK-MB CONTROL SERUM LEVELE 1: ODR30035; CK-MB CONTROL SERUM LEVELE 2 ODR30036 | In Vitro | Reagente kimike qe sherbejne per te diagnostikuar ose monitoruar problemet ne gjak ose organet e ndryshme | Pajisje te diagnostikimit in vitro
11404 | Reagents for in vitro diagnostic | Montal sh.p.k | 01.03.2022 | Beckman Coulter Ireland Inc. Lismeehan O'Callaghab's Mills Co. Clare, Ireland | Reagents for in vitro diagnostic (sipas listes bashkengjitur) | In Vitro | Reagente qe sherbejne per monitorimin e problemeve ne gjak ose organe te tjera. | Pajisje te diagnostikimit in vitro
11405 | BECKMAN COULTER CHEMISTRY ANALYZER AU480 Series: B96692; B96693; | Montal sh.p.k | 01.03.2022 | Beckman Coulter, Inc. 250 South Kraemer Blvd. Brea California 92821 USA | BECKMAN COULTER CHEMISTRY ANALYZER AU480 Series: B96692; B96693; | In Vitro | Analizatore qe sherbejne per kryrjen e analizave hematologjike. | Pajisje te diagnostikimit in vitro
11406 | COULTER AcT 5diff Hematology Analyzer. Assembly Numbers: 6605580; 6605580; | Montal sh.p.k | 01.03.2022 | Beckman Coulter, Inc. 250 South Kraemer Blvd. Brea California 92821 USA | COULTER AcT 5diff Hematology Analyzer. Assembly Numbers: 6605580; 6605580; | In Vitro | Analizatore qe sherbejne per kryrjen e analizave hematologjike. | Pajisje te diagnostikimit in vitro
11407 | RADIFOCUS INTRODUCER II (Transradial Kit) | Biometric Albania sh.p.k | 01.03.2022 | TERUMO EUROPE N.V Interleuvenlaan 40, 3001 Leuven, Belgium | RADIFOCUS INTRODUCER II (Transradial Kit)(sipas listes bashkengjitur) | Iia | kateter intraduktor. | Pajisje nje perdorimeshe
11408 | Implante dentare | Brianza Dent sh.p.k | 01.03.2022 | Izenimplant Co., Ltd. 1, 2Dong, 26-32, Suworam 4-gil, Seotan-myeon, Pyeongtaek-si, Gyenggi-do, Republic of Korea | Dental implants (sipas listes se bashkengjitur) | IIb | Implante dentare sterile per zevendesimine dhembeve | Pajisje dentare
11409 | Kulte dentare | Brianza Dent sh.p.k | 01.03.2022 | Izenimplant Co., Ltd. 1, 2Dong, 26-32, Suworam 4-gil, Seotan-myeon, Pyeongtaek-si, Gyenggi-do, Republic of Korea | Non-Sterile Dental Abutments(sipas listes se bashkengjitur) | IIb | Kulte dentare jo sterile qe perdoren bashke me implantet gjate procedures kirirgjikale | Pajisje dentare
11410 | Radifocus Guidewire M for Angipgraphy | Biometric Albania sh.p.k | 01.03.2022 | TERUMO EUROPE N.V. Interleuvenlaan 40, 3001 Leuven, Belgium | Radifocus® Guidewire M for Angipgraphy(sipas listes se bashkengjitur) | III | Tel udhezues per angigrafi | Pajisje nje perdorimeshe
11411 | Mayo Table | Fedos | 02.03.2022 | FAZZINI S.r.l. STRADA STATALE PADANA SUPERIORE 317 IT - 20090 VIMODRONE (MI), Italy | Mayo Table: 02.480.01; 02.481.00; 02.481.00-UNI; 02.482.00; 02483.00; 02.483.01; 02.485.00 | l | Tavoline per mbajtjen e instrumenteve kirurgjikale | Tjeter
11412 | Anesthesia system | Fedos | 02.03.2022 | Maquet Critical Care AB Röntgenvägen 2 SE-171 54 Solna, Sweden | Anesthesia system: Flow-c Anesthesia System, System Version 4.8.3 (sipas listes se bashkengjitur) | lla | Sistem anestezie | Pajisje anestezie dhe respiratore
11413 | CENTRAL VENOUS CATHETERS & HAEMODIALYSIS CATHETERS | Fedos | 02.03.2022 | Guangdong Baihe Medical Technology Co., Ltd. No.89, Taoyuan East Road, Nanhai, Foshan, Guangdong Province, P.R. China | CENTRAL VENOUS CATHETERS & HAEMODIALYSIS CATHETERS (sipas listes se bashkengjitur) | lll | Set kateter venoz dhe hemodialize | Pajisje nje perdorimeshe
11414 | Examination lamp ri-magic® HPLED- 6252 | Fedos | 02.03.2022 | Rudolf Riester GmbH BruckstraBe 31, D-72417 Jungingen, Germany | Examination lamp ri-magic® HPLED- 6252 | l | Llampe ekzaminimi e perdorur ne ekzaminime te ndryshme mjekesore | Instrumenta shumë përdorimësh
11415 | DELUXE DELIVERY BED - with Trendelenburg- 27510 UDI-DI: 80232790000V08010000000T5 | Fedos sh.p.k | 02.03.2022 | Gima S.p.a., Via Marconi, 1, 20060 Gessate (MI), Italy | DELUXE DELIVERY BED - with Trendelenburg- 27510 UDI-DI: 80232790000V08010000000T5 | I | Shtrat spitalor qe perdoret gjate lindjeve. | Instrumenta shumeperdorimesh
11416 | S.S CUSCO SPECULUM-VIRGIN - 29773 UDI-DI: 802327900L0590010000000TV | Fedos sh.p.k | 02.03.2022 | Gima S.p.a., Via Marconi, 1, 20060 Gessate (MI), Italy | S.S CUSCO SPECULUM-VIRGIN - 29773 UDI-DI: 802327900L0590010000000TV | I | Pajisje e perdorur per ekzaminime radiologjike. | Instrumenta shumeperdorimesh
11417 | Negativoskop | Fedos sh.p.k | 01.03.2022 | FAZZINI S.r.l. STRADA STATALE PADANA SUPERIORE 317 IT - 20090 VIMODRONE (MI), Italy | Negativoscopio/X-Ray Fil Viewers(sipas listes se bashkengjitur) | I | Ekran drite i cili perdoret per te pare imazhet mjekesore te prodhuara nga nje sere pajisjesh me rreze | Tjeter
11418 | Bowl and Spatula CPSP-02 | O.E.S Distrimed sh.p.k | 02.03.2022 | TECRES S.p.A. Via Andrea Doria, 6-37066 Sommacampagna (VR) Italy | Bowl and Spatula CPSP-02 | Is | Aksesore per rezine akrilike kraniale per perdorim ne sherbimin e neurokirurgjise. | Pajisje nje perdorimeshe
11419 | Spectral CT | Health & Light shpk | 02.03.2022 | Philips Medical Systems Nederland B.V. Veenpluis 4-6, 5684 PC Best, The Netherlands | Computed Tomography System: Spectral CT 728333 | IIb | Aparature CT skaner per diagnostikime imazherike | Pajisje diagnostikuese dhe terapeutike me rrezatim
11420 | FAST TOURNIQUET - Green | Fedos sh.p.k | 02.03.2022 | GIMA S.P.A., Via Macroni 1, 20060 Gessate (MI) - Italy | FAST TOURNIQUET, green - 25728 (UDI-DI80232790000V90030000000VS) | I | Llastik krahu i perdorur gjate procesit te marrjes se gjakut | Instrumenta shumeperdorimesh
11421 | Disposable Blood Pressure Transducers and Accessories : Able | Fedos sh.p.k | 02.03.2022 | Guangdong Baihe Medical Technology Co., Ltd. No.89, Taoyuan East Road, Nanhai, Foshan, Guangdong Province, P.R. of China | Disposable Blood Pressure Transducers and Accessories : Able (sipas listes se bashkengjitur) | Iia | Percjelles nje perdorimesh per matjen e presionit te gjakut invaziv me aksesoret perkates per perdorim gjate procedures kirugjikale | Pajisje nje perdorimeshe
11422 | Oxidized Regenerated Cellulose Hemostat, Sterile, Absorbable, Single Use (sipas listes bashkengjitur) | O.E.S DISTRIMED shpk | 02.03.2022 | CuraMedical B.V. Industrieweg 6B, 1566 JP Assendelft, The Netherlands | Oxidized Regenerated Cellulose Hemostat, Sterile, Absorbable, Single Use (sipas listes bashkengjitur) | lll | Hemostatik i absorbueshem per parandalimin e hemoragjive. | Pajisje nje perdorimeshe
11423 | PREMICRON: USP 6/0 - USP 5 (sipas listes bashkengjitur) | O.E.S DISTRIMED shpk | 02.03.2022 | B. Braun Surgical, S.A. Carretera de Terrasa 121, 08191 Rubi (Barcelona), Spain | PREMICRON: USP 6/0 - USP 5 (sipas listes bashkengjitur) | lll | Sutura kirurgjikale, penj per perdorim ne kirurgji. | Pajisje nje perdorimeshe
11424 | anaxBlend/anaxGum light curing Composite | Albadent Group shpk | 02.03.2022 | anax dent GmbH Dreifelderstr. 5, 70599 Stuttgart, Germany | anaxBlend/anaxGum light curing Composite | lla | Kompozit per mbushjen e dhembit. | Pajisje dentare
11425 | SoftSimplastic 3 Way Foley Couvelaire Tip Balloon Catheter: 570818/664176 - 18, 570820/664176 - 20, 570822/664176 - 22, 570824/664176 - 24; SoftSimplasitc 3 Way Foley Dufour Tip Balloon Catheter: 570918/664575 - 18, 570920/664575 - 20 | ARLI PHARMA shpk | 02.03.2022 | Teleflex Medical Sdn. Bhd. Lot PT 2577, Jalan Perusahaan 4, 34600 Kamunting Perak, Malaysia | SoftSimplastic 3 Way Foley Couvelaire Tip Balloon Catheter: 570818/664176 - 18, 570820/664176 - 20, 570822/664176 - 22, 570824/664176 - 24; SoftSimplasitc 3 Way Foley Dufour Tip Balloon Catheter: 570918/664575 - 18, 570920/664575 - 20 | lla | Kateter per zbrazjen e fshikezes se urines. | Pajisje nje perdorimeshe
11426 | Accuject and Ergoject Injector Sets (sipas listes bashkengjitur) | Gen-Alb Farma shpk | 02.03.2022 | Medicel AG Dornierstrasse 11, CH-9423 Altenrhein, Switzerland | Accuject and Ergoject Injector Sets (sipas listes bashkengjitur) | lla | Stet injektimi te parambushura nje perdorimeshe te lenteve intraokulare. | Pajisje nje perdorimeshe
11427 | iVue:100 iVue NR; 100 iVue 80 | GEN-ALB FARMA Sh.p.k | 03.03.2022 | Optovue Inc, 2800 Bayview Drive, Fremont, CA 94538 USA | iVue:100 iVue NR; 100 iVue 80 | Iia | Pajisje qe perdoret per te ruajtur perpunuar dhe shfaqur imazhet e percaktuara ne thellesi te siperme dhe te pasme te indit okular. | Pajisje oftalmike dhe optike
11428 | Disposable Needle; Insulin Syringe; Disposable Syringe | 2A Pharma | 03.03.2022 | Ningbo Yinmed Medical Instruments Co., Ltd. Room 1201-9, No.456 Tai'an Middle RD, Yinzhou district, Ningbo, Zhejiang, P.R. China | Disposable Needle - 12748; Insulin Syringe (0.3ml, 0.5ml, 1ml) - 13941; Disposable Syringe (1ml, 2ml, 5ml, 10ml, 20ml, 30ml, 50ml, 60ml) - 13940 | lla | Pajisje te sherbimit spitalor si shiringa, age, vigona | Tjeter
11429 | Endotracheal tubes; Reinforced Endotracheal Tubes | 2A Pharma | 03.03.2022 | Ningbo Yingmed Medical Instruments Co., Ltd. Room 1201-9, No.456 Tai'an Middle RD, Yinzhou district, Ningbo, Zhejiang, P.R. China | Endotracheal tubes with or without cuff (Size: I.D. 2.0, I.D. 2.5, I.D. 3.0, I.D. 3.5, I.D. 4.0, I.D 4.5, I.D. 5.0, I.D. 5.5, I.D. 6.0, I.D. 6.5, I.D. 7.0, I.D. 7.5, I.D. 8.0, I.D. 8.5, I.D.9.0, I.D. 9.5, I.D. 10.0) - 14085; Reinforced Endotracheal Tubes with or without cuff (Size: I.D. 3.0, I.D. 3.5, I.D. 4.0, I.D 4.5, I.D. 5.0, I.D. 5.5, I.D. 6.0, I.D. 6.5, I.D. 7.0, I.D. 7.5, I.D. 8.0, I.D. 8.5, I.D.9.0, I.D. 9.5) - 14085 | lla | Tuba endotrakeal | Tjeter
11430 | SARS-CoV-2 Antigen Test Cassette - 20 Tests/Kit | Diamant Pharma | 03.03.2022 | Jiangsu Mole Bioscience Co., Ltd. 6-7th Floor, G116 Building, No.805, Jiankang Avenue, Medical New & Hi-Tech District, 225300 Taizhou, Jiangsu Province, P.R. China | SARS-CoV-2 Antigen Test Cassette - 20 Tests/Kit | In Vitro | Test I shpejte antigjenik per Sars-CoV-2 | Pajisje te diagnostikimit in vitro
11431 | MENDEC CRANIO (radiopaque) 1220/D | O.E.S Distrimed | 03.03.2022 | Tecres S.p.A. Via Andrea Doria, 6 Sommacampagna (VR) 37066, Italy | Acrylic Resin for Cranioplastty: MENDEC CRANIO (radiopaque) 1220/D | lll | Rezine akrilike kraniale | Pajisje te implantueshme jo active
11432 | Disposable Blood Transfusion Sets: Disposable Infusion Sets; 3-way Stop Cocks; | 2A Pharma sh.p.k | 03.03.2022 | Ningbo Yingmed Medical Instruments Co., Ltd. Room 1201-9, no. 456 Tai'an Middle RD, Yinzhou district, Ningbo, Zhejiang, P.R.China | Disposable Blood Transfusion Sets: Disposable Infusion Sets; 3-way Stop Cocks; | Iia | Sete transfusioni gjaku dhe aparate serumi. | Pajisje njeperdorimeshe
11433 | Non-Sterile Dental Abutment (Ti-Blank Abutment) (sipas listes bashkengjitur) | Brianza Dent shpk | 03.03.2022 | Izenimplant Co., Ltd. 1, 2Dong, 26-32, Suworam 4-gil, Seotan-myeon, Pyeongtaek-si, Gyeonggi-do, Republic of Korea | Non-Sterile Dental Abutment (Ti-Blank Abutment) (sipas listes bashkengjitur) | llb | Kulte dentare jo sterile. | Pajisje dentare
11434 | Non-Sterile Dental Abutment (Temporary Abutment) (sipas listes bashkengjitur) | Brianza Dent shpk | 03.03.2022 | Izenimplant Co., Ltd. 1, 2Dong, 26-32, Suworam 4-gil, Seotan-myeon, Pyeongtaek-si, Gyeonggi-do, Republic of Korea | Non-Sterile Dental Abutment (Temporary Abutment) (sipas listes bashkengjitur) | llb | Kulte dentare jo sterile. | Pajisje dentare
11435 | Nasal Oxygen Cannulas: Infant; Pediatric; Adult; Drianage tubes ; yankauer Suction Set; Wound drainage Systems; | 2A Pharma sh.p.k | 03.03.2022 | Ningbo Yingmed Medical Instruments Co., Ltd. Room 1201-9, no. 456 Tai'an Middle RD, Yinzhou district, Ningbo, Zhejiang, P.R.China | Nasal Oxygen Cannulas: Infant; Pediatric; Adult; Drianage tubes ; yankauer Suction Set; Wound drainage Systems; | Iia | Kanula nasale, tuba per kullimin e gjakut dhe tuba aspirimi. | Tjeter
11436 | Novel Coronavirus (SARS-CoV-2) Fast Nucleic Acid detection Kit (PCR-Fluoresence Probing) 24 tests/box; 48 tests/box; 96 tests/box; | Diamant Plus sh.p.k | 03.03.2022 | Jiangsu CoWin Biotech Co., Ltd. 4th floor, TQB building, No.1, Yaocheng Avenue, Taizhou City, Jiangsu Province, China | Novel Coronavirus (SARS-CoV-2) Fast Nucleic Acid detection Kit (PCR-Fluoresence Probing) 24 tests/box; 48 tests/box; 96 tests/box; | In Vitro | Reagente per detektim e virusit covid-19 me metoden PCR. | Pajisje te diagnostikimit in vitro
11437 | Aortic Root Cannulae and accessories | Biometric Albania | 03.03.2022 | Andocor N.V. Kwikaard 104 2980 Zoersel, Belgium | Aortic Root Cannulae and accessories (sipas listes se bashkengjitur) | lla | Kanjule e rrenjes se aortes per kardio pulmonar bypass dhe aksesore | Pajisje nje perdorimeshe; Produkte per institucione te kujdesit shendetesor
11438 | UniCel® DxH 800 Coulter® Cellular Analysis System: 629029, B24802, B66445 | MONTAL shpk | 03.03.2022 | Beckman Coulter Inc. 250 South Kraemer Blvd., Brea, California, 92821, USA | UniCel® DxH 800 Coulter® Cellular Analysis System: 629029, B24802, B66445 | In Vitro | Analizatore automatike qe sherbejne per kryerjen e analizave mjekesore hematologjike. | Pajisje te diagnostikimit in vitro
11439 | COULTER® HmX, HmX Al Hematology Analyzer: 6605522, 6605523, 6605524, 6605526, 6605527, 6605527R, 6605526R, A85566 | MONTAL shpk | 03.03.2022 | Beckman Coulter Inc. 250 South Kraemer Blvd., Brea, California, 92821, USA | COULTER® HmX, HmX Al Hematology Analyzer: 6605522, 6605523, 6605524, 6605526, 6605527, 6605527R, 6605526R, A85566 | In Vitro | Analizatore automatike qe sherbejne per kryerjen e analizave mjekesore hematologjike. | Pajisje te diagnostikimit in vitro
11440 | In Vitro Medical Devices (sipas listes bashkengjitur) | MONTAL shpk | 03.03.2022 | Beckman Coulter Inc. 250 South Kraemer Blvd., Brea, California, 92821, USA | In Vitro Medical Devices (sipas listes bashkengjitur) | In Vitro | Reagente qe shebejne per te diagnostikuar ose monitoruar problemet ne gjak ose ne organet e tjera te trupit. | Pajisje te diagnostikimit in vitro
11441 | Solix | Gen-Alb Farma | 03.03.2022 | Optovue, Inc. 2800 Bayview Drive, Fremont CA 94538, USA | Optical Coherence Tomography Devices: SOLIX | Iia | Sistemi tomografik i koherences optike me domen spektral | Pajisje oftalmike dhe optike
11442 | Chest Drainage reservoir - Thorametrix™ (sipas listes bashkengjitur) | Biometric Albania shpk | 03.03.2022 | Biometrix Limited 4 Kiryat Mada, 914500 Jerusalem, ISRAEL | Chest Drainage reservoir - Thorametrix™ (sipas listes bashkengjitur) | ls | Sisteme te drenimit. | Produkte per institucione te kujdesit shendetesor
11443 | Chest Drainage sytem - Thoracic catheters (sipas listes bashkengjitur) | Biometric Albania shpk | 03.03.2022 | Biometrix Limited 4 Kiryat Mada, 914500 Jerusalem, ISRAEL | Chest Drainage sytem - Thoracic catheters (sipas listes bashkengjitur) | lla | Sisteme te drenimit. | Produkte per institucione te kujdesit shendetesor
11444 | TempSpan C&B (sipas listes bashkengjitur) | Advantage Dental shpk | 03.03.2022 | Kerr Corporation, Also Doing Buisness as Pentron Clinical 1717 West Collins Avenue, Orange, California 92867, USA | TempSpan C&B (sipas listes bashkengjitur) | lla | Material mase provizore. | Pajisje dentare
11445 | Anti-Fya Monoclonal: 775002 | Fedos shpk | 03.03.2022 | Lorne Laboratories Ltd. Unit 1 Cutbush Park Industrial Estate, Danehill, Lower Earley, Berkshire RG6 4UT, United Kingdom | Anti-Fya Monoclonal: 775002 | In Vitro | Reagent laboratorik per identifikimin e grupeve te gjakut dhe nentipeve te tij. | Pajisje te diagnostikimit in vitro
11446 | SD01211FP-Tubing Set Adult With Filter; SD00291UP-Tubing Set Adult Without Filter; SD00562UP-Tubing Set Pediatric Without Filter; SD00152FP-Tubing Set Pediatric With Filter; SD00153FP-Tubing Set Infant With Filter; SD00683UN-Tubing Set Infant Without Filter; | Biometric Albania sh.p.k | 04.03.2022 | Sasan Saglik Malzemeleri Uretim Ve Pazarlama A.S. Dagyaka Mah. 2004 Cadde No.606980 Kahramankazan/Ankara/Turkiye | SD01211FP-Tubing Set Adult With Filter; SD00291UP-Tubing Set Adult Without Filter; SD00562UP-Tubing Set Pediatric Without Filter; SD00152FP-Tubing Set Pediatric With Filter; SD00153FP-Tubing Set Infant With Filter; SD00683UN-Tubing Set Infant Without Filter; | Iia | Tuba per transportin e gjakut nga pacienti te oksigjenatori dhe anasjelltas gjate kirurgjise kardiake. | Pajisje njeperdorimeshe
11447 | Dental Cameras | Service Dental Albania sh.p.k | 04.03.2022 | SOPRO ZAC Athèlia IV, Avenue des Genèvriers 13705 La Ciotat Cedex, France | Dental Cameras: SOPROCARE Sopro 950 and associated docking station DT DOCK MU S717 SOPROLIFE Sopro 900 and associated docking station DT DOCK MU S717 SOPRO 717 first and associated docking station DT DOCK MU S717 SOPRO 617 and associated docking station DT DOCK MU S717 (dock USB2, MU USB2, U USB2, Mini Dock U USB, dock M USB2) USB docking station for dental cameras: Mini dock USB2 DT SD_DUSB) Built-in USB2 docking station for dental cameras: Mini dock U_USB2(DT SD_DUUSB) Intraoral Tip for SOPROCARE and SOPROLOFE- Soprotips (DT- Accessories) | I; IIa | Kamera intraorale dentare | Pajisje dentare
11448 | Sisteme radiologjike | Service Dental Albania sh.p.k | 04.03.2022 | DE GOTZEN SRL, 21057 Olgiate Olona (VA) - Via Roma 45, Italy | Panoramic, cephalometric and Tomographic X-Ray System - X-MIND trium; Dental Intraoral Systesm - X-MIN unity (sipas listës bashkëngjitur) | Iia; IIb | Sisteme radiologjike | Pajisje dentare
11449 | Aparatura kirurgjikale | Service Dental Albania sh.p.k | 04.03.2022 | SOPRO ZAC Athèlia IV, Avenue des Genèvriers 13705 La Ciotat Cedex, France | AIR N GO EASY; IMPLANT CENTER 2; SERVOTOME ELECTRODE HOLDER- NEUTRAL ELECRODE ACTIVE ELECTRODES 122S-122CA-TR22L-TR22R-TR22T-FC25B-FC32B-FC10N-I40S-I40CA; PIEZOTOME CUBE (sipas listës bashkëngjitur) | Iia; IIb | Aparatura kirurgjikale | Pajisje dentare
11450 | ONCO-GRIP® huber needles: GN & GN2 (sipas listes bashkengjitur) | Fedos shpk | 04.03.2022 | ISOMed S.a.r.l. ZAE Les Pointes 230, rue des Grands Pres, Chambly, 60230, France | ONCO-GRIP® huber needles: GN & GN2 (sipas listes bashkengjitur) | lla | Age Huber per aplikimin e kemioterapise ne pacientet me kateter porte. | Pajisje nje perdorimeshe
11451 | SARS-CoV-2 Antigen Test Kit (colloidal gold method): TC1002 (1Test/Kit, 20 Test/Kit, 50 Test/Kit) | Diamant Pharma shpk | 04.03.2022 | BioTeke Corporation (Wuxi) Co., Ltd. 4th Floor, D5&2nd Floor, D3&1st and 2nd Floor, D16, No. 1719, Huishan Avenue, Wuxi, JiangSu, CN 214174, China | SARS-CoV-2 Antigen Test Kit (colloidal gold method): TC1002 (1Test/Kit, 20 Test/Kit, 50 Test/Kit) | In Vitro | Test i shpejte antigjenik per detektimin e SARS-CoV-2. | Pajisje te diagnostikimit in vitro
11452 | Surgical Instruments (sipas listes bashkengjitur) | O.E.S DISTRIMED shpk | 04.03.2022 | Aesculap AG Am Aesculap-Platz 78532 Tuttlingen Germany | Surgical Instruments (sipas listes bashkengjitur) | lll | Instrumenta kirurgjikale. | Instrumenta shumeperdorimesh
11453 | ENT Invasive Implant Materials & Devices (sipas listes bashkengjitur) | O.E.S DISTRIMED shpk | 04.03.2022 | Medtronic Xomed, Inc. 6743 Southpoint Drive North, Jacksonville, FL 32216, USA | ENT Invasive Implant Materials & Devices (sipas listes bashkengjitur) | l | Materiale mjekesore per ORL. | Pajisje nje perdorimeshe
11454 | Rosidal sys: 16984 (UDI-DI: 4021447-SET0004-ZV) | Gen-Alb Farma shpk | 07.03.2022 | Lohmann & Rauscher Inernational GmbH & Co. KG Westerwaldstraße 4, 56579 Rengsdorf, GERMANY | Rosidal sys: 16984 (UDI-DI: 4021447-SET0004-ZV) | l | Terapi me bende kompresuese te riperdorshme, ekonomike dhe efektive e ulcerave venoze. | Pajisje terapie komplementare
11455 | iCam - 100 - iCam 5MP, iCam 12MP | Gen-Alb Farma shpk | 07.03.2022 | Optovue, Inc. 2800 Bayview Drive, Fremont CA, 94538, USA | iCam - 100 - iCam 5MP, iCam 12MP | l | Kamera Fundus qe perdoret ne okulistike dhe ofron imazhe dhe ngjyra shume HD duke e lehtesuar punen e mjekut. | Pajisje oftalmike dhe optike
11456 | HMEF (heat and moisture exchanger filters) | 2A - PHARMA shpk | 07.03.2022 | Ningbo Yingmed Medical Instruments Co., Ltd. Room 1201-9, No. 456 Tai'an Middle RD, Yinzhou district, Ningbo, Zhejiang, P.R.China | HMEF (heat and moisture exchanger filters) | lla | Filtra antibakterial nje-perdorimesh. | Pajisje nje perdorimeshe
11457 | Disposable Gowns Non-Sterile | Evita sh.p.k | 07.03.2022 | Medcare Saglik Urunleri Sanayi ve Ticaret A.S. Fatih Mah. Camlik Cad No:54, 35414 Gaziemir Izmir/Turkiye | Disposable Gowns Non-Sterile (sipas listës bashkëngjitur) | I | Veshje kirurgjikale nje perdorimeshe jo sterile | Pajisje nje perdorimeshe
11458 | MAS T-Marker Level 1, 2 3 | Labor Dr. Limbach Heidelberg Germany | 07.03.2022 | Microgenisc Corporation 46500 Kato Road, Fremont, CA 94538, USA | MAS® T-Marker Level 1 - TUM-101 (6 x 3ml); MAS® T-Marker Level 2 - TUM-202 (6 x 3ml); MAS® T-Marker Level 3 - TUM-303 (6 x 3ml) | In Vitro | Reagent kontoll per TF MAS T-Marker | Pajisje te diagnostikimit in vitro
11459 | MAS Urichem TRAK Bi-Level, Multi pack | Labor Dr. Limbach Heidelberg Germany | 07.03.2022 | Microgenisc Corporation 46500 Kato Road, Fremont, CA 94538, USA | MAS® UrichemTRAK Multi-Pack: UR-MP | In Vitro | Reagent kontoll per TF_MAS Urichem TRAK Bi-Level | Pajisje te diagnostikimit in vitro
11460 | Microvette® | Labor Dr. Limbach Heidelberg Germany | 07.03.2022 | SARSTEDT AG & Co. KG Sarstedtstraße 1 51588 Nümbrecht Germany | Microvette® (16, 18, 20) | In Vitro | Tuba dhe aksesore per marrjen e gjakut kapilar | Pajisje te diagnostikimit in vitro
11461 | Atellica IM Acid 11417929; Atellica IM Base 11417930 | Labor Dr. Limbach Heidelberg Germany | 07.03.2022 | Siemens Healthcare Diagnostics Inc. 511 Benedict Avenue, Tarrytown, NY, 10591-5097, USA | Atellica IM Acid - 11417929; Atellica IM Base - 11417930 | In Vitro | Solucione kimike qe perdoren per realizimin e testeve ne analizatore | Pajisje te diagnostikimit in vitro
11462 | MAS® Omni-CARDIO | Labor Dr.Limbach Heidelberg Germany shpk | 07.03.2022 | Microgenics Corporation 46500 Kato Road, Fremont, CA 94538, USA | MAS® Omni-CARDIO Level Ultra Low- OCRD-UL; MAS® Omni-CARDIO Level Low- OCRD-L; MAS® Omni-CARDIO Level 1- OCRD-101; MAS® Omni-CARDIO Level 2- OCRD-202; MAS® Omni-CARDIO Level 3- OCRD-303; | In Vitro | Pajisje in vitro per kontrollin e cilesise | Pajisje te diagnostikimit in vitro
11463 | MAS® Omni-Core | Labor Dr.Limbach Heidelberg Germany shpk | 07.03.2022 | Microgenics Corporation 46500 Kato Road, Fremont, CA 94538, USA | MAS® Omni-Core Level 1: OCR-101; MAS® Omni-Core Level 2: OCR-202; MAS® Omni-Core Level 3: OCR-303 | In Vitro | Pajisje in vitro per kontrollin e cilesise | Pajisje te diagnostikimit in vitro
11464 | MAS® Omni-IMMUNE Control | Labor Dr.Limbach Heidelberg Germany shpk | 07.03.2022 | Microgenics Corporation 46500 Kato Road, Fremont, CA 94538, USA | MAS® Omni-IMMUNE Control 1 (5ml): OPRO-101; MAS® Omni-IMMUNE Control 2 (5ml): OPRO-202; MAS® Omni-IMMUNE Control 3 (5ml): OPRO-303 | In Vitro | Pajisje in vitro per kontrollin e cilesise | Pajisje te diagnostikimit in vitro
11465 | MAS® Diabetes | Labor Dr.Limbach Heidelberg Germany shpk | 07.03.2022 | Microgenics Corporation 46500 Kato Road, Fremont, CA 94538, USA | MAS® Diabetes: DBCL-MP | In Vitro | Pajisje in vitro per kontrollin e cilesise | Pajisje te diagnostikimit in vitro
11466 | UDIBOR SPRAY AURICOLARE; CEAR-OTO AUREX GOCCE AURICOLARI; INEB SPRAY NASALE; TINDALIN SPRAY NASALE; | MEDI PHARMA COMPANY sh.p.k | 09.03.2022 | Sinergie Farmaceutiche s.r.l. Via S.Nullo, 62 Giugliano in Campania (NA) IT-80014 | UDIBOR SPRAY AURICOLARE; CEAR-OTO AUREX GOCCE AURICOLARI; INEB SPRAY NASALE; TINDALIN SPRAY NASALE; | I | Pajisje qe perdoren per higjenen e vesheve dhe spray per hunde . | Tjeter
11467 | In Vitro Diagnostic Laboratory Reagent | O.E.S Distrimed sh.p.k | 09.03.2022 | ORCHID BIOMEDICAL SYSTEMS, (A Division of Tulip Diagnostics [P] Ltd.) Plot Nos. 88, 89, Phase II-C, Verna Industrial Estate, Verna, Goa - 403 722, India | VIRUCHECK HBsAg Device; VIRUCHECK HBsAg Dipstick | In Vitro | Reagent diagnostike, perdorim laboratorik | Pajisje te diagnostikimit in vitro
11468 | Prepared Sample Container: 26-38; 45-49; 51.334; | Labor Dr. Limbach heidelberg germany sh.p.k | 07.03.2022 | SARSTEDT AG&Co. KG Sarstedtstr. 1, D-51588 Numbrecht | Prepared Sample Container: 26-38; 45-49; 51.334; | In Vitro | Kontenier I pergatitur per mbajtjen e mostres. | Pajisje te diagnostikimit in vitro
11469 | Prepared micro tubes:41; 42; | Labor Dr. Limbach heidelberg germany sh.p.k | 07.03.2022 | SARSTEDT AG&Co. KG Sarstedtstr. 1, D-51588 Numbrecht | Prepared micro tubes:41; 42; | In Vitro | Mikro tuba te parapergatitur. | Pajisje te diagnostikimit in vitro
11470 | Tubes_for_IVD_purposes_and_accessories: 55.1570, 55.1577, 55.525.005, 55.526, 55.526.006, 55.528,65.163, 65.722, 65.729, 65.782, 65.793.030, 65.806.511,65.809; | Labor Dr. Limbach heidelberg germany sh.p.k | 07.03.2022 | SARSTEDT AG&Co. KG Sarstedtstr. 1, D-51588 Numbrecht | Tubes_for_IVD_purposes_and_accessories: 55.1570, 55.1577, 55.525.005, 55.526, 55.526.006, 55.528,65.163, 65.722, 65.729, 65.782, 65.793.030, 65.806.511,65.809; | In Vitro | Tuba per qellime in vitri dhe aksesore. | Pajisje te diagnostikimit in vitro
11471 | Feces Container: 80.620, 80.621 , 80.622.xxx, 80.623.xxx, 80.624, 80.734.xxx,80.9924.014, 80.9924.027,78.573.035, 78.890.010, 78.892.051, 78.892.056, 78.892.057,78.898.135, 78.898.138, 78.898.142 | Labor Dr. Limbach heidelberg germany sh.p.k | 07.03.2022 | SARSTEDT AG&Co. KG Sarstedtstr. 1, D-51588 Numbrecht | Feces Container: 80.620, 80.621 , 80.622.xxx, 80.623.xxx, 80.624, 80.734.xxx,80.9924.014, 80.9924.027,78.573.035, 78.890.010, 78.892.051, 78.892.056, 78.892.057,78.898.135, 78.898.138, 78.898.142 | In Vitro | Kontenier per fece. | Pajisje te diagnostikimit in vitro
11472 | ENT-001 - Vent Tubes | Mse | 08.03.2022 | Gyrus ACMI, Inc. 9600 Louisiana Ave. North, Brooklyn Park, MN 55445 USA | ENT-001 - Vent Tubes (sipas listes se bashkengjitur) | llb | Tuba ventilimi silikoni ne trajtimin e semundjeve qe lidhen me ORL | Pajisje nje perdorimeshe
11473 | nCare with VaultStream | MSE | 08.03.2022 | Gyrus ACMI, Inc. 9600 Louisiana Ave. North, Brooklyn Park, MN 55445 USA | nCare with VaultStream (sipas listes se bashkengjitur) | l | Regjistrues I imazheve qe perftohen nga procesori | Tjeter
11474 | Transport_swabs | Labor Dr. Limbach Heidelberg Germany | 08.03.2022 | SARSTEDT AG & Co. KG Sarstedtstraße 1 51588 Nümbrecht Germany | Transport_swabs - 80.625 | In Vitro | Tuba per marrrje mostrash | Pajisje te diagnostikimit in vitro
11475 | Micro Tubes for IVD purposes | Labor Dr. Limbach Heidelberg Germany | 08.03.2022 | SARSTEDT AG & Co. KG Sarstedtstraße 1 51588 Nümbrecht Germany | Micro Tubes for IVD purposes (72.607.xxx, 72.608.xxx, 72.609.xxx. 72.664.xxx, 72.685.xxx);(72.687.xxx, 72.688.xxx, 72.689.xxx. 72.690.xxx, 72.691 xxx); (72.692.xxx, 72.693.xxx, 72.694.xxx. 72.695.xxx, 72.696.xxx); (72.698.xxx, 72.699.xxx, 72.703.xxx. 72.704.xxx, 72.706.xxx); (72.708.xxx, 72.709.xxx, 72.730.xxx. 72.733.xxx, 72.735.xxx); (72.737.xxx, 72.785.xxx, 72.787.xxx. 72.985.xxx, 72.990.xxx); (72.991.xxx) | In Vitro | Pajisje per kryerjen e testeve Imunologjike | Pajisje te diagnostikimit in vitro
11476 | Sizer Sets Holder Handles Accessories | Biometric Albania | 08.03.2022 | St. Jude Medical 177 County Road B East St. Paul, Minnesota 55117, USA | Sizer Sets Holder Handles Accessories (sipas listes se bashkengjitur) | lla | Set matësash per valvulat kardiake mekanike dhe biologjike me aksesoret perkates | Instrumenta shumë përdorimësh; Produkte per institucione te kujdesit shendetesor
11477 | Blood Gas Capillaries and Accessories | Labor Dr.Limbach Heidelberg Germany shpk | 08.03.2022 | Sarstedt AG & Co. KG Sarstedtstraße 1, D-51588 Nümbrecht, Germany | Blood Gas Capillaries and Accessories: 19.930.100; 19.930.125; 19.930.140; 19.930.175; 65.935.205; 65.935.230; 65.935.937; 51.931.100; 51.931.125; 51.931.140; 51.931.175 | In Vitro | Tuba kapilare per gazrat ne ggjak dhe aksesoret | Pajisje te diagnostikimit in vitro
11478 | Archiving cap | Labor Dr.Limbach Heidelberg Germany shpk | 08.03.2022 | Sarstedt AG & Co. KG Sarstedtstraße 1, D-51588 Nümbrecht, Germany | Archiving cap: 65.647; 65.647.005; 65.647.006; 65.647.020; 65.647.025; 05421349001; 05736820001 | In Vitro | Kapak tubash | Pajisje te diagnostikimit in vitro
11479 | Multifly®- Needle, Safety-Multifly-Needle | Labor Dr.Limbach Heidelberg Germany shpk | 08.03.2022 | Sarstedt AG & Co. KG Sarstedtstraße 1, D-51588 Nümbrecht, Germany | Multifly®- Needle, Safety-Multifly®-Needle: 85.1637.005; 85.1637.035; 85.1637.201; 85.1637.203; 85.1637.205; 85.1637.235; 85.1638.; 85.1638.001; 85.1638.005; 85.1638.035; 85.1638.200; 85.1638.201; 85.1638.203; 85.1638.205; 85.1638.235; 85.1638.935; 85.1640.005; 85.1640.035; 85.1640.200; 85.1640.201;85.1640.203; 85.1640.205; 85.1640.235; 85.1640.935; 85.1642.005; 85.1642.201; 85.1642.205; 85.1642.235; 51.1638.940; 51.1638.945; 1640.945 | In Vitro | Pajisje per marrjen e gjakut gjate analizave laboratorike | Pajisje te diagnostikimit in vitro
11480 | Mersilene Tape | Evita | 08.03.2022 | Ethicon, LLC Highway 183 Km 8.3 San Lorenzo Puerto Rico 00754 USA | MERSILENE™ Tape: RS21, RS22, D3193 | llb | Shirita per qepje kirurgjikale me perberje poliester | Pajisje nje perdorimeshe
11481 | Pipette tips:70.3010, 70.3010.100, 70.3010.110, 70.3010.200, 70.3010.205, 70.3010.210,70.3010.255, 70.3010.265, 70.3010.275, 70.3010.285, 70.3010.305, 70.3010.355,70.3010.365, 70.3010.375, 70.3010.385, 70.3020, 70.3020.100, 70.3020.110,70.3020.200, 70.3020.205, 70.3020.210, 70.3020.255, 70.3020.275, 70.3020.305,70.3020.355, 70.3020.375, 70.3021, 70.3030, 70.3030.020, 70.3030.100, 70.3030.110,70.3030.200, 70.3030.205, 70.3030.210, 70.3030.255, 70.3030.265, 70.3030.275,70.3030.285, 70.3030.305, 70.3030.355, 70.3030.365, 70.3030.375, 70.3030.385,70.3031, 70.3031.100, 70.3031.110, 70.3031.200, 70.3031.205, 70.3031.210,70.3031.255, 70.3031.275, 70.3031.305, 70.3031.355, 70.3031.375, 70.3040,70.3040.100, 70.3040.110, 70.3040.200, 70.3040.205, 70.3040.210, 70.3040.255,70.3040.275, 70.3040.305, 70.3040.355, 70.3040.375, 70.3050, 70.3050.020,70.3050.100, 70.3050.110, 70.3050.200, 70.3050.205, 70.3050.210, 70.3050.255,70.3050.275, 70.3050.305, 70.3050.355, 70.3050.375, 70.3060, 70.3060.100,70.3060.110, 70.3060.200, 70.3060.205, 70.3060.210, 70.3060.255, 70.3060.275,70.3060.305, 70.3060.355, 70.3060.375 | Labor Dr. Limbach heidelberg germany sh.p.k | 08.03.2022 | SARSTEDT AG&Co. KG Sarstedtstr. 1, D-51588 Numbrecht | Pipette tips:70.3010, 70.3010.100, 70.3010.110, 70.3010.200, 70.3010.205, 70.3010.210,70.3010.255, 70.3010.265, 70.3010.275, 70.3010.285, 70.3010.305, 70.3010.355,70.3010.365, 70.3010.375, 70.3010.385, 70.3020, 70.3020.100, 70.3020.110,70.3020.200, 70.3020.205, 70.3020.210, 70.3020.255, 70.3020.275, 70.3020.305,70.3020.355, 70.3020.375, 70.3021, 70.3030, 70.3030.020, 70.3030.100, 70.3030.110,70.3030.200, 70.3030.205, 70.3030.210, 70.3030.255, 70.3030.265, 70.3030.275,70.3030.285, 70.3030.305, 70.3030.355, 70.3030.365, 70.3030.375, 70.3030.385,70.3031, 70.3031.100, 70.3031.110, 70.3031.200, 70.3031.205, 70.3031.210,70.3031.255, 70.3031.275, 70.3031.305, 70.3031.355, 70.3031.375, 70.3040,70.3040.100, 70.3040.110, 70.3040.200, 70.3040.205, 70.3040.210, 70.3040.255,70.3040.275, 70.3040.305, 70.3040.355, 70.3040.375, 70.3050, 70.3050.020,70.3050.100, 70.3050.110, 70.3050.200, 70.3050.205, 70.3050.210, 70.3050.255,70.3050.275, 70.3050.305, 70.3050.355, 70.3050.375, 70.3060, 70.3060.100,70.3060.110, 70.3060.200, 70.3060.205, 70.3060.210, 70.3060.255, 70.3060.275,70.3060.305, 70.3060.355, 70.3060.375 | In Vitro | Maja pipetash | Pajisje te diagnostikimit in vitro
11482 | In Vitro diagnostic medical devices | O.E.S Distrimed sh.p.k | 09.03.2022 | QUALPRO DIAGNOSTICS, (A Division of Tulip Diagnostics [P] Ltd.) Plot Nos. 88, 89, Phase II-C, Verna Industrial Estate, Verna, Goa - 403 722, India | Syphicheck-WB Device 25T/100T; Syphicheck-WB Dipstick 25T/100T; Retrocheck HIV WB Device 25T/50T/100T; Flavicheck HCV Device 25T/50T/100T; Gravicheck hCG Device 10T/25T; Qualisa Malaria 48T/96T/192T/480T; Retroscreen HIV Device 25T/50T/100T | In Vitro | Pajisje dhe reagente diagnostikues , perdorim laboratorik. | Pajisje te diagnostikimit in vitro
11483 | Pajisjie mjekesore nje perdorimeshe | Euromed sh.p.k | 09.03.2022 | Biçaklicilar Tibbi Cihazlar Sanayi ve Ticaret A.S. Osmangazi Mhallesi, Gazi Caddeesi No:21,enyurt 34522 Instanbul, Turkiye | Pressure Extension Lines: 138 xxxx 1; Extension Lines: 120 xxxx 1; B-Spiro Volumetric Exerciser: 186 xxxx 1; Urimeter: 227 xxxx 1; Y Luer Connector: 755 xxxx 1 | Is; Im | Kateter zgjatues, pajisje per matjen spirovolumetrike, konektor ne form Y | Pajisje nje perdorimeshe
11484 | Temp probe | MSE sh.p.k | 9.03.2022 | Edan Instruments, Inc. #15 Jinhui Road, Jinsha Community, Kengzi Sub-District, pingshan District, 518122 Shenzhen, P.R.China | Temp probe (sipas listes bashkengjitur) | Iia | Sonde per matjen e temperatures | Instrumenta shumeperdorimesh
11485 | Inserting systems - DualTec Kits | Gen-Alb Farma shpk | 09.03.2022 | Ophtec B.V. Schweitzerlaan 15, 9728 NR Groningen, The Netherlands | Inserting systems - DualTec Kits | lla | Injektor lentesh ne operimin e kataraktes me perdorim te vetem per implantimin e IOL-ve akrilike me nje dhe tre pjese. | Pajisje oftalmike dhe optike
11486 | Non-Sterile Eye pad with barrier effect: Eye Pad-BLEFARITTO Eye pad: 12 pcs/box; 24 pcs/box; 30 pcs/box; Non-Sterile Eye Contour Gel: Eye Gel-BLEFARITTO Eye Gel: 10 ML; 15 ML; 20 ML; 30 ML; | Health Solutions sh.p.k | 10.03.2022 | JEOMED ILAC VE SAGLOK URUNLERI A.S. Bahçekapi Mahallesi 2548.sokak No: 8/3 Sasmaz-Etimesgut Ankara | Non-Sterile Eye pad with barrier effect: Eye Pad-BLEFARITTO Eye pad: 12 pcs/box; 24 pcs/box; 30 pcs/box; Non-Sterile Eye Contour Gel: Eye Gel-BLEFARITTO Eye Gel: 10 ML; 15 ML; 20 ML; 30 ML; | Iia | Produkte per pastrimin dhe higjenen e syrit. | Pajisje oftalmike dhe optike
11487 | Retractors, Self-Retaining Operating; Retractors; Reatractor, ear/nose/throat; Retractor (sipas listes bashkengjitur) | MSE shpk | 10.03.2022 | evonos GmbH & Co. KG Stockacher Str. 134, 78532 Tuttlingen, Germany | Retractors, Self-Retaining Operating; Retractors; Reatractor, ear/nose/throat; Retractor (sipas listes bashkengjitur) | lla | Instrumenta mjekesore dhe kirurgjikale. | Instrumenta shumeperdorimesh
11488 | NIBP Tube (sipas listes bashkengjnitur) | MSE shpk | 10.03.2022 | Edan Instruments, Inc. #15 Jinhui Road, Jinsha Community, Kengzi Sub-District, Pingshan District, 518122 Shenzhen, P.R.China | NIBP Tube (sipas listes bashkengjnitur) | l | Kabull qe ben lidhjen mes manshetes dhe pajisjes ne matjen e prsionit te gjakut. | Tjeter
11489 | RADIOFOCUS Introducer II - Catheter Introducer (sipas listes bashkengjitur) | Biometric Albania shpk | 10.03.2022 | Terumo Corporation 44-1, 2-chome, Hatagaya, Shibuya-Ku, Tokyo 151-0072, Japan | RADIOFOCUS Introducer II - Catheter Introducer (sipas listes bashkengjitur) | lla | Kateter intraduktor. | Produkte per institucione te kujdesit shendetesor
11490 | LifeSpan ePTFE Vascular Grafts | Biometric Albania sh.p.k | 10.03.2022 | LeMaitre Vascular, Inc. 63 Second Avenue Burlington, MA 01803 USA | LifeSpan ePTFE Vascular Grafts | IIb | Proteza vaskulare | Pajisje njeperdorimeshe
11491 | In vitro diagnostic device (sipas listes se bashkengjitur) | Genius | 10.03.2022 | Liofilchem S.r.l. Via Scozia 64026 Roseto degli Abruzzi (TE), Italy | In vitro diagnostic device (sipas listes se bashkengjitur) | In Vitro | Reagente mjekesore, aparate per analizat laboratorike | Pajisje te diagnostikimit in vitro
11492 | ANGIOGRAPHIC TRAYS;ARTHROSCOPIC TRAYS;CARDIOTHORACIC TRAYS; ENT TRAYS; GENERAL PURPOSE TRAYS; NEUROSURGICAL TRAYS; OBSTETRICAL/ GYNAECOLOGICAL TRAYS; OPHTHALMIC TRAYS; ORTHOPAEDIC TRAYS ; UROLOGICAL TRAYS; DENTAL TRAYS; LAPAROSCOPIC TRAYS; ANAESTHESIA TRAYS; HAEMODIALYSIS TRAYS; | O.E.S Distrimed sh.p.k | 11.03.2022 | Molnlycke Health Care AB, Gamlestadsvagen 3C, Box 13080, SE-402 52 Goteborg, Sweden | ANGIOGRAPHIC TRAYS;ARTHROSCOPIC TRAYS;CARDIOTHORACIC TRAYS; ENT TRAYS; GENERAL PURPOSE TRAYS; NEUROSURGICAL TRAYS; OBSTETRICAL/ GYNAECOLOGICAL TRAYS; OPHTHALMIC TRAYS; ORTHOPAEDIC TRAYS ; UROLOGICAL TRAYS; DENTAL TRAYS; LAPAROSCOPIC TRAYS; ANAESTHESIA TRAYS; HAEMODIALYSIS TRAYS; | I | Sete kirurgjikale te ndryshme qe perdoren ne kirurgji. | Pajisje njeperdorimeshe
11493 | Angiodyn-Angiographic Syringes, Injector Syringes, Spectraline Syringes | O.E.S Distrimed sh.p.k | 11.03.2022 | B.Braun Melsungen AG Carl-Braun_Strabe 1 34212 Melsungen Deutschland/Germany | Angiodyn-Angiographic Syringes, Injector Syringes, Spectraline Syringes(Sipas listes bashkengjitur) | Iia | Shiringa angiografike, shiringa injektimi, shiringa spektraline, perdorim ne kardiologji. | Pajisje njeperdorimeshe
11494 | XenoSure Biologic Patch | Biometric Albania | 11.03.2022 | LeMaitre Vascular, Inc. 63 Second Avenue Burlington, MA 01803 U.S.A | XenoSure Biologic Patch (sipas listës bashkëngjitur) | III | Material biologjik per mbulimine eneve te gjakut gjate nderhyrjeve kirurgjikale | Pajisje nje perdorimeshe
11495 | Pajisje Mjekesore | Euromed sh.p.k | 11.03.2022 | Optium Medikal Ltd. Sti. Körkün Mah. Hidayet Cad No:23 Oguzeli Gaziantep, Turkey | Hydraulic ICU and Patient Bed- ME 55 (UDI-D I8682897248233); Hydraulic Patient Bed- ME53 (UDI-DI 8682897248240); Mechanical Bed, 3 Cranks- ME34 (UDI-DI 8682897248269); Mechanical ICU Bed, 3 Cranks- ME30 (UDI-DI 8682897248257); Mechanical Bed, 2 Cranks- ME22 (UDI-DI 8682897248264); Manual Patient Bed, 2 Cranks-ME20 (UDI-DI 8682897248271); Manual Patien Bed, 2 Cranks, Foldable Legs- ME22 (UDI-DI 8682897248288); Manual Patien Bed, 1 Crank, Foldable Legs- ME22 (UDI-DI 8682897248295) | I | Shtrat spitalor me operim manual i destinuar per perdorim ne kujdesin standart, akut dhe intensive | Pajisje mobilimi spitalor
11496 | Pajisje Mjekesore | Euromed sh.p.k | 11.03.2022 | Optium Medikal Ltd. Sti. Körkün Mah. Hidayet Cad No:23 Oguzeli Gaziantep, Turkey | Functional Trauma Stretcher- MOMENTUM; Functional Emergency Stretcher-EMERGEUM; Patient Stretcher- TRAVELER; Hydraulic Patient Strecher-ST72; Operation Room Transfer Stretcher-OT TRANS; Stackable Wheelchair, Stainless Steel- STACKER SS; Stackable Wheelchair, Aluminum Const.- STACKER AL; Stackable Wheelchair, MRI Compatible- STACKER MRI; Blood Drawing Chair- BD 18, COSY BD; Patient Transfer Chair- COSY PT | I | Barrela dhe karrige per transferimin e pacientit neper pavione dhe marrjen e gjakut | Pajisje mobilimi spitalor
11497 | Disposable medical devices and devices for aspiration and vacuum extraction (sipas listes bshkengjitur) | Euromed shpk | 11.03.2022 | Bicakcilar Tibbi Cihazlar Sanayi ve Ticaret A.S. Osmangazi Mahallesi,Gazi Caddesi No:21, Esanyurt 34522 Istanbul Turkiye | Disposable medical devices and devices for aspiration and vacuum extraction (sipas listes bshkengjitur) | lla | Kanjula intravenoze, set per transfuzion gjaku, tuba trakeostomie me kllef, se Yankuer per aspirim, kateter rektal, kateter nazogastrik, set tubash PVC ekstrakorporal. | Pajisje nje perdorimeshe
11498 | Paranix Shampoo - Variant A- UDI-DI: 5400951PARSHAMPAEP | Rejsi Farma sh.p.k | 11.03.2022 | Omega Pharma International N.V Venecoweg 26, B-9810 Nareth, Belgium | Paranix Shampoo - Variant A- UDI-DI: 5400951PARSHAMPAEP | I | Shampo kunder paraziteve te kokes. | Tjeter
11499 | Foliage Intense / Foli 250 | FOLIAGE ALBANIA sh.p.k | 11.03.2022 | PHITOGEN HOLDIND SPA Via Valtellina, 21 - 63074 San Benedetto Del Trono (AP) Italia | Foliage Intense / Foli 250 | III | Pajisje mjekesore per perdorim intradermik. | Pajisje te implantueshme jo aktive
11500 | Foliage Hydrofil: Foli 1100; Foli 2000; | FOLIAGE ALBANIA sh.p.k | 11.03.2022 | PHITOGEN HOLDIND SPA Via Valtellina, 21 - 63074 San Benedetto Del Trono (AP) Italia | Foliage Hydrofil: Foli 1100; Foli 2000; | III | Pajisje mjekesore per perdorim intradermik. | Pajisje te implantueshme jo aktive
11501 | NICOTINAMIDE DS CREMA | CFO Pharma sh.p.k | 11.03.2022 | IDI FARMACEUTICI srl Via dei Castelli Romani 83/85 - 00071 Pomezia (RM) Italy | NICOTINAMIDE DS CREMA | I | Krem per trajtimin e ekzemave te lekures. | Tjeter
11502 | Monoclonal Rh Control - 640010; Monoclonal D Negative Control -650010; | Fedos sh.p.k | 11.03.2022 | Lorne laboratories Ltd. Unit 1 Cutbush Park Industrial Estate, Danehill, Lower Earley, Berkshire RG6 4UT, United Kingdom | Monoclonal Rh Control - 640010; Monoclonal D Negative Control -650010; | In Vitro | Reagent per percaktimin e grupeve te gjakut Rh dhe RhD. | Pajisje te diagnostikimit in vitro
11503 | Pajisje mjekesore | Euromed sh.p.k | 11.03.2022 | Optium Medikal Ltd. Sti. Körkün Mah. Hidayet Cad No:23 Oguzeli Gaziantep, Turkey | Electronic ICU Bed, Column Motors: IN-45 (UDI-DI 8682897248004); Electronic ICU Bed, Column Motors: IN-44 (UDI-DI 8682897248011); Electronic Low Bed, 4 Motors: IN-43 (UDI-DI 8682897248028); Electronic ICU Bed, 4 Motors: IN-42 (UDI-DI 8682897248035); Electronic ICU and Patient Care Bed, 4 Motors IN-41 (UDI-DI 8682897248042); Electronic Patient Care Bed, 3 Motors IN-32 (UDI-DI 8682897248059); Electronic Patient Care Bed, 3 Motors IN-22 (UDI-DI 8682897248066); | I | Shtrat spitalor me operim manual i destinuar per perdorim ne kujdesin standart, akut dhe intensive | Pajisje mobilimi spitalor
11504 | FOLIAGE LIPS VOLUME | Foliage Albania sh.p.k | 11.03.2022 | PHITOGEN HOLDING S.p.A. Via Valtellina, 19/21/23 - 63074 San Benedeto del Tronto (AP), Italia | FOLIAGE LIPS VOLUME, sterile: FOLI950; FOLIAGE MEDIUM, sterile: FOLI150 | III | Pajisje mjekesore per perdorim intradermik | Pajisje te implantueshme jo aktive
11505 |  | Foliage Albania sh.p.k | 11.03.2022 | PHITOGEN HOLDING S.p.A. Via Valtellina, 19/21/23 - 63074 San Benedeto del Tronto (AP), Italia | FOLIAGE VOLUFIL MEDIUM: FOLI100 | III | Pajisje mjekesore per perdorim intradermik | Pajisje te implantueshme jo aktive
11506 | IM Latex kit-041050A; LE Latex test kit-840050; Strep Test kit-860050; Staph Test kit-870050 and 870100 | Fedos sh.p.k | 11.03.2022 | Lorne laboratories Ltd. Unit 1 Cutbush Park Industrial Estate, Danehill, Lower Earley, Berkshire RG6 4UT, United Kingdom | IM Latex kit-041050A; LE Latex test kit-840050; Strep Test kit-860050; Staph Test kit-870050 and 870100 | In Vitro | Reagente per identifikimin e antitrupave pas infeksionit me patogjene. | Pajisje te diagnostikimit in vitro
11507 | Anti-H Lectin-115002; Anti-A1 Lectin-116005; Anti-N Lectin-312002; | Fedos sh.p.k | 11.03.2022 | Lorne laboratories Ltd. Unit 1 Cutbush Park Industrial Estate, Danehill, Lower Earley, Berkshire RG6 4UT, United Kingdom | Anti-H Lectin-115002; Anti-A1 Lectin-116005; Anti-N Lectin-312002; | In Vitro | Reagent per percaktimin e grupeve te gjakut ABO dhe N. | Pajisje te diagnostikimit in vitro
11508 | Anti-Human IgG (Clear)- 401010; Anti-Human IgG (Green)- 402010; AHG Elite (Clear)- 415010; AHG Elite (Green)- 435010; | Fedos sh.p.k | 11.03.2022 | Lorne laboratories Ltd. Unit 1 Cutbush Park Industrial Estate, Danehill, Lower Earley, Berkshire RG6 4UT, United Kingdom | Anti-Human IgG (Clear)- 401010; Anti-Human IgG (Green)- 402010; AHG Elite (Clear)- 415010; AHG Elite (Green)- 435010; | In Vitro | Reagente per zbulimin e antitrupave sensibikizues IgG dhe faktoreve plotesues te C3 ne qelizat e kuqe. | Pajisje te diagnostikimit in vitro
115109 | KINOro Fijador 75 ml | Delta Pharma-Al sh.p.k | 15.02.2022 | Helago-Pharma GmbH & Co. KG Neuhofer Weiche 48, 19370 Parchim, Germany | Adhesive Cream for Dentures: KINoro FIJADOR " 75ml (UDI-DI 4002033700039556) 900322 | I | Krem adeziv per protezat dentare | Pajisje dentare
11510 | Angiodyn - High Pressure Manifolds (sipas listes bashkengjitur) | O.E.S DISTRIMED shpk | 11.03.2022 | B. Braun Melsungen AG Carl-Braun-Str. 1, 34212 Melsungen, GERMANY | Angiodyn - High Pressure Manifolds (sipas listes bashkengjitur) | lla | Aksesore per perdorim ne kardiologji. | Pajisje nje perdorimeshe
11511 | Histoacryl Blue 0,5ML: 1050044; Histoacryl Blue 0,5ML: 1050052; Histoacryl Translucent 0,5ML: 1050060; Histoacryl Translucent 0,5ML: 1050071; Histoacryl Blue 0,5ML: 9381104 | O.E.S DISTRIMED shpk | 11.03.2022 | B. Braun Surgical, S.A. Carretera de Terrasa 121, 08191 Rubi (Barcelona), Spain | Histoacryl Blue 0,5ML: 1050044; Histoacryl Blue 0,5ML: 1050052; Histoacryl Translucent 0,5ML: 1050060; Histoacryl Translucent 0,5ML: 1050071; Histoacryl Blue 0,5ML: 9381104 | lll | Ngjites indesh, per perdorim ne kirurgji te ndryshme. | Pajisje nje perdorimeshe
11512 | Operating Table Hydraulic. Manuel - OT80.10 ; Operating Table Electrohydraulic Bariatric - OT80.15- Operating Table Electrohydraulic , T Base - OT80.20; Operating Table Electrohydraulic - OT80.25 ;Operating Table flouroscopic- OT80.30 ;UDI-DI:42519311OT800GMBHILL | Euromed sh.p.k | 11.03.2022 | Inspital Medical Technology GmbH Kaiserswerther str. 83b 40878 Ratingen Germany | Operating Table Hydraulic. Manuel - OT80.10 ; Operating Table Electrohydraulic Bariatric - OT80.15- Operating Table Electrohydraulic , T Base - OT80.20; Operating Table Electrohydraulic - OT80.25 ;Operating Table flouroscopic- OT80.30 ;UDI-DI:42519311OT800GMBHILL | I | Shtrat operator. | Pajisje elektromekanike
11513 | KINoro FIJADOR 4ml - 900320 | Delta Pharma-AL | 15.03.2022 | Helago-Pharma GmbH & Co. KG Neuhofer Weiche 48 DE-19370 Parchim, Germany | KINoro FIJADOR 4ml - 900320 (UDI-DI 4002033700039556) | l | Krem adezive per protezat | Pajisje dentare
11514 | TPHA Microtitre Plate kit - 043100A RPR Carbon kit - 044150A / 044500A RPR Carbon Antigen - 045005A VDRL Stabilised Reagent kit - 046511A RPR Carbon Positive Control - 047001A | Fedos | 15.03.2022 | Lorne Laboratories Ltd, Unit 1 Cutbush Park Industrial Estate, Danehill, Lower Earley, Berkshire, RG6 4UT, UK | TPHA Microtitre Plate kit - 043100A RPR Carbon kit - 044150A / 044500A RPR Carbon Antigen - 045005A VDRL Stabilised Reagent kit - 046511A RPR Carbon Positive Control - 047001A | In Vitro | Reagent laboratorik per identifikimin dhe përcaktimin e sasisë se antitrupave specifikë në serumet njerëzore pas infeksionit me sifilis | Pajisje të diagnostikimit in vitro
11515 | Anti Kell Monoclonal - 760010 | Fedos | 15.03.2022 | Lorne Laboratories Ltd, Unit 1 Cutbush Park Industrial Estate, Danehill, Lower Earley, Berkshire, RG6 4UT, UK | Anti-Kell Monoclonal - 760010 | In Vitro | Reagent laboratorik per identifikimin e grupeve te gjakut Kel001 | Pajisje të diagnostikimit in vitro
11516 | Anti-M Polyclonal - 311002 Anti-Kpa Polyclonal - 321002 Anti-Kpb Polyclonal - 322002 Anti-Dia Polyclonal - 328002 Anti-Lua Polyclonal - 330002 Anti-Lub Polyclonal - 331002 | Fedos | 15.03.2022 | Lorne Laboratories Ltd, Unit 1 Cutbush Park Industrial Estate, Danehill, Lower Earley, Berkshire, RG6 4UT, UK | Anti-M Polyclonal - 311002 Anti-Kpᵅ Polyclonal - 321002 Anti-Kpꚝ Polyclonal - 322002 Anti-Diᵅ Polyclonal - 328002 Anti-Luᵅ Polyclonal - 330002 Anti-Luꚝ Polyclonal - 331002 | In Vitro | Reagent laboratorik per identifikimin e grupeve te gjakut | Pajisje të diagnostikimit in vitro
11517 | MEDICAL SUCTION PUMPS | Fedos | 15.03.2022 | FAZZINI S.r.l. STRADA STATALE PADANA SUPERIORE 317 IT - 20090 VIMODRONE (MI), Italy | MEDICAL SUCTION PUMPS (sipas listes se bashkengjitur) | lla | Aspirator Mjekesor per thithjen e lengjeve trupore gjate procedurave kirurgjikale etj. | Pajisje elektromekanike
11518 | Diatro*Clenz enzymatic cleaner reagent Product code: D601, D6011, D6015 For application on Diatron Abacus Junior 30, Abacus Junior 5, Abacus 3CT, Abacus 380 hematology analyzers. | Genius | 15.03.2022 | Diatron MI Plc. H-1097 Táblás u. 39, Budapest, Hungary | Diatro•Clenz enzymatic cleaner reagent (D601, D6011, D6015) For application on Diatron Abacus Junior 30, Abacus Junior 5, Abacus 3CT, Abacus 380 hematology analyzers. | In Vitro | Reagent hematologjik IVD, in vitro. Sherben per kryerjen e analizave te ndryshme hematologjike | Pajisje të diagnostikimit in vitro
11519 | Diatro•Dil-DIFF diluent: D101, D1012 For application on Diatron Abacus Junior 30, Abacus Junior 5, Abacus 3CT, Abacus 380 hematology analyzers. | Genius | 15.03.2022 | Diatron MI Plc. H-1097 Táblás u. 39, Budapest, Hungary | Diatro•Dil-DIFF diluent: D101, D1012 For application on Diatron Abacus Junior 30, Abacus Junior 5, Abacus 3CT, Abacus 380 hematology analyzers. | In Vitro | Reagent hematologjik IVD, in vitro. Sherben per kryerjen e analizave te ndryshme hematologjike | Pajisje të diagnostikimit in vitro
11520 | Diatro•Lyse-5P lysing reagent: D301, D3015, D3015HK For application on Diatron Abacus 5 hematology analyzers. | Genius | 15.03.2022 | Diatron MI Plc. H-1097 Táblás u. 39, Budapest, Hungary | Diatro•Lyse-5P lysing reagent: D301, D3015, D3015HK For application on Diatron Abacus 5 hematology analyzers. | In Vitro | Reagent hematologjik IVD, in vitro. Sherben per kryerjen e analizave te ndryshme hematologjike | Pajisje të diagnostikimit in vitro
11521 | Diatro•Hypoclean CC hypochlorite cleaning concentrate: D801, D8011 For application on all hematology analyzers | Genius | 15.03.2022 | Diatron MI Plc. H-1097 Táblás u. 39, Budapest, Hungary | Diatro•Hypoclean CC hypochlorite cleaning concentrate: D801, D8011 For application on all hematology analyzers | In Vitro | Reagent hematologjik IVD, in vitro. Sherben per kryerjen e analizave te ndryshme hematologjike | Pajisje të diagnostikimit in vitro
11522 | Sure Status® COVID-19 Antigen Card Test | Swissmed sh.p.k | 15.03.2022 | Premier Medical Corporation Private Limited A1-302, GIDC, Dist. Valsad, Gujarat, 396155, Sarigam, India | Sure Status® COVID-19 Antigen Card Test: SS03P25CE | In Vitro | Test qe perdoret per zbulimin cilesor te antigjenit te SARS-CoV-2 ne mostrat e tamponit nazofaringeal te mbledhura drejtperdrejt nga individet e dyshuar. | Pajisje te diagnostikimit in vitro
11523 | Tracheal Tubes - Laser | O.E.S Distrimed | 15.03.2022 | Covidien Ilc 15 Hampshire Street Mansfield, Massachusetts 02048, USA | Tracheal Tubes - Laser (sipas listes se bashkengjitur) | lla | Tuba trakeal metalik | Pajisje nje perdorimeshe
11524 | ALGISTAR CLASSIC - A8751 UDI-DI:08056640084209; ALGISTAR CHROMATIC REGULAR - A8752 UDI-DI : 08056640084193; ALGISTAR CHROMATIC FAST - A8753 UDI-DI:08056640084186; | Eurodenta sh.p.k | 15.03.2022 | Major Prodotti Dentari S.p.a. Via Luigi Einaudi23 I-10024 Moncalieri (TO) ITALY | ALGISTAR CLASSIC - A8751 UDI-DI:08056640084209; ALGISTAR CHROMATIC REGULAR - A8752 UDI-DI : 08056640084193; ALGISTAR CHROMATIC FAST - A8753 UDI-DI:08056640084186; | I | Alginat per material mase. | pajisje dentare
11525 | Rapid SARS-CoV-2 Antigen Test | Euromed sh.p.k | 15.03.2022 | InTec PRODUCTS, INC. 332 Xinguang Road, Xinyang Industrial Area, Haicang, 361022 Xiamen, Fujian, PR of China | Rapid SARS-CoV-2 Antigen Test(nasopharyangeal specimen) : ITP16010-TC25; ITP16010-TC5; ITP16010-TC1; | In Vitro | Test qe perdoret per zbulimin cilesor te antigjenit te SARS-CoV-2 ne mostrat e tamponit nazofaringeal te mbledhura drejtperdrejt nga individet e dyshuar. | Pajisje te diagnostikimit in vitro
11526 | Dental LED Curing Lights | Eurodenta | 15.03.2022 | Premium Plus International Ltd. 1001, Yuen Long Trading Centre No. 33, Wang Yip Street West Yuen Long N.T. Hong Kong | Dental LED Curing Lights (UDI-DI ++D838CURINGLIGHTWN) (sipas listes se bashkengjitur) | l | Aksesore(gypa) llampe polimerizimi | Pajisje dentare
11527 | REDTEST PROFESSIONAL SARS-CoV-2 ANTIGEN RAPID TEST (COVID-19 Ag): CV19AGPL1P; CV19AGPL5P; CV19AGPL10P; CV19AGPL20P; | Euromed | 15.03.2022 | Sigmed Sp. Z o. o. ul. Mickiewicza 59 47-253 Cisek, Poland | REDTEST PROFESSIONAL SARS-CoV-2 ANTIGEN RAPID TEST (COVID-19 Ag): CV19AGPL1P; CV19AGPL5P; CV19AGPL10P; CV19AGPL20P; | In Vitro | Test I shpejte diagnostikues per zbulimin e antitupave ndaj Sars-CoV-2 | Pajisje të diagnostikimit in vitro
11528 | Artfiller Universal PFAFUN01; Artfiller Lips PFAFLI01; Artfiller Volume PFAFOV01; Artfiller Fine Lines PFAFFL01; Artfiller Lips Soft PFAFLS01; | Rodiopharma sh.p.k | 15.03.2022 | LABORATOIRES FILL-MED MANUFACTURING S.A. Boulevard paepsem 18, 1070 Anderlecht, BELGIUM | Artfiller Universal PFAFUN01; Artfiller Lips PFAFLI01; Artfiller Volume PFAFOV01; Artfiller Fine Lines PFAFFL01; Artfiller Lips Soft PFAFLS01; | III | Mbushes intradermal me acid hialuronik per trajtimin e rrudhave dhe dhenien e volumit atje ku ka humbur. | Pajisje te implantueshme jo aktive
11529 | Nonabsorbable suture | O.E.S Distrimed | 15.03.2022 | Covidien IIc 15 Hampshire Street Mansfield, MA 02048 USA | Non-Active Implants Nonabsorbable Suture: MOnosof™ and Dermalon™ Monofilament™ Nylon and Surigilon™ Braided Nylon (sipas listës bashkëngjitur) | III | Sutura jo te absorbueshme per perdorim ne kirugji te pergjithshme | Pajisje nje perdorimeshe
11530 | Diatro*Cleaner cleaning reagent : D501, D5011, D5015 For application on Abacus Junior 30, Abacus Junior 5, Abacus 3CT, Abacus 380 hematology analyzers. | Genius sh.p.k | 15.03.2022 | Diatron MI Plc. H-1097 Tablas u.39, Budapest, Hungary | Diatro*Cleaner cleaning reagent : D501, D5011, D5015 For application on Abacus Junior 30, Abacus Junior 5, Abacus 3CT, Abacus 380 hematology analyzers. | In Vitro | Reagent hematologjik IVD, in vitro. Sherben per kryerjen e analizave te ndryshme hematologjike, saktesisht eshte nje solucion pastrues, i stabilizuar, I mikrofiltruar, per pastrimin automatik te autoanalizatorit hematologjik. Pastron dhe heq mbetjet e gjakut qe precipitojne dhe depozitojne lipoproteina ne tubat dhe dhomat e autoanalizatorit hematologjik Abacus Junior 3, Abacus Junior 5, Abacus 3CT, Abacus 380 . | Tjeter
11531 | Diatro*Lyse-DIFF lysing reagent : D201, D2011, D2011HK For application on Diatron Abacus Junior 30, Abacus Junior 5, Abacus 3CT, Abacus 380 hematology analyzers. | Genius sh.p.k | 15.03.2022 | Diatron MI Plc. H-1097 Tablas u.39, Budapest, Hungary | Diatro*Lyse-DIFF lysing reagent Product code: D201, D2011, D2011HK For application on Diatron Abacus Junior 30, Abacus Junior 5, Abacus 3CT, Abacus 380 hematology analyzers. | In Vitro | Reagent hematologjik IVD, in vitro. Sherben per kryrjen e analizave te ndryshme hematologjike, persaktesisht eshte nje agjent lizues, stabilizuar, mikrofiltruar, per stromatolizen e eritrociteve, per percaktimin sasior te leukociteve, diferencimin ne tre pjese te leukociteve dhe matjes se perqindjes te hemoglobines ne mostrat e gjakut . | Tjeter
11532 | Diacon 5 Hematology control material: Diacon 5 Hematology control LOW- DN55001-SET; Diacon 35Hematology control NORMAL- DN55002-SET; Diacon 5 Hematology control HIGH- DN55003-SET; Diacon 5 Hematology control Low, Normal, high- DN55004-KIT; Is used for in-vitro diagnostics, as the control material for monitoring the performance of the automated and semi-automated hematology analyzers (cell counters) | Genius sh.p.k | 15.03.2022 | Diatron MI Plc. H-1097 Tablas u.39, Budapest, Hungary | Diacon 5 Hematology control material: Diacon 5 Hematology control LOW- DN55001-SET; Diacon 35Hematology control NORMAL- DN55002-SET; Diacon 5 Hematology control HIGH- DN55003-SET; Diacon 5 Hematology control Low, Normal, high- DN55004-KIT; Is used for in-vitro diagnostics, as the control material for monitoring the performance of the automated and semi-automated hematology analyzers (cell counters) | In Vitro | Reagent hematologjik IVD, in vitro. Sherben per kryerjen e analizave te ndryshme hematologjike, saktesisht diagnostifikimin in vitro, si material kontrolli per monitorimin e performances se instrumentive hematologjik semi-automatike dhe automatike (cell counters). | Tjeter
11533 | Diatro*Dil-5P diluent : D151, D1512 For application on Diatron Abacus 5 hematology analyzers. | Genius sh.p.k | 15.03.2022 | Diatron MI Plc. H-1097 Tablas u.39, Budapest, Hungary | Diatro*Dil-5P diluent : D151, D1512 For application on Diatron Abacus 5 hematology analyzers. | In Vitro | Reagent hematologjik IVD, in vitro. Sherben per kryrjen e analizave te ndryshme hematologjike, persaktesisht eshte nje solucion elektrolit I tretur, I mikrofiltruar per hollimin e automatizuar te mostrave te gjakut, per percaktimin sasior dhe cilesor te eritrociteve, leukociteve si dhe per matjen e perqendruar te hemoglobines ne autoanalizatorin hematologjik Diatron Abacus 5. | Tjeter
11534 | Prismaflex Part No. 955052 | Incomed sh.p.k | 15.03.2022 | Gambro Lundia AB. Box 10101 Magistratsvagen 16 SE-220 10 Lund Sweden | Prismaflex Part No. 955052 | IIb | Një pajisje me energji elektrike e cila përdoret për të kryer hemodializën e pacientit, një trajtim ku gjaku ekstrakorporal kalon përmes një filtri për të lejuar heqjen e toksinave dhe/ose zëvendësimin e elektroliteve. Sistemi funksionon me solucionin e dializës dhe një dializer për hemodializë për transferimin e substancave me difuzion, osmozë dhe ultrafiltrim. Zakonisht përfshin një pompë dhe tub për të qarkulluar gjakun përmes dializës së hemodializës, një mikser tretësirë për përgatitjen e dializës, një monitor me kontrollet e sistemit dhe komponentë të tjerë të dedikuar. | Pajisje elektromekanike
11535 | Surgical Instruments | 2A Pharma | 15.03.2022 | Aysam Ortopedi ve Tibbi Aletler San.Ve Tic. Ltd. Sti Istiklal Cad. Muharrem Kefeli Apt. B Blok No: 28/5 Samsun, Turkey | Surgical Instruments: ELASTIC NAIL INSTRUMENT SET - A1200-0600; SMALL FRAGMENT LOCKING / NON-LOCKING PLATE INSTRUMENT SET - A4200-0100; LARGE FRAGMENT LOCKING / NON-LOCKING PLATE INSTRUMENT SET - A4200-0200; MINI FRAGMENT PLATE INSTRUMENT SET - A4200-0400; APFNA FEMUR SHORT NAIL INSTRUMENT SET - A1200-0700; PELVIC RECONSTRUCTION PLATE INSTRUMENT SET - A4200-0800; 3,0/3,5/4,0/5,0/6,5 MM HEADLESS COMPRESSION SCREW INSTRUMENT SET - A4200-1200; CABLE CRIMP BLOCK INSTRUMENT SET - A4200-1700 | l | Pajisje ortopedike te traumes, instrumente kirurgjikal ortopedik | Tjeter
11536 | Reagent | Fedos sh.p.k | 15.03.2022 | Lorne Laboratories Ltd. Unit 1 Cutbush Park Industrial Estate, Danehill, Lower Early, Berkshire RG6, 4UT, UK | Reagent (sipas listës bashkëngjitur) | In Vitro | Reagent laboratorik per identifikimin dhe percaktimin e sasise se antitrupave specifike ne serumin njerezo pas infketimit me patogjene febrile | Pajisje te diagnostikimit in vitro
11537 | Papenzyme-plus; Bromelite | Fedos sh.p.k | 15.03.2022 | Lorne Laboratories Ltd. Unit 1 Cutbush Park Industrial Estate, Danehill, Lower Early, Berkshire RG6, 4UT, UK | Papenzyme-plus: 441010; Bromelite: 443010 | In Vitro | Reagent laboratorik per teknikat serologjike te perdorura ne identifikimin e antitrupave ne gjal | Pajisje te diagnostikimit in vitro
11538 | Red Cell Elute | Fedos sh.p.k | 15.03.2022 | Lorne Laboratories Ltd. Unit 1 Cutbush Park Industrial Estate, Danehill, Lower Early, Berkshire RG6, 4UT, UK | Red Cell Elute: 930110 | In Vitro | Reagent laboratorik per absorbimin e antitrupave sensibilizuese IgG nga qelizat e kuqe | Pajisje te diagnostikimit in vitro
11539 | Anti-Fyb Polyclonal: 317002 | Fedos sh.p.k | 15.03.2022 | Lorne Laboratories Ltd. Unit 1 Cutbush Park Industrial Estate, Danehill, Lower Early, Berkshire RG6, 4UT, UK | Anti-Fyb Polyclonal: 317002 | In Vitro | Reagent laboratorik per identifikimin e grupeve te gjakut | Pajisje te diagnostikimit in vitro
11540 | Sure Status® COVID-19 Antigen Card Test- SS03P25 | Fedos | 16.03.2022 | Premier Medical Corporation Private Limited Al-302, GIDC, Sarigam -396155. Dist. Valsad, Gujarat, India | Sure Status® COVID-19 Antigen Card Test- SS03P25 | In Vitro | Test I shpejte Antigen per diagnostikimin e Covid -19 | Pajisje të diagnostikimit in vitro
11541 | Absorbable Implants viscoelastic product | Rodio Pharma sh.p.k | 15.03.2022 | Croma-Pharma GmbH Industriezeile 6, 2100 Leobendorf, Austria | Absorbable Implants viscoelastic product: Sterile viscous solution for intradermal apriline FORTE | III | Mbushes intradermal per trajtimin e rrudhave te imta siperfaqesore | Pajisje te implantueshme aktive
11542 | CFX96 Real Time PCR Detection System - 1855095-IVD; C1000 Thermal Cycler Chassis - 1841000-IVD; CFX96 Optical Reaction Module - 1845097-IVD; CFX Manager Software - 1845011-IVD; | Pentagene Genetics sh.p.k | 15.03.2022 | Bio-Rad Laboratories Inc. 2000 Alfred Nobel Drive, Hercules, CA 94547, USA | CFX96 Real Time PCR Detection System - 1855095-IVD; C1000 Thermal Cycler Chassis - 1841000-IVD; CFX96 Optical Reaction Module - 1845097-IVD; CFX Manager Software - 1845011-IVD; | In Vitro | Pajisje laboratorike per analizimin e testeve PCR. | Pajisje te diagnostikimit in vitro
11543 | Absorbable Implants viscoelastic product | Rodio Pharma sh.p.k | 15.03.2022 | Croma-Pharma GmbH Industriezeile 6, 2100 Leobendorf, Austria | Absorbable Implants viscoelastic product: Sterile viscous solution for intradermal apriline HYDRO | III | Mbushes intradermal per trajtimin e rrudhave te imta siperfaqesore | Pajisje te implantueshme aktive
11544 | PERLAGYN | Dream Pharma sh.p.k | 15.03.2022 | Pharma Biomateck S.r.l. Consorzio Fracta Labor-lotto25- 80027 Frattamaggiore, Italy | Medical Device for gynecologival use: PERLAGYN LAVANDA VAGINALE: 5bottles of 140ml; PERLAGYN VAGINAL OVULE: 2 STRIPS (Cataloge Code PB037.V.0) (CND code-U0899) | I | Lavanda vaginale perdoret so ndihme per parandalimin dhe kurimin e inflamacionit vaginale, ovula eshte si ndihmes ne profilaksine dhe trajtimin e vaginozes bakterila, vaginitit mykotik si dhe ne rastet e thatesise | Tjeter
11545 | Reagent | Genius | 16.03.2022 | Diatron MI Zrt. Táblás street 39. 1097 Budapest, Hungary | Diatron Hypoclean hypochlorite cleaning reagent: D701, D701I (For application on Diatron Abacus Junior 30, Abacus Junior 5, Abacus 3CT, Abacus 380 hematology analyzer | In Vitro | Reagent hematologjik | Tjeter
11546 | ClearVue 650 Diagnostic Ultrasound System - Ultrasound transducer: C5-2; C9-4v; L12-4; S4-1;3D9-3V; V6-2; L12-5 38; D2.0cwc; | Health&Light sh.p.k | 16.03.2022 | Philips Ultrasound Inc.22100 Bothell Everett Hwy Bothell, WA 98021-8431 USA | ClearVue 650 Diagnostic Ultrasound System - Ultrasound transducer: C5-2; C9-4v; L12-4; S4-1;3D9-3V; V6-2; L12-5 38; D2.0cwc; | Iia | Pajisje per diagnostikim imazherik me ultratinguj. | Pajisje elektromekanike
11547 | BaPin Bioabsorbable Pin; Chond RoD Osteochondral Cartilage Implant; Intas Interference Screw; Biocomposite Suture Anchor (sipas listes bashkengjitur) | Salutalb shpk | 16.03.2022 | BMT Baps Biyo Malzeme San. Tic. A.S. Saray Mah. 1500 Caf. Bo:30 B 06980 Kahramankazan-ANKARA/TURKEY | BaPin Bioabsorbable Pin; Chond RoD Osteochondral Cartilage Implant; Intas Interference Screw; Biocomposite Suture Anchor (sipas listes bashkengjitur) | lll | Implante dhe vida te ndryshme qe perdoren ne rastet e frakturave dhe nderhyrjeve kirurgjikale ne kockat e trupit te njeriut. | Pajisje te implantueshme jo aktive
11548 | Azurion 5 M12; Azurion 5 M20; | Health&Light sh.p.k | 16.03.2022 | Philips Medical Systems Nederland B.V. Veenplus 6, 5684 PC Best, The Netherlands | Azurion 5 M12; Azurion 5 M20; | IIb | Pajisje per diagnostikim dhe per procedura kirurgjikale. | Pajisje diagnostikuese dhe terapeutike me rrezatim
11549 | KINoro FIJADOR - 40 ml ES/INT (UDI-DI: 4002033700039556) | DELTA PHARMA - AL shpk | 16.03.2022 | Helago-Pharma GmbH & Co. KG Neuhofer Weiche 48, 19370 Parchim, Germany | KINoro FIJADOR - 40 ml ES/INT (UDI-DI: 4002033700039556) | l | Krem adeziv per protezat dentare. | Pajisje dentare
11550 | Rebar ™ -18 Micro Catheter: 105-5081-130; 105-5081-153; 105-5083-153; Rebar ™ -27 Micro Catheter: 105-5082-130; 105-5082-145; | O.E.S Distrimed sh.p.k | 16.03.2022 | Micro Therapeutics, Inc DBA ev3 Neurovascular 9775 Toledo Way Irvine, CA 92618 USA | Rebar ™ -18 Micro Catheter: 105-5081-130; 105-5081-153; 105-5083-153; Rebar ™ -27 Micro Catheter: 105-5082-130; 105-5082-145; | III | Kateter per perdorim ne sistemin vaskular. | Pajisje njeperdorimeshe
11551 | VenaSeal Closure System SP-101; VS-403; | O.E.S Distrimed sh.p.k | 16.03.2022 | Medtronic, Inc. 710 Medtronic Parkway Minneapolis, MN 55432 USA | VenaSeal Closure System SP-101; VS-403; | IIb | Material qe perdoret ne procedurat kirurgjikale per venat varikoze. | Pajisje njeperdorimeshe
11552 | Electrosurgery Equipment | Layo sh.p.k | 17.03.2022 | ArthroCare Corporation, 7000 West William Cannon Drive, Austin TX 78735-8531, USA | Electrosurgery Equipment, Vertebral Body and Bones Biopsy Needles (Sterile Kits), Soft Tissue Fixation, Orthopedic Implants, Orthopedic and Arthroscopic Instruments (sipas listës bashkëngjitur) | IIb | Jane pajisje te elektrokirurgjise, gjilperat e biopsise se trupit dhe kockave vertebrale | Tjeter
11553 | ASO Latex Kit: 031100A; Rose Waaler: 156050A; RF Latex Kit: 830100A; CRP Latex Kit: 850100A | Fedos shpk | 17.03.2022 | Lorne Laboratories Ltd. Unit 1 Cutbush Park Industrial Estate, Danehill, Lower Earley, Berkshire RG6 4UT, United Kingdom | ASO Latex Kit: 031100A; Rose Waaler: 156050A; RF Latex Kit: 830100A; CRP Latex Kit: 850100A | In Vitro | Reagent laboratorik per identifikimin e sasise se antitrupave specifike ne serumet njerezore pas crregullimeve reumatoide. | Pajisje te diagnostikimit in vitro
11554 | Anti-k (Cellano) Monoclonal: 32002 - B18908; Anti-S Monoclonal: 770002; Anti-s Monoclonal: 771002 | Fedos shpk | 17.03.2022 | Lorne Laboratories Ltd. Unit 1 Cutbush Park Industrial Estate, Danehill, Lower Earley, Berkshire RG6 4UT, United Kingdom | Anti-k (Cellano) Monoclonal: 32002 - B18908; Anti-S Monoclonal: 770002; Anti-s Monoclonal: 771002 | In Vitro | Reagent laboratorik per identifikimin e grupeve te gjakut. | Pajisje te diagnostikimit in vitro
11555 | Serological Albumin 22%: 451010 - 69003, B05176; Serological Albumin 30%: 452010 - 69000, B05175; LISS-ADD: 480010 - 1700080, B05175; PEG-ADD: 480010 | Fedos shpk | 17.03.2022 | Lorne Laboratories Ltd. Unit 1 Cutbush Park Industrial Estate, Danehill, Lower Earley, Berkshire RG6 4UT, United Kingdom | Serological Albumin 22%: 451010 - 69003, B05176; Serological Albumin 30%: 452010 - 69000, B05175; LISS-ADD: 480010 - 1700080, B05175; PEG-ADD: 480010 | In Vitro | Reagent laboratorik per fuqizimin e reaksioneve antitrup-antigjen ne serologjine e grupeve te gjakut. | Pajisje te diagnostikimit in vitro
11556 | Preservacvell: 980500; ABO Preservacell: 981500; Alsevers: 983000 | Fedos shpk | 17.03.2022 | Lorne Laboratories Ltd. Unit 1 Cutbush Park Industrial Estate, Danehill, Lower Earley, Berkshire RG6 4UT, United Kingdom | Preservacvell: 980500; ABO Preservacell: 981500; Alsevers: 983000 | In Vitro | Reagent laboratorik per te mundesuar ruajtejen e qelizave te kuqe te gjakut. | Pajisje te diagnostikimit in vitro
11557 | Equipment for bone ultrasound surgery: SURGYBONE; SURGYBONE SB300; SURGYBONE SB400 (SB400 100); SURGYBONE SB400L; Micromotors for implantology: EASYBONE Quattro-DI 400; EASYBONE Quattro-DI 500; Centrifuge for fibrin clots production: MEDIFUGE CGF; ROUND UP RU 200; MEDIFUGE MF100 (version MF100 and MF 100 100) ; Inserts for equipment for bone ultrasound surgery: SB P0100; SB P0301; SB P0500; SB P0600; SB P0610; SB P0700; SB P0710; SB P0720; SB P0750; SB P0830; SB P0900; SB P0940; SB P0310; SB P0321; SB P0400; SB P0200; SB P0800; SB P0805; SB P0810; SB P0910; SB P4010; SB P4020; SB P4030; SB P3001; SB P3002; SB P3003; SB P3004; SB P3005; SB P3006; SB P3007; SB P6010; SB P6020; SB P6030; SB P6040; SB P2100; SB P2200; SB P2300; SB P2400; SB P0920; SB P0930; SB P1100; SB P1110; SB P1120; SB P1130; SB P1140; | Dental Leader Corsi sh.p.k | 17.03.2022 | Silfradent s.r.l. Via G. Di Vittorio, 35/37 - 47018 S. Sofia (FORLI) ITALY | Equipment for bone ultrasound surgery: SURGYBONE; SURGYBONE SB300; SURGYBONE SB400 (SB400 100); SURGYBONE SB400L; Micromotors for implantology: EASYBONE Quattro-DI 400; EASYBONE Quattro-DI 500; Centrifuge for fibrin clots production: MEDIFUGE CGF; ROUND UP RU 200; MEDIFUGE MF100 (version MF100 and MF 100 100) ; Inserts for equipment for bone ultrasound surgery: SB P0100; SB P0301; SB P0500; SB P0600; SB P0610; SB P0700; SB P0710; SB P0720; SB P0750; SB P0830; SB P0900; SB P0940; SB P0310; SB P0321; SB P0400; SB P0200; SB P0800; SB P0805; SB P0810; SB P0910; SB P4010; SB P4020; SB P4030; SB P3001; SB P3002; SB P3003; SB P3004; SB P3005; SB P3006; SB P3007; SB P6010; SB P6020; SB P6030; SB P6040; SB P2100; SB P2200; SB P2300; SB P2400; SB P0920; SB P0930; SB P1100; SB P1110; SB P1120; SB P1130; SB P1140; | Iia | Pajisje dentare te ndryshme per perdorim ne kirurgji dentare si mukromotor implantologjie, ultrasound, centrifuga etj. | Pajisje dentare
11558 | OMNI PMMA/CB132UV2 | GEN-ALB FARMA Sh.p.k | 17.03.2022 | Omni Lens Pvt. Ltd. 5-SAMRUDDHI, Opp. SAKAR III, Navarangpura, Ahmedabad, Gujarat, 380014 India | OMNI PMMA/CB132UV2 | IIb | Lente intraokulare qe perdoren per zevendesimin e lentes natyrale te syrit duke e injektuar ne regjionin okulistik. | Pajisje oftalmike dhe optike
11559 | Intradyn Arterial: Intradyn art. F4 with guidewire J4 - 5210033; Intradyn art. Coro W J3 Wire F5 - 5210704; Intradyn art. Coro W J3 Wire F6 - 5210712; Intradyn art. Coro W J3 Wire F7 - 5210720; Intradyn art. F8 with Guidewire J3 - 5210739; | O.E.S Distrimed sh.p.k | 17.03.2022 | B.Braun Melsungen AG Carl-Braun_Strabe 1 34212 Melsungen Deutschland/Germany | Intradyn Arterial: Intradyn art. F4 with guidewire J4 - 5210033; Intradyn art. Coro W J3 Wire F5 - 5210704; Intradyn art. Coro W J3 Wire F6 - 5210712; Intradyn art. Coro W J3 Wire F7 - 5210720; Intradyn art. F8 with Guidewire J3 - 5210739; | Iia | Intraduktor arterial qe perdoret ne kirurgji. | Pajisje njeperdorimeshe
11560 | Flexcel® Carotid Shunt: 2020-05; 2020-15; 2020-25; 2020-35; 2020-45; | Biometric Albania sh.p.k | 17.03.2022 | LeMaitre Vascular, Inc. 63 Second Avenue Burlington, MA 01803 USA | Flexcel® Carotid Shunt: 2020-05; 2020-15; 2020-25; 2020-35; 2020-45; | III | Aksesor ne ndihme te kirurgjise vaskulare. | Pajisje njeperdorimeshe
11561 | Pruitt® F3 and F3-S Carotid Shunts: F3 Shunt-2011-10, 2011-12, 2012-10, 2012-11, 2012-12, 2012-13, 2013-10; F3-S Shunt-2014-10, 2015-10 | Biometric Albania | 17.03.2022 | LeMaitre Vascular, Inc. 63 Second Avenue, Burlington, Massachusetss 01803, U.S.A. | Pruitt® F3 and F3-S Carotid Shunts: F3 Shunt-2011-10, 2011-12, 2012-10, 2012-11, 2012-12, 2012-13, 2013-10; F3-S Shunt-2014-10, 2015-10 | lll | Shunte karotide per lejimin e rrjedhjes se gjakut midis arterieve karotide te zakonshme dhe internale. | Pajisje nje perdorimeshe; Produkte per institucione te kujdesit shendetesor
11562 | LeMaitre Valvulotome | Biometric Albania | 17.03.2022 | LeMaitre Vascular, Inc. 63 Second Avenue, Burlington, Massachusetss 01803, U.S.A. | LeMaitre Valvulotome: 1009-00; 1009-00J; 1010-00 | Iia | Aksesore laMaitre ne ndihme te kirurgjise vaskulare | Produkte per institucione te kujdesit shendetesor
11563 | Pulse Oximeter Unit: SA110; SA120; SA200; SA210; SB200; SB210; SB220; SA300; SA310; SA320; SD100; Probe: PA100; PB100; PC100; PD100; PF100; | DELTA PHARMA-AL SH.P.K | 17.03.2022 | Rossmax Innotek Corp. 12F, No. 189, Kang Chien Rd., Taipei 11494, Taiwan | Pulse Oximeter Unit: SA110; SA120; SA200; SA210; SB200; SB210; SB220; SA300; SA310; SA320; SD100; Probe: PA100; PB100; PC100; PD100; PF100; | IIb | Analizon sinjalet e pulsit dhe SpO2. | Instrumenta shumeperdorimesh
11564 | Diatroval Hematology Calibrator - Diatrocal 3.0 ml: DL30001-SET | Genius shpk | 17.03.2022 | Diatron Ml Plc. H-1097 Táblás u. 39, Budapest, Hungary | Diatroval Hematology Calibrator - Diatrocal 3.0 ml: DL30001-SET | In Vitro | Reagent hematologjik per kryerjene analizave te ndryshme hematologjike. | Pajisje te diagnostikimit in vitro
11565 | Fully-auto chemiluminescence immunoassay analyzer - MAGLUMI X8: 010101008801; MAGLUMI X3: 010101003301 | Genius shpk | 17.03.2022 | Shenzhen New Industries Biomedical Engineering Co., Ltd. No.23, Jinxiu East Road, Pingshan District, 518122 Shenzhen, P.R.China | Fully-auto chemiluminescence immunoassay analyzer - MAGLUMI X8: 010101008801; MAGLUMI X3: 010101003301 | In Vitro | Analizator imunologjik per te diagnostikuar antitrupa te ndryshem ne fushen imunoligjike permes teknologjise CLIA. | Pajisje te diagnostikimit in vitro
11566 | Polycheck® Allergy Diagnostics; Polycheck® Autoimmune Diagnostics (sipas listes bshkengjitur) | Genius shpk | 17.03.2022 | BioCheck GmbH Vorbergweg 41, 48159 Münster, Germany | Polycheck® Allergy Diagnostics; Polycheck® Autoimmune Diagnostics (sipas listes bshkengjitur) | In Vitro | Reagent per te diagnostikuar dhe analizuar percaktimin sasior te alergenteve specifik IgE ne mostrat e serumit si dhe autoantigeneve specifik IgG. | Pajisje te diagnostikimit in vitro
11567 | Diatro•Diff-5P WBC differentiation reagent: D302, D302 I | Genius shpk | 17.03.2022 | Diatron Ml Plc. H-1097 Táblás u. 39, Budapest, Hungary | Diatro•Diff-5P WBC differentiation reagent: D302, D302 I | In Vitro | Reagent hematologjik per kryerjene analizave te ndryshme hematologjike. | Pajisje te diagnostikimit in vitro
11568 | RadiForce RX370# UDI-DI: 4995047MonitorVDUE2 | Health&Light sh.p.k | 17.03.2022 | EIZO Corporatiom 153, Shimokashiwano, Hakusan, Ishikawa 924-8566, Japan | RadiForce RX370# UDI-DI: 4995047MonitorVDUE2 | I | Monitor per radiologij. | Tjeter
11569 | SARS-CoV-2 Antigen Rapid Test (nasal Swab) cassette | Ital Techno sh.p.k | 17.03.2022 | HANGZHOU ALLTEST BIOTECH CO., LTD. #550, Yinhai Street, Hangzhou Economic & Technological Development Area, Hangzhou 310018, P.R.China | SARS-CoV-2 Antigen Rapid Test (nasal Swab) cassette | In Vitro | Test I shpejte per detektimine sars covid. | Pajisje te diagnostikimit in vitro
11570 | Leakage Tester - 13242XL | Montal sh.p.k | 17.03.2022 | Karl Storz SE & Co. KG Dr.-Karl-Storz-Strabe 34 78532 Tuttlingen Germany | Leakage Tester - 13242XL | I | Pajisje qe teston rrjedhjen tek urine manipulator e pajisur me llambe dhe manometer. | Instrumenta shumeperdorimesh
11571 | Operating microscope | Gen-Alb Farma | 18.03.2022 | Takagi Seiko Co., Ltd. 330-2 Iwafune, Nakano-shi, Nagano-ken, 383-8585, Japan | Operating Micrscope: OM-19 | I | Mikroskop per syrin perpara nderhyrjeve kirurgjikale ne sy. | Pajisje oftalmike dhe optike
11572 | PTA B alloon Catheters | O.E.S Distrimed | 18.03.2022 | Covidien Iic, 4600 Nathan Lane North Plymouth, MN 55442, USA | Fortrex™ 0.035" OTW PTA Balloon Catheter (sipas listës bashkëngjitur) | Iia | Kateter balon per perdorim ne kardiokirurgji | Pajisje njeperdorimeshe
11573 | Lampada Scialitiche | Dental Leader Corsi | 18.03.2022 | Silfradent Srl, Via Giuseppe di Vittorio 35/37 - 47018 Santa Sofia, Italia | Lampade Scialitiche: My light S3S EVO SS | I | Lampe qe perdoret ne prcedurat dentare | Pajisje dentare
11574 | Sure Status® COVID-19 Antigen Card Test: SS03P25CE | Fedos shpk | 18.03.2022 | Premier Medical Corporation Private Limited A1-302, GIDC, Sarigam - 396155. Dist. Valsad, Gujarat, India | Sure Status® COVID-19 Antigen Card Test: SS03P25CE | In Vitro | Test i shpejte antigjenik per detektimin e Covid-19. | Pajisje te diagnostikimit in vitro
11575 | Efficia Rack: 863330 (UDI-DI: 0884838BM802T6) | Health & Light shpk | 23.03.2022 | Philips Medizin Systeme Böblingen GmbH Hewlett-Packard Strasse 2, 71034 Böblingen, Germany | Efficia Rack: 863330 (UDI-DI: 0884838BM802T6) | l | Raft mbajtes per modulet e monitorit te pacientit. | Tjeter
11576 | Operating Microscope: OM-9 (UDI-DI: 4560323640028D) | Gen-Alb Farma shpk | 23.03.2022 | Takagi Seiko Co., Ltd. 330-2 Iwafune, Nakano-shi, Nagano-ken, 383-8585, Japan | Operating Microscope: OM-9 (UDI-DI: 4560323640028D) | l | Mikroskop per kontrollin e syrit. | Pajisje oftalmike dhe optike
11577 | ri-integral McIntosh: 12230, 12235 | SAER MEDICAL shpk | 23.03.2022 | Rudolf Riester GmbH Bruckstrasse 31, D-72417 Jungingen, Germany | ri-integral McIntosh: 12230, 12235 | l | Gjuhez laringoskopi per intubim dhe diagnostikim pacienti. | Tjeter
11578 | Delta and Strata Valves (sipas listes bashkengjitur) | O.E.S DISTRIMED shpk | 23.03.2022 | Medtronic Inc. 710Medtronic Parkway N.E. Minneapolis MN 55432 USA | Delta and Strata Valves (sipas listes bashkengjitur) | llb | Valvula per perdorim ne neurokirurgji. | Pajisje te implantueshme jo aktive
11579 | Venous Cannula Uncoated Products (sipas listes bashkengjitur) | O.E.S DISTRIMED shpk | 23.03.2022 | Medtronic Inc. 710Medtronic Parkway N.E. Minneapolis MN 55432 USA | Venous Cannula Uncoated Products (sipas listes bashkengjitur) | lla | Kanjula venoze mjekesore per kardiologji. | Pajisje nje perdorimeshe
11580 | Reusable split electrosurgical grounding plates - F7930 | O.E.S Distrimed | 23.03.2022 | FIAB SpA , via P.Costoli, 4-50039 Vicchio(FI), Itali | Reusable split electrosurgical grounding plates - F7930 | llb | Pllakeza tokezimi per elektrokirurgji | Instrumenta shumeperdorimesh
11581 | SGS Dental Implants (P5D, P5G, P1D, P7D, P7N, P1, P7, P7S, P9S) | Dental Shop Albania shpk | 23.03.2022 | S.G.S. International Kft. Hungary, Budapest 1047, Károlyi István utca 1 | SGS Dental Implants (P5D, P5G, P1D, P7D, P7N, P1, P7, P7S, P9S) | llb | Implante dentare. | Pajisje dentare
11582 | Novel Coronavirus | Intermed sh.p.k | 23.03.2022 | Jiangsu CoWin Biotech Co., Ltd. 4th floor, TQB building, No.1, Yaocheng Avenue, Taizhou City, Jiangsu Province, China | Novel Coronavirus (SARS-CoV-2) Fast Nucleic Acid detection Kit (PCR-Fluoresence Probing) 24 tests/box; 96 tests/box | In Vitro | Test molekular per zbulimin e Sars-CoV 2 nepermjet tamponeve orofaringeale, procesi zgjat 40-50 minuta | Pajisje te diagnostikimit in vitro
11583 | RealStar Mers CoV | Biometric Albania sh.p.k | 23.03.2022 | altona Diagnostics GmbH, Mörkenstrasse 12, 22767 Hamburg, Germany | RealStar® MERS-CoV (N gene) RT-PCR Kit 1.0 - 651013 | In Vitro | Kite PCR per diagnostikimin e semundjeve respiratore si pasoje e infektimit me Sars CoV | Pajisje te diagnostikimit in vitro
11584 | Pin Plug Kit | O.E.S Distrimed sh.p.k | 23.02.2022 | Medtronic Inc. 710 Medtronic Parkway, Minneapolis MN 55432 USA | Cardiac pulse generator port plug- Pin Plug Kit: 6725 | Te implantueshme aktive | Aksesore shtese per funksionimin e peacemakerave per perdorim ne kardiokirurgji | Pajisje te implantueshme aktive
11585 | Orthopaedic Implants | 2A Pharma | 23.03.2022 | Aysam Ortopedi ve Tibbi Aletler San.Ve Tic. Ltd. Sti Istiklal Cad. Muharrem Kefeli Apt. B Blok No: 28/5 Samsun, Turkey | Orthopaedic Implants (sipas listes se bashkengjitur) | llb | Materiale ortopedike | Tjeter
11586 | Intradyn Tear Away | O.E.S Distrimed sh.p.k | 23.02.2022 | B.Braun Melsungen AG Carl-Braun-Strasse 1, 34212 Melsungen Deutschland/Germany | Intradyn Tear Away (sipas listës bashkëngjitur) | Iia | Introduktor, aksesor per perdorim ne kardiologji | Pajisje nje perdorimeshe
11587 | Angiodyn High Pressure Tubes | O.E.S Distrimed | 23.03.2022 | B. Braun Melsungen AG Carl-Braun-Strasse 1 34212 Melsungen Deutchland/Germany | Angiodyn Polytube - High Pressure Tubes (sipas listes se bashkengjitur) | lla | Aksesore per perdorim ne kardiologji | Pajisje nje perdorimeshe
11588 | Paclitaxel Eluting Coronary Balloon Dilatation Catheter (sipas listes bashkengjitur) | Biometric Albania shpk | 23.03.2022 | Life Vascular Devices Biotech,S.L. Cami de Can Ubach, 11; Pol.Ind. Les Fallulles 08620 Sant Vicenç dels Horts-Barcelona Spain | Paclitaxel Eluting Coronary Balloon Dilatation Catheter (sipas listes bashkengjitur) | lll | Balon kateter i veshur me medicament per koronarografi. | Pajisje nje perdorimeshe
11589 | Hydrophilic Intraocular lens: CBF32UAV | Gen-Alb Farma shpk | 23.03.2022 | Omni Lens Pvt. Ltd. 5- Samruddhi, Opp. Sakar III, Navarangpura, Ahmedabad, Guajarat, India-380014 | Hydrophilic Intraocular lens: CBF32UAV | llb | Lente intraokulare qe perdoren per zevendesimin e lentes natyrale te syrit duke u injektuar ne regjionin okulistik. | Pajisje oftalmike dhe optike
11590 | In Vitro Medical Devices (sipas listes bashkengjitur) | KRIJON shpk | 28.03.2022 | BioMaxima S.A. Vetterow 5, 20-277 Lublin, Poland | In Vitro Medical Devices (sipas listes bashkengjitur) | In Vitro | Disqe antibiotikesh, sherbejne per studimin e ndjeshmerise antimikrobiale. | Pajisje te diagnostikimit in vitro
11591 | Instrumenta dentare | Real Dent Center shpk | 24.03.2022 | Hager & Meisinger GmbH, Hansemannstrasse 10, 41468 Neuss, Deutschland | Tools and instruments for dental and medical application, restorative systems for teeth, dental post systems, bone screws and pins for dental implant systems (sipas listës bashkëngjitur) | I; IIa; Iib | Instrumenta te ndryshem dentare | Pajisje dentare
11592 | Angiodyn - Guide Wires (sipas listes bashkengjitur) | O.E.S DISTRIMED shpk | 23.03.2022 | B. Braun Melsungen AG Carl-Braun-Str. 1, 34212 Melsungen, GERMANY | Angiodyn - Guide Wires (sipas listes bashkengjitur) | lla | Aksesore per perdorim ne kardiologji. | Pajisje nje perdorimeshe
11593 | IV Cannula (Catheter) with/without S.I.P. Clip (sipas listes bashkengjitur) | O.E.S DISTRIMED shpk | 23.03.2022 | Hindustan Syringes & Medical Devices Ltd. 174, 178/25 Ballabgarh, Faridabad, Haryana 121004, India | IV Cannula (Catheter) with/without S.I.P. Clip (sipas listes bashkengjitur) | lla | Kanjula kateteri intravenoze me ose pa klipe, per perdorim ne hemodinamike-kardiologji. | Pajisje nje perdorimeshe
11594 | DynaMesh® Mesh Implants | Euromed | 24.03.2022 | FEG Textiltechnik Forschungs- und Entwicklungsgesellschaft mbH Prager Ring 70 52070 Aachen, Germany | DynaMesh® Mesh Implants (sipas listes se bashkengjitur) | llb | Mesha kirurgjikale polimerike per riparimin e hernies | Pajisje te implantueshme jo aktive
11595 | DR. BRUX Bite Superiore e Bite Inferiore | Farmatech sh.p.k | 24.03.2022 | Montefarmaco OTC S.p.A. Via IV Novembre, 92/04, 20021 Bollate (MI), Italy | DR. BRUX Bite Superiore e Bite Inferiore "My Bite Night": DR. BRUX Bite Superiore Standard Colore Neutro; Q00026-Q00161-Q00182CZ-Q00026RO; DR. BRUX Bite Superiore Standard Azzurro: Q00083-Q00169-Q00183CZ; DR. BRUX Bite Inferiore Colore Neutro: Q00081 | l | Mbrojtje kunder bruksizmit per nofullen e siperme | Tjeter
11596 | Leakage Tester: 13242LX | Montal | 24.03.2022 | Karl Storz SE & Co.KG. Dr.-Karl Storz-Strasse 34, 78532 Tuttlingen, Germany | Leakage Tester: 13242LX | l | Pajisje per testimin e rrjedhjes tek pacientet uterine manipulator e pajisur me llambe dhe manometer | Instrumenta shumeperdorimeh
11597 | One Step Test for SARS-COV-2 Antigen (Colloidal Gold) | Ital Techno sh.p.k | 25.03.2022 | Getein Biotech, Inc. No. 9 Bofu Road, Luhe District, Nanjing, 211505, China | One Step Test for SARS-Cov-2 Antigen (Colloidal Gold) | In Vitro | Test i shpejte per detektimin e kovidit | Pajisje te diagnostikimit in vitro
11598 | In vitro medical devices | Evita sh.p.k | 25.03.2022 | Roche Diagnostics GmbH, Sandhofer Strasse 116, 68305 Mannheim, Germany | In Vitro Medical Devices: ETHO2 5967104190 (UDI-DI 761333600783B6); ETOH2 03183777190 (UDI-DI 761333600586B2); ETOH2 08057630190 (UDI-DI 761333600640AF); ETOH2 08445672190 (UDI-DI 761333600688BB); | In Vitro | Reagent per matjen e etanolit ne gjakun human | Pajisje te diagnostikimi in vitro
11599 | Scanning System | Visionaire sh.p.k | 25.03.2022 | Carl Zeiss Meditec, Inc. 5300 Central Parkway, Dublin, CA 94568, USA | Scanning Systems, Laser, Optical Tomography: Cirrus HD-OCT- 500, 5000, 5000 (AngioPlex Configuration) | Iia | Sistem skanues me lazer dhe tomografi | Pajisje oftalmike dhe optike
11600 | Reagente Kimike | Montal sh.p.k | 25.03.2022 | Beckman Coulter, Inc 250 S. Kraemer Blvd. Brea. CA 92821 USA | In Vitro Medical Devices (sipas listës bashkëngjitur) | In vitro | Reagente kimike | Pajisje te diagnostikimit in vitro
11601 | Dissecting and cutting Medical Devices | Krijon sh.p.k | 25.03.2022 | Kaltek S.r.l. Via Liguria, 29- 35020 Saonara, (PD) Italy | Dissecting and cutting Medical Devices (Basic UDI-Di: 805551056riduz_taglioLP) (sipas listes se bashkengjitur) | In vitro | Pajisje per prerje dhe disektim | Tjeter
11602 | LOGIQ Fortis | Montal | 25.03.2022 | GE Ultrasound Korea, Ltd. 9, Sunhwan-ro 214beon-gil, Jungwon-gu, Seongnam-si, Gyeonggi-do 13204, Republic of Korea | LOGIQ Fortis (sipas listes se bashkengjitur) | lla | Sistem diagnostikues me ultratinguj | Pajisje diagnostikuese dhe terapeutike me rrezatim
11603 | Blood Lancet | Krijon sh.p.k | 28.03.2022 | J.N. Eberle Federnfabrik GmbH, Hochfeldstrasse 6-8, 86830 Schwabmünchen, Germany | Blood Lancets: 40366010 | In Vitro | Lancet gjaku per perdorim ne mjekesi | Pajisje laboratori
11604 | Spatula druri dhe plastike | Krijon sh.p.k | 28.03.2022 | Kaltek S.r.l. Via Liguria, 29- 35020 Saonara, (PD) Italy | Wooden Ayre Acraper: 0433; Plastic Ayre Scraper: 0908; Wooden Benoit Scraper: 0509 (UDI-DI 805551056ayre_benoit6G) | I | Spatula druri dhe plastike perdoren per te marre mostra per te zhvilluar pap test | Pajisje laboratori
11605 | Instrumenta kirurgjikale | Krijon sh.p.k | 28.03.2022 | Kaltek S.r.l. Via Liguria, 29- 35020 Saonara, (PD) Italy | Surgical Instruments (UDI-Di 805551056strum_chirurgiZU) (sipas listes se bashkengjitur) | I | Instrumenta kirurgjikale per perdorim ne kirurgji te ndryshme | Pajisje shume perdorimeshe
11606 | Bluing Reagent; Microtome Blades Part no. 02.075.00.014 box of x50 | KRIJON shpk | 28.03.2022 | Emmonya Biotech Ltd. 2087 Chelopech, Sofia Municipality, Bulgaria | Bluing Reagent; Microtome Blades Part no. 02.075.00.014 box of x50 | In Vitro | Reagent histologjik dhe thike mikrotomi. | Pajisje te diagnostikimit in vitro
11607 | Pipettes - acc. To Westergren-Katz, clear glass, 300mm: 40380010; Pipettes - 305 mm: 40380015; Pipettes - Micro: 40382010, Pipettes - Westergren-Adler: 40385010 | KRIJON shpk | 28.03.2022 | Glaswarenfabrik Karl Hecht GmbH & Co KG Stettener Str. 22-24, 97647 Sondheim/Rhön / Germany | Pipettes - acc. To Westergren-Katz, clear glass, 300mm: 40380010; Pipettes - 305 mm: 40380015; Pipettes - Micro: 40382010, Pipettes - Westergren-Adler: 40385010 | In Vitro | Pipeta te sedimentimit te gjakut. | Pajisje te diagnostikimit in vitro
11608 | Analyzer Adaptor Cable | O.E.S Distrimed | 28.03.2022 | Medtronic Inc. 710 Medtronic Parkway N.E. Minneapolis MN 55432 USA | 5103 Analyzer Adaptor Cable (UDI-DI: 0763000B00005197U) | l | Pershtates per kabell analizues | Instrumenta shumeperdorimeh
11609 | CELL-DYN 22 Plus Calibrator - 09H73-01 | Pegasus | 28.03.2022 | Abbott Laboratories 4551 Great America Pkwy Santa Clara CA, 95054 USA | CELL-DYN 22 Plus Calibrator - 09H73-01 | In vitro | Solucion kalibrimi per mirembajtje | Pajisje të diagnostikimit in vitro
11610 | Cell-DYN 29 Plus Controll (with Retic) Full Pack - 08H58-01; Cell-DYN 29 Plus Controll (with Retic) Half Pack - 08H58-02 | Pegasus | 28.03.2022 | Abbott Laboratories 4551 Great America Pkwy Santa Clara CA, 95054 USA | CELL-DYN 29 Plus Controll (with Retic) Full Pack - 08H58-01; Cell-DYN 29 Plus Controll (with Retic) Half Pack - 08H58-02 | In vitro | Material kontrolli I cilesise per hematologjine e gjakut | Pajisje të diagnostikimit in vitro
11611 | CELL-DYN HemCal Plus Calibrator - 08H57-01 | Pegasus | 28.03.2022 | Abbott Laboratories 4551 Great America Pkwy Santa Clara CA, 95054 USA | CELL-DYN HemCal Plus Calibrator - 08H57-01 | In vitro | Solucion kalibrimi | Pajisje të diagnostikimit in vitro
11612 | CELL-DYN 26 Plus Control, Full Pack - 08H59-01;CELL-DYN 26 Plus Control, Half Pack - 08H59-02 | Pegasus | 28.03.2022 | Abbott Laboratories 4551 Great America Pkwy Santa Clara CA, 95054 USA | CELL-DYN 26 Plus Control, Full Pack - 08H59-01;CELL-DYN 26 Plus Control, Half Pack - 08H59-02 | In vitro | Analize kontrolli hematologjike | Pajisje të diagnostikimit in vitro
11613 | CELL-DYN Retic Plus Control - 08H62-01 | Pegasus | 28.03.2022 | Abbott Laboratories 4551 Great America Pkwy Santa Clara CA, 95054 USA | CELL-DYN Retic Plus Control - 08H62-01 | In vitro | Solucion kontrolli gjate testit per numerimin e retikulociteve | Pajisje të diagnostikimit in vitro
11614 | CELL-DYN Immuno Plt (CD61) Reagent (20 teste) - 03H05-01 | Pegasus | 28.03.2022 | Abbott Laboratories 4551 Great America Pkwy Santa Clara CA, 95054 USA | CELL-DYN Immuno Plt (CD61) Reagent (20 teste) - 03H05-01 | In vitro | Reagente per numerimin e trombociteve | Pajisje të diagnostikimit in vitro
11615 | CELL-DYN Immuno T-Cell (CD3/4/8) Reagent (20 teste) - 07H22-01 | Pegasus | 28.03.2022 | Abbott Laboratories 4551 Great America Pkwy Santa Clara CA, 95054 USA | CELL-DYN Immuno T-Cell (CD3/4/8) Reagent (20 teste) - 07H22-01 | In vitro | Reagent per raportimin e perqendrimit te limfociteve T | Pajisje të diagnostikimit in vitro
11616 | Non-sterile gauze bandages | MONTAL shpk | 28.03.2022 | Shanghai Channelmed Import&Export Co., Ltd Room 1402,No.707 of Zhangyang Road 200120 Shanghai People's Republic of China | Non-sterile gauze bandages | l | Materilae mjekimi per izoliminne zones se demtuiar te lekures. | Pajisje nje perdorimeshe
11617 | Cleaning Adaptor for 26168D: 26168DR | MONTAL shpk | 28.03.2022 | Karl Storz SE & Co. KG Dr.-Karl-Storz-strasse 34, 78532 Tuttlingen, Germany | Cleaning Adaptor for 26168D: 26168DR | l | Pershtates pastrimi i dedikuar per pajisjen mjekesore Uterine Manipulator. | instrumenta shumeperdorimesh
11618 | Revamil | Evita | 29.03.2022 | Bfactory Health Products B.V. Remmerden 58 3911 TZ Rhenen The Nederlands | Revamil (sipas listes se bashkengjitur) | lla; llb | Garza xhel dhe krem me permbajtje mjalti per mbulimin e plageve siperfaqesore | Tjeter
11619 | Stretchers; Medical Carts | Aquarius Medical shpk | 29.03.2022 | Multiplus Hastane Donanimlari Medikal Sanayi Ve Ticaret A.Ş Ivedik OSB Mah. Melih Gökçek BLV. No: 106 Yenimhalle, Ankara, Turkey | Stretchers: MLT ES 100, MLT GPS 101, MLT GPS 102, TSP TS01; Medical Carts: MLT-MTA-10, MLT-MTA-20, MLT-MTA-30, MLT-MTA-40, MLT-MTA-50, MLT-MTA-60, MLT-MTA-70, MLT-IDA-10 | l | Barrele per mbartjen e pacientit dhe karrela per mbajtjen e preparateve | Pajisje mobilimi spitalor
11620 | Pajisje mobilimi spitalor | Aquarius sh.p.k | 29.03.2022 | Multiplus hastane Donanimlari Medikal Sanayi Ticaret A.Ş Ivedik OSB Mah. Melih Gökçek Blv. No:106, Yenimahalle/Ankara/Türkiye | Gyneocological Examination Couches and Delivery Beds: MLT DB101; MLT GEC 101. ENT Chairs: MLT ENT 1010 | I | Krevat gjenekologjik dhe karrige ENT qe sherbejne per ekzaminime te ndryshme | Pajisje mobilimi spitalor
11621 | CELL-DYN WBC LYSE | Pegasus sh.p.k | 29.03.2022 | Abbott Laboratories 4551 Great America Pkwy Santa Clara CA, 95054 USA | CELL-DYN WBC LYSE: 08H52-01 | In Vitro | Eshte nje solucion i cili sherben per ndarjen e qelizave te bardha te gjakut | Pajisje te diagnostikimit in vitro
11622 | CELL-DYN CN-FREE HGB/NOC LYSE | Pegasus sh.p.k | 29.03.2022 | Abbott Laboratories 4551 Great America Pkwy Santa Clara CA, 95054 USA | CELL-DYNCN-FREE HGB/NOC LYSE: 03H80-02 | In Vitro | Eshte nje solucion i cili sherben per ndarjen e qelizave | Pajisje te diagnostikimit in vitro
11623 | CELL-DYN RETICULOCYTE REAGENT | Pegasus sh.p.k | 29.03.2022 | Abbott Laboratories 4551 Great America Pkwy Santa Clara CA, 95054 USA | CELL-DYN RETICULOCYTE REAGENT: 03H40-01 | In Vitro | Eshte solucion per gjetjen sasiore te retikulociteve | Pajisje te diagnostikimit in vitro
11624 | CELL-DYN ENZYMATIC CLEANER CONCETRATE | Pegasus sh.p.k | 29.03.2022 | Abbott Laboratories 4551 Great America Pkwy Santa Clara CA, 95054 USA | CELL-DYN ENZYMATIC CLEANER CONCETRATE: 99644-01; 93641-01 | In Vitro | Eshte solucion lares qe perdoret ne analizatoret Cell-Dyn | Pajisje te diagnostikimit in vitro
11625 | CELL-DYN Ruby | Pegasus sh.p.k | 29.03.2022 | Abbott Laboratories 4551 Great America Pkwy Santa Clara CA, 95054 USA | CELL-DYN Ruby: 008H67-01; 08H67-03 | In Vitro | Eshte instrument i cili sherben per numerimin e qelizave te gjakut | Pajisje te diagnostikimit in vitro
11626 | CELL-DYN Sapphire | Pegasus sh.p.k | 29.03.2022 | Abbott Laboratories 4551 Great America Pkwy Santa Clara CA, 95054 USA | CELL-DYN Sapphire 08H00-01, 08H00-03; CELL-DYN Sapphire Data Station: 08H01-07; CELL-DYN Sapphire Software version 4-1 Kanji: 09H84-01 | In Vitro | Instrument qe sherben per ndarjen e qelizave te bardha, data station eshte zona ku dalin te dhenat dhe software qe instalohet tyek isntrumenti | Pajisje te diagnostikimit in vitro
11627 | CELL-DYN 22 Plus Calibrator | Pegasus sh.p.k | 29.03.2022 | Abbott Laboratories 4551 Great America Pkwy Santa Clara CA, 95054 USA | CELL-DYN 22 Plus Calibrator: 09H73-01 | In Vitro | Eshte solucion kalibrimi per mirembajtjen e instrumentit CELL-DYN | Pajisje te diagnostikimit in vitro
11628 | Journey™ and Genesis™ Early Intervention Knee Systems (sipas listes bashkengjitur) | LAYO shpk | 29.03.2022 | Smith & Nephew, Inc. 1450 Brooks Rd. Memphis Tennessee 38116 USA | Journey™ and Genesis™ Early Intervention Knee Systems (sipas listes bashkengjitur) | lll | Implante ortopedie per gjymtyre dhe artikulacione. | Pajisje te implantueshme jo aktive
11629 | LYOSTYPT; SANGUSTOP | O.E.S Distrimed | 29.03.2022 | B. Braun Surgical, S.A. Ctra. De Terrassa, 121 08191 Rubi (Barcelona), Spain | Local Haemostyptic Agent: LYOSTYPT; SANGUSTOP (sipas listes se bashkengjitur) | lll | Hemostatike lokal te absorbueshem | Pajisje nje perdorimeshe
11630 | Leads for bradly IPGs | O.E.S Distrimed | 29.03.2022 | Medtronic Inc. 710 Medtronic Parkway N.E. Minneapolis MN 55432 USA | Leads for bradly IPGs (sipas listes se bashkengjitur) | Te implantueshme aktive | Elektroda per funksionimin e pacemakerave perdorim ne kardiologji | Pajisje te implantueshme aktive
11631 | Vaginal Lavander Rozinal Vaginal Douche (4 x 100ml) | Fufarma | 30.03.2022 | BioDue SpA via Lorenzetti n. 3/A - 50028 Barberino Tavarnelle (FI), Italy | Vaginal Lavander Rozinal Vaginal Douche (4 x 100ml) | lla | Lavanda vaginale ndihmon ne lehtesimin e acarimit djegies dhe kruajtjes si dhe ne rastet e thatesise | Tjeter
11632 | Latex Examination Gloves | Diamant Pharma sh.p.k | 30.03.2022 | ACE GLOVE (MI) SDN. BHD. No.32A, 36 Jalan BIE 1/15, Kota Malim Prima, 35900 Tanjung Malim, Perak, Malaysia | Latex Examination Gloves: CLEANGUARD | I | Doreza lateksi ekzaminimi, jo sterile | Pajisje nje perdorimeshe
11633 | Aortic Punches | Biometric Albania | 30.03.2022 | Teleflex Medical 3015 Carrington Mill Blvd. Morrisville, NC 27560, USA | Aortic Punches (sipas listes se bashkengjitur) | lla | Hapes vrimash ne paretet e Aortes per krijimin e xhepit si vendqendrim per Anastomosis | Instrumenta shumeperdorimeh
11634 | CardioDay Holter ECG Analysis Software | Montal | 30.03.2022 | Getemed Medizin-und Informationstechnik AG Oderstr. 77 14513 Teltow, Deutchland | CardioDay Holter ECG Analysis Software: CardioDay v2.5 SP04; CardioDay v2.6 | lla | Software per elektrokardiografet Holter | Tjeter
11635 | Coagulation Analyzer - CA52 | Fedos | 30.03.2022 | Genrui Biotech Inc. 4-10F, Building 3, Geya Technology Park, Guangming District, 518106, Shenzhen, China | Coagulation Analyzer - CA52 | In vitro | Analizues koagulimi | Pajisje të diagnostikimit in vitro
11636 | ECG Workstation CONTEC8000S | Fedos | 31.03.2022 | CONTEC MEDICAL SYSTEMS CO., LTD No.112 Qinhuang West Street, Economic & Technical Development Zone, Qinhuangdao, Hebei Province, PEOPLES REPUBLIC OF CHINA | ECG Workstation CONTEC8000S | lla | Prove ushtirmore per monitorimin e funksionit te zemres gjate aktivitetit fizik | Pajisje elektromekanike
11637 | Catheters, Arterial | Fedos | 31.03.2022 | intra special catheters GmbH Oststr. 2 D-66780 Rehlingen-Siersburg, Germany | Catheters, Arterial (Basis UDI-DI: 40255620000040000210689Z5) (sipas listes se bashkengjitur) | lla | Katetere arterial njeperdorimesh per mbajten nen kontroll te presionit te gjakut | Pajisje një përdorimëshe
11638 | ln-vitro Diagnostic Medical Device for Magnetic Chemiluminescence Immunoassay Kit | Genius | 01.04.2022 | Shenzhen New Industries Biomedical Engineering Co., Ltd. No.23, Jinxiu East Road, Pingshan District, 518122 Shenzhen, P.R.China | ln-vitro Diagnostic Medical Device for Magnetic Chemiluminescence Immunoassay Kits (sipas listes se bashkengjitur) | In vitro | Reagente dhe kite diagnostifikues, in vitro, IVD, per te punuar analiza te ndryshme imunologjike nepermjet teknologjise CLIA | Pajisje të diagnostikimit in vitro
11639 | Matrix Card, Hemostar, Veinspy | O.E.S Distrimed | 04.04.2022 | Tulip Diagnostics [P] LTD Phase II C,Plot Nos.92,96 Verna Industrial Estate,Verna,Goa- 403 722.INDIA | Matrix Card Centrifuge - Model CC 2400; Matrix Card Warmer - Model CW 2400; Matrix Card Reader - Model CR-1800, CR-6800; Hemostar XF 1.0; Hemostar XF 2.0; Veinspy Model 825V000000 | l | Pajisje laboratori | Pajisje të diagnostikimit in vitro
11640 | Evis Extra ll Bronchovideoscope: Olympus BF type Q180 | Mse | 04.04.2022 | OLYMPUS MEDICAL SYSTEMS CORP. 2951 Ishikawa-cho, Hachioji-shi, Tokyo 192-8507 Japan | Evis Extra ll Bronchovideoscope: Olympus BF type Q180 | lla | Bronkoskop instrument endoskopik per vizualizimin e rrugeve te frymemarrjes | Instrumenta shumeperdorimeh
11641 | Baldus® inhalation sedation systems | Dental Leader Corsi shpk | 04.04.2022 | Baldus Sedation GmbH & Co. KG In der Langfuhr 32, 56170 Bendorf, Germany | Baldus® inhalation sedation systems (sipas listes se bashkengjitur) | lla; llb | Pajisje anestezie per aplikime nen anestezi te pacienteve | Pajisje anestezie dhe respiratore; Pajisje dentare; Pajisje nje perdorimesh; Tjeter
11642 | Epicardial lead Implant Tool | O.E.S Distrimed sh.p.k | 04.04.2022 | Medtronic Inc. 710 Medtronic Parkway Menneapolis MN 55432 USA | Epicardial lead Implant Tool: 10626 | Te implantueshme aktive | Aksesore ndihmes per funksionimin e pacemaker, elektrode epikardiake e implantueshme per perdorim ne kardiokirugji | Pajisje te implantueshme aktive
11643 | Activated Clotting Time Reagent Kit | Fedos sh.p.k | 04.04.2022 | Guangzhou Wondfo Biotech Co., Ltd. No.8, Lizhishan Road, Science City, Luogang District, 510663, Guangzhou, P.R. China | Activated Clotting Time Reagent Kit (Clotting): W483 | In Vitro | Kit reagent per percaktimin e kohes se mpiksjes se gjakut | Pajisje te diagnostikimit in vitro
11644 | Prothrombin Time Reagent Kit (Clotting) | Fedos sh.p.k | 04.04.2022 | Guangzhou Wondfo Biotech Co., Ltd. No.8, Lizhishan Road, Science City, Luogang District, 510663, Guangzhou, P.R. China | Prothrombin Time Reagent Kit (Clotting): W480 | In Vitro | Kit reagent per te percaktuar tendencen e koagulimit te gjakut, efikasistetin e dozes se varfarines, shkallen e demtimit te melcise dhe statusin e vitamines K | Pajisje te diagnostikimit in vitro
11645 | ASPIRON™ - Aspiration Catheter | Montal sh.p.k | 04.04.2022 | MERIL LIFE SCIENCES PVT. Ltd, Survey No. 135/139, Muktanand Marg, Chala, Vapi,Gujarat,396191 India | ASPIRON™ - Aspiration Catheter: ASP6F | III | Jane pajisje mjekesore | e perdoren per heqjen/aspirimin e embolive dhe trombeve te fresketra, te buta ngfa enet e sistemit vaskular koronar dhe periferik
11646 | Bedside Cabinetes and Overbed Meal Tables: BSCL 100, BSCL 101, BSCL 102, OBT 101 | Aquarius Medical shpk | 04.04.2022 | Multi plus Hastane Donanimlari Medikal Sanayi Ve Ticaret Anonim Sirketi Ivedik OSB Mah. Melih Gokcek Blv. No:106, Yenimahalle / Anara / Turkiye | Bedside Cabinetes and Overbed Meal Tables: BSCL 100, BSCL 101, BSCL 102, OBT 101 | l | Komodina qe vendosen prane krevatit spitalor dhe tavolina ushqimi me rrota. | Pajisje per mobilim spitalor
11647 | Instrumenta in vitro | Genius sh.p.k | 04.04.2022 | Shenzen New industries Biomedical Engineering Co., Ltd. No.23, Jinxiu East Road, Pingshan District, 518122 Shenzen, P.R. China | Fully-auto chemiluminescence immunoassay analyzer - Maglumi 600: 23020018; Maglumi 800: 23020003; Maglumi 1000: 23020009; Maglumi 1000 Plus: 23020020; Maglumi 2000: 23020006; Maglumi 2000 Plus: 23020007; Maglumi 4000: 23020014; Maglumi 4000 Plus: 23020037 | In Vitro | Instrument in vitro, autoanalizator imunologjik per te diagnostikuar antitrupa te ndryshem e fushen imunologjike | Tjeter
11648 | Silfradent | Dental Leader Corsi sh.p.k | 04.04.2022 | Silfradent Srl, Via Giuseppe di Vittorio 35/37 - 47018 Santa Sofia, Italia | Sterile tubes for the separation of autologous blood components: PLAIN VACUUM TUBE-R 10 ml- PV 200R; PLAIN VACUUM TUBE-P 10 ml- PV 200P | Iia | Tuba sterile per ndarjen e komponenteve te gjakut | Tjeter
11649 | Faeces Container | Arli Pharma sh.p.k | 04.04.2022 | F.L. Medical s.r.l. Unipersonale Torreglia (PD) Via Enrico Mattei, 20 | Coprotainer ® FAECES CONTAINER 30 ml IN POLYPROPYLENE WITH RED SCREW CAP, WITH FROSTED LABEL, INDIVIDUALLY WRAPPED (Produced in cleanroom ISO 8) : 25132 | In Vitro | Kuti analizash per fece | Pajisje njeperdorimeshe
11650 | CELL-DYN Emerald 22 DILUENT: 09H62-01 | PEGASUS shpk | 04.04.2022 | Abbott Laboratories 4551 Great America Pkwy, Santa Clara CA, 95054 USA | CELL-DYN Emerald 22 DILUENT: 09H62-01 | In Vitro | Solucion per hollimin e mostrave te gjakut. | Pajisje te diagnostikimit in vitro
11651 | CELL-DYN Emerald 22 LYSE: 09H61-01 | PEGASUS shpk | 04.04.2022 | Abbott Laboratories 4551 Great America Pkwy, Santa Clara CA, 95054 USA | CELL-DYN Emerald 22 LYSE: 09H61-01 | In Vitro | Solucion per diferencimin e mostrave te gjakut. | Pajisje te diagnostikimit in vitro
11652 | CELL-DYN Emerald 22 Easy Cleaner: 09H60-03 | PEGASUS shpk | 04.04.2022 | Abbott Laboratories 4551 Great America Pkwy, Santa Clara CA, 95054 USA | CELL-DYN Emerald 22 Easy Cleaner: 09H60-03 | In Vitro | Solucion per mirmbajtjen e Cell-Dyn. | Pajisje te diagnostikimit in vitro
11653 | CELL-DYN 22 Plus Control, Full Pack: 09H72-01; CELL-DYN 22 Plus Control, Half Pack: 09H72-02 | PEGASUS shpk | 04.04.2022 | Abbott Laboratories 4551 Great America Pkwy, Santa Clara CA, 95054 USA | CELL-DYN 22 Plus Control, Full Pack: 09H72-01; CELL-DYN 22 Plus Control, Half Pack: 09H72-02 | In Vitro | Analize kontrolli hematologjik per vleresimin e saktesise e instrumentace CELL-DYN. | Pajisje te diagnostikimit in vitro
11654 | CELL-DYN Emerald 22 AL, Instrument: 04R13-01 | PEGASUS shpk | 04.04.2022 | Abbott Laboratories 4551 Great America Pkwy, Santa Clara CA, 95054 USA | CELL-DYN Emerald 22 AL, Instrument: 04R13-01 | In Vitro | Instrument per kryerjen e analizave te gjakut. | Pajisje te diagnostikimit in vitro
11655 | CELL-DYN Emerald 22 Instrument: 09H59-01 | PEGASUS shpk | 04.04.2022 | Abbott Laboratories 4551 Great America Pkwy, Santa Clara CA, 95054 USA | CELL-DYN Emerald 22 Instrument: 09H59-01 | In Vitro | Instrument per kryerjen e analizave te gjakut. | Pajisje te diagnostikimit in vitro
11656 | Poseideon Hydrophilic Nitinol Guide Wire (sipas listes bashkengitur) | O.E.S DISTRIMED shpk | 04.04.2022 | SP Medical A/S Møllevej 1, 4653 Karise, Denmark | Poseideon Hydrophilic Nitinol Guide Wire (sipas listes bashkengitur) | lll | Tela drejtues per perdorim ne kirurgji. | Pajisje nje perdorimeshe
11657 | Accoat Guide Wire (sipas listes bashkengjitur) | O.E.S DISTRIMED shpk | 04.04.2022 | SP Medical A/S Møllevej 1, 4653 Karise, Denmark | Accoat Guide Wire (sipas listes bashkengjitur) | lll | Tela drejtues per perdorim ne kirurgji. | Pajisje nje perdorimeshe
11658 | Champion - Guide Wire (sipas listes bashkengjitur) | O.E.S DISTRIMED shpk | 04.04.2022 | SP Medical A/S Møllevej 1, 4653 Karise, Denmark | Champion - Guide Wire (sipas listes bashkengjitur) | lll | Tela drejtues per perdorim ne kirurgji. | Pajisje nje perdorimeshe
11659 | Stylet Kits (sipas listes bashkengjitur) | O.E.S DISTRIMED shpk | 04.04.2022 | Medtronic Inc. 710Medtronic Parkway N.E. Minneapolis MN 55432 USA | Stylet Kits (sipas listes bashkengjitur) | Te implantueshme aktive | Aksesore ndihmes per funksionimin e pacemakerave. | Pajisje te implantueshme aktive
11660 | One Crank; Two Cranks; Three Cranks Mechanical Beds: MLT1001 MECH; MLT 1002 MECH; MLT 1003 MECH; Electrically 2 Motors; 3 Motors; 4 Motors Beds: MLT 4001PLUS; MLT 3001PLUS; MLT 2001PLUS; MLT 2001ECO; MLT 3001ECO; MLT 4001ECO; | Aquarius Medical sh.p.k | 05.04.2022 | Multiplus Hastane Donanimlari Medikal Sanayi Ticart A.S. Ankara Turkiye | One Crank; Two Cranks; Three Cranks Mechanical Beds: MLT1001 MECH; MLT 1002 MECH; MLT 1003 MECH; Electrically 2 Motors; 3 Motors; 4 Motors Beds: MLT 4001PLUS; MLT 3001PLUS; MLT 2001PLUS; MLT 2001ECO; MLT 3001ECO; MLT 4001ECO; | I | Krevat spitalor manual dhe elektronik qe ndihmojne pacientet. | Pajisje mobilim spitalor
11661 | CELL-DYN 18 Plus Control, Full Pack 09H69-1; CELL-DYN 18 Plus Control, Half Pack 09H69-2; | Pegasus sh.p.k | 05.04.2022 | Abbott Laboratories 4551 Great America Pkwy, Santa Clara CA, 95054 USA | CELL-DYN 18 Plus Control, Full Pack 09H69-1; CELL-DYN 18 Plus Control, Half Pack 09H69-2; | In Vitro | Nje analize kontrolli hematologjik per vlersimin e saktesise dhe precizionit te instrumentave hematologjik CELL DYN. | Pajisje te diagnostikimit in vitro
11662 | CELL-DYN 18 Plus Calibrator 09H70-01 | Pegasus sh.p.k | 05.04.2022 | Abbott Laboratories 4551 Great America Pkwy, Santa Clara CA, 95054 USA | CELL-DYN 18 Plus Calibrator 09H70-01 | In Vitro | Solucion kalibrimi qe perdoret ne instrumentat CELL DYN. | Pajisje te diagnostikimit in vitro
11663 | CELL-DYN Emerald Instrument 09H39-01 | Pegasus sh.p.k | 05.04.2022 | Abbott Laboratories 4551 Great America Pkwy, Santa Clara CA, 95054 USA | CELL-DYN Emerald Instrument 09H39-01 | In Vitro | Instrument per kryerjen e analizave te gjakut. | Pajisje te diagnostikimit in vitro
11664 | CELL-DYN Emerald CLEANER 09H46-02; CELL-DYN Emerald CN-FREE LYSE 09H47-02; CELL-DYN Emerald DILUENT 09H48-02; | Pegasus sh.p.k | 05.04.2022 | Abbott Laboratories 4551 Great America Pkwy, Santa Clara CA, 95054 USA | CELL-DYN Emerald CLEANER 09H46-02; CELL-DYN Emerald CN-FREE LYSE 09H47-02; CELL-DYN Emerald DILUENT 09H48-02; | In Vitro | Solucion per mirmbajtje aparature dhe solucione te ndryshme qe perdoren per hollim. | Pajisje te diagnostikimit in vitro
11665 | CELL-DYN Sapphire System CN-FREE HGB REAGENT 01H79-01 | Pegasus sh.p.k | 05.04.2022 | Abbott Laboratories 4551 Great America Pkwy, Santa Clara CA, 95054 USA | CELL-DYN Sapphire System CN-FREE HGB REAGENT 01H79-01 | In Vitro | Reagent per gjetjen sasiore te perqendrimit te hemoglobines ne gjak. | Pajisje te diagnostikimit in vitro
11666 | CELL-DYN Sapphire System WBC REAGENT- PART B 01H79-02 | Pegasus sh.p.k | 05.04.2022 | Abbott Laboratories 4551 Great America Pkwy, Santa Clara CA, 95054 USA | CELL-DYN Sapphire System WBC REAGENT- PART B 01H78 - 01 | In Vitro | Reagent te cilet perdoren per gjetjen sasiore te rruazave te bardha te gjakut. | Pajisje te diagnostikimit in vitro
11667 | CELL-DYN Sapphire System WBC REAGENT- PART A 01H77-01 | Pegasus sh.p.k | 05.04.2022 | Abbott Laboratories 4551 Great America Pkwy, Santa Clara CA, 95054 USA | CELL-DYN Sapphire System WBC REAGENT- PART A 01H77-01 | In Vitro | Reagent te cilet perdoren per gjetjen sasiore te rruazave te bardha te gjakut. | Pajisje te diagnostikimit in vitro
11668 | CELL-DYN Sapphire System RETICULOCYTE REAGENT- 01H76-01 | Pegasus sh.p.k | 05.04.2022 | Abbott Laboratories 4551 Great America Pkwy, Santa Clara CA, 95054 USA | CELL-DYN Sapphire System RETICULOCYTE REAGENT- 01H76-01 | In Vitro | Reagent te cilet perdoren per gjetjen sasiore te retikulociteve. | Pajisje te diagnostikimit in vitro
11669 | CELL-DYN Sapphire and CELL-DYN Ruby Systems DILUENT/SHEATH - 01H73-01 | Pegasus sh.p.k | 05.04.2022 | Abbott Laboratories 4551 Great America Pkwy, Santa Clara CA, 95054 USA | CELL-DYN Sapphire and CELL-DYN Ruby Systems DILUENT/SHEATH - 01H73-01 | In Vitro | Solucion qe shkakton ndarjen dhe lize osmotike te qelizave te kuqe. | Pajisje te diagnostikimit in vitro
11670 | ID-DiaCell ABO A₁, B: 45092 (REF: 003624) | DIAHEM shpk | 05.04.2022 | DiaMed GmbH Pra Rond 23, 1785 Cressier FR, Switzerland | ID-DiaCell ABO A₁, B: 45092 (REF: 003624) | In Vitro | Reagente per te percaktuar sistemet e gruppiot te gjaku ABO. Reagetn te qelizave te kuqe te gjakut per mes grupeve reverse. | Pajisje te diagnostikimit in vitro
11671 | Laparoscopic Access Ports and Insufflation Needles (sipas listes bashkengjitur) | Biometric Albania shpk | 05.04.2022 | Teleflex Medical 3015 Carrington Mill Blvd., Morrisville, NC, 27560, United States | Laparoscopic Access Ports and Insufflation Needles (sipas listes bashkengjitur) | lla | Pajisje dhe aksesore per kirurgji laparoskopike. | Instrumenta shumeperdorimesh
11672 | Infant Feeding Tube: FG XX -- GS-4008 | MONTAL shpk | 05.04.2022 | Romsons International (Unit - ll) 59 J©, Noida Special Economic Zone, Noida Dadri Road, Phase ll, Noida-201 305, Uttar Pradesh, India | Infant Feeding Tube: FG XX -- GS-4008 | lla | Tub i vogel i buute plasitik qe vendoset permes hundes ose gojes ne stomak. Perdoret per foshnjat. | Tjeter
11673 | McGRATH 3.6V Battery 340-000-000 | O.E.S Distrimed sh.p.k | 05.04.2022 | Aircraft Medical Limited 9-10 Saint Andrew Square Edinburgh, Scotland, EH2 2AF UNITED KINGDOM | McGRATH 3.6V Battery 340-000-000 | I | Bateri per videolaringoskop. | Instrumenta shumeperdorimesh
11674 | NITRILE EXAMINATION GLOVES POWDER FREE | Diamant PHARMA sh.p.k | 05.04.2022 | ACE GLOVE (M) SDN. BHD. No. 32A, 36 Jalan BIE 1/15, Kota Malim Prima, 35900 Tanjung Malim, Perak, Malaysia | NITRILE EXAMINATION GLOVES POWDER FREE | I | Doreza ekzaminimi nitrile pa puder jo sterile. | Instrumenta njeperdorimeshe
11675 | Activated Partial Thromboplastin Time Reagent Kit (Clotting): W481 | Fedos shpk | 06.04.2022 | Guangzhou Wondfo Biotech Co., Ltd. No.8, Lizhishan Road, Science City, Luogang District, 510663, Guangzhou, P.R. China | Activated Partial Thromboplastin Time Reagent Kit (Clotting): W481 | In Vitro | Kit reagent per matjen e tromboplasines se pjesshme te aktivizuar. | Pajisje te diagnostikimit in vitro
11676 | Thrombin Time Reagent Kit (Clotting): W484 | Fedos shpk | 06.04.2022 | Guangzhou Wondfo Biotech Co., Ltd. No.8, Lizhishan Road, Science City, Luogang District, 510663, Guangzhou, P.R. China | Thrombin Time Reagent Kit (Clotting): W484 | In Vitro | Kit reagent per matjen e kohes ne sekonda te koagulimit. | Pajisje te diagnostikimit in vitro
11677 | HIV Ab/Ag Combi (CLIA) 130219008M (100 tests/kit), 130619008M (50 tests/kit) MALGUMI | Genius sh.p.k | 06.04.2022 | Shenzhen New industries Engineering Co., Ltd. No.23, Jinxiu East Road, Pingshan District, 518122 Shenzhen,P.R. China | HIV Ab/Ag Combi (CLIA) 130219008M (100 tests/kit), 130619008M (50 tests/kit) MALGUMI | In Vitro | Kite per analizen imunologjike te HIV. | tjeter
11678 | Starter 1+2 -130299004M; 130299027M; Wash Concentrate-130299005M; Light Check-130299006M; System Tubing Cleaning Solution-130299007M; Alkaline Wash-1305990001; Acid Wash-1305990002; Hitergent-1305990003; ISE Cleaner-1305990004; Nucleic Acid Extraction Kit-132131001HC; 132131004HC; Sample Extraction Solution-130299030M; 130299031M; 130299032M; 130299033M | Genius sh.p.k | 06.04.2022 | Shenzhen New Industries Biomedical Engineering Co., Ltd. (SNIBE) No.23, Jinxiu east Road, Pingshan District, 518122 Shenzhen, P.R.China | Starter 1+2 -130299004M; 130299027M; Wash Concentrate-130299005M; Light Check-130299006M; System Tubing Cleaning Solution-130299007M; Alkaline Wash-1305990001; Acid Wash-1305990002; Hitergent-1305990003; ISE Cleaner-1305990004; Nucleic Acid Extraction Kit-132131001HC; 132131004HC; Sample Extraction Solution-130299030M; 130299031M; 130299032M; 130299033M | In Vitro | Reagente dhe Materiale konsumi ndihmes ne procesin e punes , diagnostifikues in vitro. | tjeter
11679 | In Vitro Medical Devices (sipas listes bashkengjitur) | Genius shpk | 06.04.2022 | Shenzhen New Industries Biomedical Engineering Co., Ltd. No.23, Jinxiu East Road, Pingshan District, 518122 Shenzhen, P.R.China | In Vitro Medical Devices (sipas listes bashkengjitur) | In Vitro | Materilae konsumi ndihmes ne procesin e punes, diagnostikues in vitro. | Pajisje te diagnostikimit in vitro
11680 | Chemiluminescent Immunoassay Diagnostic Kits and Quality Codntrols (sipas listes bshkengjitur) | Genius shpk | 06.04.2022 | Shenzhen New Industries Biomedical Engineering Co., Ltd. No.23, Jinxiu East Road, Pingshan District, 518122 Shenzhen, P.R.China | Chemiluminescent Immunoassay Diagnostic Kits and Quality Codntrols (sipas listes bshkengjitur) | In Vitro | Reagente dhe kite diagnostikues, per te punuar analiza te ndryshme imunologjike. | Pajisje te diagnostikimit in vitro
11681 | Chemiluminescence Immunoassay Diagnostic Kits | Genius sh.p.k | 06.04.2022 | Shenzhen New Industries Biomedical Engineering Co., Ltd. (SNIBE) No.23, Jinxiu east Road, Pingshan District, 518122 Shenzhen, P.R.China | Chemiluminescence Immunoassay Diagnostic Kits (Sipas listes bashkengjitur) | In Vitro | Reagente dhe kite diagnostikuese in vitro per te punuar analiza te ndryshme imunologjike. | tjeter
11682 | Hem-o-lok® Ligating Clips; Vesolock™ Ligating Clips; | Biometric Albania sh.p.k | 06.04.2022 | Teleflex Medical 3015 Varrington Mill Blvd Morrisville NC, 27560 USA | Hem-o-lok® Ligating Clips; Vesolock™ Ligating Clips;(Sipas listes bashkengjitur) | III | Pajisje dhe aksesore per urologji. | Pajisje njeperdorimeshe
11683 | WEITLANER Wundsp.stumpf 11,5 cm 2x3Z. - 18.651.10; Wundhaken (Trach) stumpf 2 Z. 16cm, enge Biegung - 18.221.02; BABY MIXTER Praeparierklemme 14 cm, leicht gebogen - 12.468.14; METZENBAUM PRAPARIERSCHERE 14,5CM, GEBOGEN, tc - 08.285.15; | Montal sh.p.k | 07.04.2022 | Dimeda Instrumente GmbH, Gansacker 54+58 D-78532, Tuttlingen, GERMANY | WEITLANER Wundsp.stumpf 11,5 cm 2x3Z. - 18.651.10; Wundhaken (Trach) stumpf 2 Z. 16cm, enge Biegung - 18.221.02; BABY MIXTER Praeparierklemme 14 cm, leicht gebogen - 12.468.14; METZENBAUM PRAPARIERSCHERE 14,5CM, GEBOGEN, tc - 08.285.15; | I | Pajisje kirurgjikale | Instrumenta shumeperdorimesh
11684 | Wondfo® Optical Coagulation Analyzer-OCG-102 | Fedos sh.p.k | 07.04.2022 | Guangzhou Wondfo Biotech Co. Ltd.- No.8, Lizhishan Road, Science City, Luogang District, 510663, Guangzhou, P.R. China | Wondfo® Optical Coagulation Analyzer-OCG-102 | In Vitro | Analizues Optikal Koagulimi per matjen e kohes se koagulimit te gjakut. | Pajisje te diagnostikimit in vitro
11685 | Fibrinogen Reagent Kit (Clotting)-W482 | Fedos sh.p.k | 07.04.2022 | Guangzhou Wondfo Biotech Co. Ltd.- No.8, Lizhishan Road, Science City, Luogang District, 510663, Guangzhou, P.R. China | Fibrinogen Reagent Kit (Clotting)-W482 | In Vitro | Kit Reagent Fibrinogjen per te vlerësuar dhe matur atë pjesë të procesit të koagulimit në të cilin fibrinogjeni i tretshëm konvertohet në fije fibrine. | Pajisje te diagnostikimit in vitro
11686 | Blood warmer autocontrol 3XPT, autoline XPT 4R | Incomed sh.p.k | 07.04.2022 | Barkey GmbH & Co.KG Gewerbestraße 8 33818 Leopoldshoehe Germany | Blood warmer autocontrol 3XPT, autoline XPT 4R | IIb | Paisje per ngrohjen gjakut gjate procedures se hemodializes. | Pajisje elektromekanike
11687 | Sure Status® COVID-19 Antigen Card Test- SS03P25 | ITAL TECHNO | 07.04.2022 | Premier Medical Corporation Private Limited Al-302, GIDC, Sarigam -396155. Dist. Valsad, Gujarat, India | Sure Status® COVID-19 Antigen Card Test- SS03P25 | In Vitro | Test I shpejte Antigen per diagnostikimin e Covid -19 | Pajisje të diagnostikimit in vitro
11688 | Verino®Pro SARS-CoV-2 Ag Rapid Test | Convoyale | 07.04.2022 | VivaCheck Biotech (Hangzhou) Co., Ltd. Level 2, Block 2, 146 East Chaofeng Rd, Yuhang Economy Development Zone, Hangzhou, Zhejiang 311100, China | Verino®Pro SARS-CoV-2 Ag Rapid Test - VCD16-10-041 (25 tests/box) | In Vitro | Test i shpejte per indentifikimin e SARS-CoV-2 | Pajisje te diagnostikimit in vitro
11689 | ENSEAL: NSLX125C, NSLX137C, NSLX145C, NSLX125S, NSLX137S | Evita shpk | 07.04.2022 | Ethicon Endo-Surgery,LLC 475 Calle C Guaynabo, Puerto Rico 00969 USA | ENSEAL: NSLX125C, NSLX137C, NSLX145C, NSLX125S, NSLX137S | llb | Instrumenta per perdorim kirurgjikal. | Instrumenta shumeperdorimesh
11690 | SALVADERMA MEDICAL 15% Crema, Tubo da 32g per uso topico (cod. SMC) | Optimus Pharma shpk | 11.04.2022 | Chemicst's Research SRL IT - 73020 Cavallino (LE) Frazione: Rione Castromediano - Via Leuca 13 | SALVADERMA MEDICAL 15% Crema, Tubo da 32g per uso topico (cod. SMC) | lla | Perdoret per trajtimin e djegieve siperfaqesore dhe lezioneve te ndryshme te lekures, ndihmon sherimin duke ruajtur shkallen e duhur te lageshtise ne plege. | Pajisje terapie komplementare
11691 | SARS-CoV-2 Rapid Antigen Test Nasal 9901-NCOV-03G Test device; Extraction buffer and buffer tube rack; Nozzle cap; Sterile swab; Quick reference Guide; Instructions for use; Positive and Negative controls; | Evita sh.p.k | 07.04.2022 | SD Biosensor, Inc. C-4th & 5th, 16, Deogyeong-daero, 1556beon-gil, Yeongtong-gu, Suwon-si, Gyeonggi-do 16690, KOREA | SARS-CoV-2 Rapid Antigen Test Nasal 9901-NCOV-03G Test device; Extraction buffer and buffer tube rack; Nozzle cap; Sterile swab; Quick reference Guide; Instructions for use; Positive and Negative controls; | In Vitro | Test I shpejte per detektimine sars covid ne material nasal. | Pajisje te diagnostikimit in vitro
11692 | Dr. Sigma Diamond Burs (sipas listes bashkengjitur) | Begonvil Dental shpk | 08.04.2022 | Asframa Medikal Dental Urunleri ve Ilac Sanayi Tic. AS. Molla Gurani Mah. Oguzhan Cad. Akkoyunlu Sk. No: 7/B Findikzade, FatiH/Istanbul | Dr. Sigma Diamond Burs (sipas listes bashkengjitur) | lla | Freza laboratori per dhenien e formes se dhembeve. | Pajisje dentare
11693 | MAJ-209 - single use suction valve | MSE shpk | 08.04.2022 | Olympus Medical Systems Corp. 2951 Ishikawa-cho, Hachioji-shi, Tokyo 192-8507 Japan | MAJ-209 - single use suction valve | ls | Valvul aspirimi qe perdoret ne sistemet endoskopike. | Tjeter
11694 | Suction Valve: MAJ-1443 | Mse | 08.04.2022 | OLYMPUS MEDICAL SYSTEMS CORP. 2951 Ishikawa-cho, Hachioji-shi, Tokyo 192-8507 Japan | Suction Valve: MAJ-1443 | l | Valvul aspirimi qe perdoret ne endoskopi | Tjeter
11695 | BLU GEL A FREE - solution sodium hyaluronate 0.3% and aminoacids - OSD bottle 10ml, OSD bottle 2ml | CFO PHARMA shpk | 08.04.2022 | Fidia Farmaceutici S.p.A. Via Ponte della Fabbrica, 3/A, 35031 Abano Terme (PD) - Italy | BLU GEL A FREE - solution sodium hyaluronate 0.3% and aminoacids - OSD bottle 10ml, OSD bottle 2ml | lla | Solucion oftalmik izotonikm, indikohet per hidratimin dhe lubrifikimin e siperfaqes se syrit. | Pajisje oftalmike dhe optike
11696 | Sinuscopes WA4KS400, Telescopes. 4mm, 0° | MSE sh.p.k | 08.04.2022 | Olympus Winter & Ibe GmbH Kuehnstr. 61/22045 Hamburg/ Germany | Sinuscopes WA4KS400, Telescopes. 4mm, 0° | Iia | Instrument qe perdoret per montimin optik ne ORL. | Instrumenta shumeperdorimesh
11697 | Suction Valve - MH-443 | MSE sh.p.k | 08.04.2022 | OLYMPUS MEDICAL SYSTEMS CORP. 2951 Ishikawa-cho, Hachioji-shi, Tokoy 192-8507 Japan | Suction Valve - MH-443 | I | Valvul aspirimi qe perdoret ne endoskopi. | Tjeter
11698 | Madical Dry Film | 2A Pharma | 08.04.2022 | Shenzhen Threestars Kiosk Co., Ltd. Room 284, Xiangnan Ruifeng Garden, No. 22, Guimiao Road, Xuefu Community, Nanshan Street, Nanshan District, Shenzhen, China | Madical Imaging Film: GLM-XB; GLM-XG | l | Filma te thate per radiologji, leter me shkelqim | Tjeter
11699 | In Vitro Diagnostic Medical Devices | Montal | 08.04.2022 | Beckman Coulter Inc. 250 South Kraemer Blvd. Brea California 92821, USA | In Vitro Diagnostic Medical Devices: AST - OSR6009; Cholesterol - OSR6616; Glucose - OSR6621; Urea/Urea Nitrogen - OSR6634; Creatinine - OSR6678; ALT - OSR6607 | In vitro | Reagent per diagnostikimin e problemeve ne gjak ose organe te tjera | Pajisje të diagnostikimit in vitro
11700 | Ambu® Neuroline Concentric | Fedos | 08.04.2022 | AMBU A/S, Baltorpbakken 13, DK-2750 Ballerup, Denmark | Ambu® Neuroline Concentric: 74025-30/25; 74025-45/25; 74030-35/25; 74038-45/25; 74050-45/25; 74075-65/25 | lla | Age electrode per matjen e funksionit te nervave ne gjymtyre | Pajisje një përdorimëshe
11701 | Dental Impression Trays | Eurodenta | 08.04.2022 | Premium Plus International Ltd. 1001, Yuen Long Trading Centre No. 33, Wang Yip Street West Yuen Long, Hong Kong. China | Dental Impression Trays (Basic UDI-DI: ++D838IMPRESSIONTRAYFR) (sipas listes se bashkengjitur) | l | Mbajtese instrumentash | Pajisje dentare
11702 | Dental Instruments | Dental Leader Corsi shpk | 08.04.2022 | ASA DENTAL S.p.A. Via Valenzana di Sopra,60 Bozzano - 55054 Massarosa (LU) ITALY | Dental Instruments (sipas listes se bashkengjitur) | l | Pajisje dentare te ndryshme per perdorim ne kirurgjine dentare | Pajisje dentare; Instrumenta shumeperdorimeh
11703 | Dressing Device | Dental Leader Corsi sh.p.k | 09.04.2022 | SANIPAN SRL, Via Allesandro Manzoni, 10 - 21050 Clivio, (VA) | Dressing Device: Ozosan Gel (xxx-packaging variant) | IIa | Xhel me efekt sherues te mukozes inflamatore per perdorim ne periodontologji | Pajisje dentare
11704 | Clips and Air water valve | MSE sh.p.k | 11.04.2022 | Olympus Medical Systems Corp. 2951 Ishikawa-cho, Hachioji-shi, Tokyo 192-8507 Japan | Clip: HX-610-090; Clip: HX-610-135; Long Clip: HX-610-090L; Short Clip: HX-610-090S; Short Clip: HX-610-135S; Air-Water Valve: MAJ-1444 | IIa | Instrumenta te cilet perdoren ne proceduren e endoskopise gastrointenstinale, Valvuj uje-ajer per shpelarjen emukozave me ane te futjes se ujit | Pajisje nj perdorimeshe
11705 | Articulating Paper | Eurodenta | 11.04.2022 | INTERDENT d.o.o Operkarniska cesta 26, SI - 3000 Celje Slovenia | Articulating Paper: REF 0100; REF 0101; REF 0102; REF 0103; REF 1001; REF 1002 (BASIC UDI-DI: ++D058ARTICULPAPER1DC) | l | Leter artikulacioni | Pajisje dentare
11706 | Trocar Systems Endoscopic Instruments and Accessories | O.E.S Distrimed | 11.04.2022 | Covidien IIc, 15 Hampshire Street, Mansfield MA 02048, USA | Trocar Systems Endoscopic Instruments and Accessories (sipas listes se bashkengjitur) | lla | Aksesore dhe instrumenta per endoskopi | Pajisje një përdorimëshe
11707 | AutoCAT®2 Intra-Aortic Ballon Pump | Biometric Albania | 11.04.2022 | Arrow International LLC Subsidiary of Teleflex Incorporated 3015 Carrington Mill.Blvd. Morrisville North Carolina 27560 USA | AutoCAT®2 Intra-Aortic Ballon Pump (sipas listes se bashkengjitur) | llb | Pompe e balonit intra-aortic | Pajisje një përdorimëshe; Produkte per institucion te kujdesit shendetesor
11708 | Sarns™ Level Sensor Pads: 195240 | Biometric Albania | 11.04.2022 | Terumo Cardiovascular System Corporation 6200 Jackson Road Ann Arbor, Michigan, 48103 USA | Sarns™ Level Sensor Pads: 195240 | l | Aksesore I pajisjes zemer-mushkri qe sherben per percimin e vlerave te nivelit te gjakut venoz | Pajisje një përdorimëshe; Produkte per institucion te kujdesit shendetesor
11709 | Pluhur porcelani | Bengovil Dental sh.p.k | 11.04.2022 | Asfarma Medikal Dental Ürünleri ve. Ilaç Sanayi Ticaret A.Ş. Instanbul Şubesi, Molla Gürani Mahallesi, Oğuzhan Caddesi, Akkoyunlu Sokak, No: 7/B, Findikzade, Fatih, Instanbul, Turkey | Dental Ceramics (sipas listës bashkëngjitur) | IIa | Pluhur porcelani qe peroret per metal dhe zirkon | Pajisje dentare
11710 | Rapid SARS-CoV-2 Antigent Test | Intermed sh.p.k | 11.04.2022 | InTec Products, Inc. 332, Xinguang Road, Xinyang Industrial Area, Haicang 361022 Xiamen, Fujian - China | Rapid SARS-CoV-2 Antigent Test: ITP1610-TC 25; ITP1610-TC5; ITP1610-TC1 | In Vitro | Testi i shpejte i antigjenit Sars-Cov 2 per zbulimin cilesor te antigjeneve ne mostra nazofaringeale | Pajisje te diagnostikimit in vitro
11711 | Innovag vaginal ovules | Partners Pharma sh.p.k | 11.04.2022 | EKUBERG Pharma S.r.l. Via Tito Schipa, 6-73020 Carpignano Salentino (LE) Italy | Innovag vaginal ovules | Iia | Obula vaginale me veprim mbrojtes, rigjenerues dhe qetesues. | Tjeter
11712 | Pajisje dentare | Eurodenta sh.p.k. | 11.04.2022 | Premium Plus International Ltd. 1001, Yuen Long Trading Centre No.33, Wang Yip Street West Yuen Long, N.T. Hong Kong | Applicators (sipas listës bashkëngjitur) | I | Maja dhe furca aplikatore | Pajisje dentare
11713 | Base Plate` | Eurodenta sh.p.k. | 11.04.2022 | Interdent d.o.o. Openkarniska cesta 26, 3000 Celje Slovenia | BASE PLATES: 0708; 7083; 7084; 0710; 7085; 7086 (UDI-DI ++D058BASEPLATES122 | I | Material mase per kafshi | Pajisje dentare
11714 | Dialisan CVVHD BG2D: 115074 | Incomed shpk | 11.04.2022 | Bieffe Medital SpA Via Stelvio, 94 Sondalo (SO) 23035 Italy | Dialisan CVVHD BG2D: 115074 | llb | Tretesire qe pershkruhet ne rasitn e insuficiences renale kronike. | Pajisje terapie komplementare
11715 | BIO-GEN® | Dental Leader Corsi sh.p.k | 11.04.2022 | BIOTECK S.p.a. Via E. Fermi, 49-360057 Arcugnano (VI) Italy | BIO-GEN® | III | Zevendesues kockor I implantueshem qe perdoret ne kirurgjine rigjeneruese. | Pajisje dentare
11716 | Endo Instrument Measures | Eurodenta | 13.04.2022 | Premium Plus International Limited Flat 1001, Yuen Long Trading Center No. 33, Wang Yip Street West Yuen Long, Hong Kong China | Endo Instrument Measures: Endo holders with measure: 1180, 088; Endo Measuring Block: 4888, 10005; Endo Ruler: 4899, 4898 | l | Instrumenta mates | Pajisje dentare
11717 | MICOSTOP | Italmed- Distribution sh.p.k | 11.04.2022 | Farma Derma S.r.l. Via dell'Artigiano, 6-8-40010 Sala Bolognese (BO) ITALIA | MICOSTOP vaginal ovules, non sterile: 76YZ | IIa | Ovula vaginale me perberje glicceride gjysem sisntetike, acid borik, vitamine E etj qe perdoret si trajtim ndihmes per vaginitet mykotike | Tjeter
11718 | Sterilisation Containers - Endo Dispensers: 2800, Bur/Endo Organizers: 4812 | EURODENTA shpk | 12.04.2022 | Premium Plus International Ltd. 1001, Yuen Long Trading Centre, No. 33, Wang Yip Street West, Yuen Long, N.T., Hong Kong | Sterilisation Containers - Endo Dispensers: 2800, Bur/Endo Organizers: 4812 | l | Mbajtes per sterilizim. | Pajisje dentare
11719 | BIOCOLLAGEN® | Dental Leader - Corsi shpk | 12.04.2022 | Bioteck S.p.A. Via E. Fermi, 49 - 36057 Arcugnano (VI) - Italy | BIOCOLLAGEN® | lll | Kolagjen jo antigjenik i implantueshem per perdorim ne kirurgji rigjeneruese. | Pajisje te implantueshme jo aktive
11720 | Spectra Optia IDL Set: 10310; 12320; Spectra Optia BMP Accessory: 11300; | Euromed sh.p.k | 14.04.2022 | Terumo BCT Inc, 10811 West Collins Avenue, Lakewood, Colorado, 80215, USA | Spectra Optia IDL Set: 10310; 12320; Spectra Optia BMP Accessory: 11300; | IIb | Set per perpunimin e materialit nga palca kurrizore per rruazat e bardha. | Tjeter
11721 | Water Bath Additive - 9D29-20 | Pegasus | 13.04.2022 | Abbott Laboratories 1915 Hurd Drive, Irving, Texas 75038, USA | Water Bath Additive - 9D29-20 | In Vitro | Solucion per mirembajtje instrumenti | Pajisje të diagnostikimit in vitro
11722 | Alkaline Wash - 9D31-20 | Pegasus | 13.04.2022 | Abbott Laboratories 1915 Hurd Drive, Irving, Texas 75038, USA | Alkaline Wash - 9D31-20 | In Vitro | Solucion per mirembajtje instrumenti | Pajisje të diagnostikimit in vitro
11723 | X-Ray Film Holders - Bite Wing Loops: 2011, 2012; X-Ray Fil Holder: 1188 | EURODENTA shpk | 13.04.2022 | Premium Plus International Ltd. 1001, Yuen Long Trading Centre, No. 33, Wang Yip Street West, Yuen Long, N.T., Hong Kong | X-Ray Film Holders - Bite Wing Loops: 2011, 2012; X-Ray Fil Holder: 1188 | l | Instrumenta dhe askesore te ndrydhem dentar. | Pajisje dentare
11724 | Intensive Care Ventilator | Mse | 12.04.2022 | Dräger Medical AG & Co. KG Moislinger Allee 53-55 23542 Lübeck Germany | Intensive Care Ventilator: Evita XL; Evita XL Neo | llb | Pajisje per aspirim te pacientit | Tjeter
11725 | TrailBlazer™ Support Catheter: SC-014-135, SC-014-150, SC-018-090, SC-018-135, SC-018-150, SC-035-065, SC-035-090, SC-035-135, SC-035-150 | O.E.S DISTRIMED shpk | 13.04.2022 | ev3, Inc. 4600 Nathan Lane North, Plymouth, MN 55442, USA | TrailBlazer™ Support Catheter: SC-014-135, SC-014-150, SC-018-090, SC-018-135, SC-018-150, SC-035-065, SC-035-090, SC-035-135, SC-035-150 | lla | Suport per kateter mjekesor. | Pajisje nje perdorimeshe
11726 | Single use Air-Water, Suction & Biopsy valve kit - MAJ-2287 | MSE sh.p.k | 14.04.2022 | OLYMPUS MEDICAL SYSTEMS CORP. 2951 Ishikawa-cho, Hachioji-shi, Tokoy 192-8507 Japan | Single use Air-Water, Suction & Biopsy valve kit - MAJ-2287 | Iia | Valvul uje ajer thithese dhe biopsie qe perdoret ne procedura endoskopike per shperlarjen dhe heqjen e mukozave nga pacienti. | Pajisje nje perdorimeshe
11727 | White Cap Set | MSE sh.p.k | 12.04.2022 | Olympus Medical Systems Corp. 2951 Ishikawa-cho, Hachioji-shi, Tokyo 192-8507 Japan | White Cap Set: MH-154 (UDI-DI 04953170425356) | I | Shtojce per balancimin e bardhesise ne scope | Tjeter
11728 | Perinatological Bag | Biometric Albania sh.p.k | 12.04.2022 | EGO Zlin, spol. S r.o. U Pekárny 438, 736 14 Zlin - Štipa, Czech Republic | Perinatological Bag: EV-10; EV-10S (UDI-DI 859420647F11EPV89) | I | Pajisje per transportin e te porsalindurit | Instrumenta shume perdorimeshe
11729 | System Calibrator: 66300; Control Serum 1: ODC0003; Control Serum 2: ODC0004 | MONTAL shpk | 12.04.2022 | Beckman Coulter Ireland Inc. Lismeehan, O'Callaghan's Mills, Co. Clare, Ireland | System Calibrator: 66300; Control Serum 1: ODC0003; Control Serum 2: ODC0004 | In Vitro | Reagente kimike qe sherbejne per te diagnostikuar ose monitoruar problemet ne gjak ose ne organet e tjera te trupit. | Pajisje te diagnostikimit in vitro
11730 | HDL Cholesterol Calibrator: ODC0011; HDL Cholesterol: OSR6287 | MONTAL shpk | 12.04.2022 | Beckman Coulter Ireland Inc. Lismeehan, O'Callaghan's Mills, Co. Clare, Ireland | HDL Cholesterol Calibrator: ODC0011; HDL Cholesterol: OSR6287 | In Vitro | Reagente kimike qe sherbejne per te diagnostikuar ose monitoruar problemet ne gjak ose ne organet e tjera te trupit. | Pajisje te diagnostikimit in vitro
11731 | CYTO-STAT tetraCHROME CD45-FITC/CD56-RD1/CD19-ECD/CD3-PC5: 6607073 | MONTAL shpk | 12.04.2022 | Beckman Coulter, Inc. 2505. Kraemer Blvd., Brea, CA 92821, USA | CYTO-STAT tetraCHROME CD45-FITC/CD56-RD1/CD19-ECD/CD3-PC5: 6607073 | In Vitro | Reagente kimike qe sherbejne per te diagnostikuar ose monitoruar problemet ne gjak ose ne organet e tjera te trupit. | Pajisje te diagnostikimit in vitro
11732 | Best-Cord NANO, Hydrocal 10g | Eurodenta sh.p.k | 13.04.2022 | Przedsiebiorstwo Produkcyjno-Handlowe CERKAMED Wojciech Pawlowski ul.Kwiatkowskiego 1, 37-450 Stalowa Wola, POLONI | Best-Cord NANO, Hydrocal 10g | Iia | Fill dentar per retraksion dhe hemostatik te indive te gingivave, material mbushes provizor te kavitetit dhe kanaleve te rrenjeve dhe trajtues te pulpes | Pajisje dentare
11733 | Protecta™ XT CRT-D - D354TRM; Protecta™ CRT-D - D364TRM; Protecta™ XT DR - D354DRM; Protecta™DR - D364DRM; Protecta™XT VR - D354VRM; Protecta™ VR - D364VRM; | O.E.S Distrimed sh.p.k | 13.04.2022 | Medtronic Inc. 710 Medtronic Parkway Minneapolis MN 55432 USA | Protecta™ XT CRT-D - D354TRM; Protecta™ CRT-D - D364TRM; Protecta™ XT DR - D354DRM; Protecta™DR - D364DRM; Protecta™XT VR - D354VRM; Protecta™ VR - D364VRM; | Te implantueshme aktive | Elektroda per rregullimin e ritmit endokardial. | Pajisje te implantueshme aktive
11734 | Leakage Tester: MB-155 (UDI-DI: 04953170424625) | MSE shpk | 14.04.2022 | Olympus Medical Systems Corp. 2951 Ishikawa-cho, Hachioji-shi, Tokyo 192-8507 Japan | Leakage Tester: MB-155 (UDI-DI: 04953170424625) | l | Detektues i rrjedhjeve te ujit ne Scope. | Instrumenta shumeperdorimesh
11735 | WM-NP3 Workstation (sipas listes bashkengjitur) | MSE shpk | 14.04.2022 | KeyMed (Medical and Industrial Equipment) Ltd. KeyMed House Stock Road, Southand -on-Sea, SS2 5 QH, United Kingdom | WM-NP3 Workstation (sipas listes bashkengjitur) | l | Platforme mbajtese per pajisje dhe aksesore. | Tjeter
11736 | Intra-aortic Balloon Catheter | Biometric Albania sh.p.k | 14.04.2022 | Arrow International LLC Subsidiary of Teleflex Incorporated, 3015 Carrington Mill Blvd. Morrisville, North Carolina, 27560 USA | Intra-aortic Balloon Catheter Kits (sipas listës bashkëngjitur) | III | Kit kateter balonit intra aortik | Pajisje nje perdorimeshe
11737 | Cerotti Callifughi: C02877 - Noksan cerotti callifughi da ritagliare; C02878 - Noksan cerotti callifughi con paracalli; C02879 - Noksan dischetti con paracalli ovali; C02880 - Noksan dischetti cerotti callifughi callifughi con paraduroni; C02881 - Noksan dischetti cerotti callifughi callifughi con paracalli infradito; | Farmatech sh.p.k | 14.04.2022 | Montefarmaco OTC S.p.a Via IV NOVEMBRE 92 - 20021 Bollate Italy | Cerotti Callifughi: C02877 - Noksan cerotti callifughi da ritagliare; C02878 - Noksan cerotti callifughi con paracalli; C02879 - Noksan dischetti con paracalli ovali; C02880 - Noksan dischetti cerotti callifughi callifughi con paraduroni; C02881 - Noksan dischetti cerotti callifughi callifughi con paracalli infradito; | Iia | Ankeplast kunder kallove. | Tjeter
11738 | Callifugo: Nok San Callifugo Liquido; Nok San Pomata Callifuga | Farmatech sh.p.k | 14.04.2022 | Montefarmaco OTC S.p.a Via IV NOVEMBRE 92 - 20021 Bollate Italy | Callifugo: Nok San Callifugo Liquido; Nok San Pomata Callifuga | Iia | Likuid per heqjen e kallove. | Tjeter
11739 | Detergent A 1J72-20 | Pegasus sh.p.k | 15.04.2022 | Abott Laboratories 1915 Hurd Drive, Irving, Texas 75038, USA | Detergent A - 1J72-20 | In Vitro | Solucion per mirmbajtjen e instrumentit Architect. | Pajisje te diagnostikimit in vitro
11740 | Auto Refkeratometer RC-800 | Pegasus sh.p.k | 15.04.2022 | TOMEY CORPORATION 2-11-33 Noritakeshinmachi, Nishi-ku, Nagoya Japan | Auto Refkeratometer RC-800 | Iia | Instrument qe perdoret gjate nje ekzaminimi te syrit. | Pajisje oftalmike dhe optike
11741 | HSV-1 IgG Reagent Kit: 4W21-25; 4W21-35; HSV-1 IgG Calibrator Kit 4W21-01; HSV-1 IgG Controls Kit 4W21-10; | Pegasus sh.p.k | 15.04.2022 | Abbot ireland Diagnostics Division, Finisklin Bussiness park, Sligo, ireland | HSV-1 IgG Reagent Kit: 4W21-25; 4W21-35; HSV-1 IgG Calibrator Kit 4W21-01; HSV-1 IgG Controls Kit 4W21-10; | In Vitro | Imunoanalize qe sherben per percaktimin sasior te antitrupave IgG te prodhuar kunder herpes simplex ne serumin njerezor. | Pajisje te diagnostikimit in vitro
11742 | Sterile gauze swabs | Farmatech sh.p.k | 15.04.2022 | Fomed Industries INC. Add: 20 Han Sha Road, Houhu District, Qian Jiang CityHubei province, P.R. China | Sterile Gauze swabs (5~90)* (5~90)* (4~64)ply without X-ray, white, blue, green | Is | Garza sterile pambuku | Tjeter
11743 | CAPIOX FX - Extra-corporeal Membrane Oxygenator (sipas listes bashkengjitur) | Biometric Albania shpk | 15.04.2022 | Terumo Corporation 44-1, 2-chome, Hatagaya, Shibuya-Ku, Tokyo 151-0072, Japan | CAPIOX FX - Extra-corporeal Membrane Oxygenator (sipas listes bashkengjitur) | lla | Oxigjenator per perdorim ne kardiokirurgji. | Produkte per institucione te kujdesit shendetesor
11744 | T-SEAL III: T3828 (0735011599015) | Euromed shpk | 15.04.2022 | Conroy Medical AB, Valhallavägen 1, 194 63 Upplands Väsby, Sweden | T-SEAL III: T3828 (0735011599015) | l | Pajisje kompakte per mbylljen e tubave te qeseve te gjakut. | Tjeter
11745 | Intraoral Dental X-ray film | Eurodenta sh.p.k. | 15.04.2022 | SKYDENT a.s. Hllavná 21, Skycov 951 85, Slovak Republic | Intraoral Dental X-ray film: SKYDENT- D, E, F; DENTIX- D, E ,F. | IIa | Filma intraoral dentar | Pajisje dentare
11746 | Protective Hanheld Light Shield: 063 (UDI-DI: ++D838LIGHTSHIELDRR) | EURODENTA shpk | 15.04.2022 | Premium Plus International Ltd. 1001, Yuen Long Trading Centre, No. 33, Wang Yip Street West, Yuen Long, N.T., Hong Kong | Protective Hanheld Light Shield: 063 (UDI-DI: ++D838LIGHTSHIELDRR) | l | Flete skafandre. | Tjeter
11747 | HSV-1 IgG Reagent Kit: 4U59-25 (1x100 tests), 4U59-35 (1x500 tests); HSV-1 IgG Calibrator Kit: 4U59-01; HSV-1 IgG Controls Kit: 4U59-10 | PEGASUS shpk | 15.04.2022 | Abbott Ireland Diagnostics Division Finisklin Buisness Park, Sligo, Ireland | HSV-1 IgG Reagent Kit: 4U59-25 (1x100 tests), 4U59-35 (1x500 tests); HSV-1 IgG Calibrator Kit: 4U59-01; HSV-1 IgG Controls Kit: 4U59-10 | In Vitro | Reagente, kalibratore dhe kontrolle per percaktimin sasior te antitrupave IgG te prodhuara kunder virusit herpes simplex | Pajisje te diagnostikimit in vitro
11748 | HSV-2 IgG Reagent Kit: 4U60-25 (1x100 tests), 4U60-35 (1x500 tests); HSV-2 IgG Calibrator Kit: 4U60-01; HSV-2 IgG Controls Kit: 4U60-10 | PEGASUS shpk | 15.04.2022 | Abbott Ireland Diagnostics Division Finisklin Buisness Park, Sligo, Ireland | HSV-2 IgG Reagent Kit: 4U60-25 (1x100 tests), 4U60-35 (1x500 tests); HSV-2 IgG Calibrator Kit: 4U60-01; HSV-2 IgG Controls Kit: 4U60-10 | In Vitro | Reagente, kalibratore dhe kontrolle per percaktimin sasior te antitrupave IgG te prodhuara kunder virusit herpes simplex | Pajisje te diagnostikimit in vitro
11749 | HSV-1 IgG Reagent Kit: 4W20-25 (2x100 tests), 4W20-35 (2x500 tests); HSV-1 IgG Calibrator Kit: 4W20-01; HSV-1 IgG Controls Kit: 4W20-10 | PEGASUS shpk | 15.04.2022 | Abbott Ireland Diagnostics Division Finisklin Buisness Park, Sligo, Ireland | HSV-1 IgG Reagent Kit: 4W20-25 (2x100 tests), 4W20-35 (2x500 tests); HSV-1 IgG Calibrator Kit: 4W20-01; HSV-1 IgG Controls Kit: 4W20-10 | In Vitro | Reagente, kalibratore dhe kontrolle per percaktimin sasior te antitrupave IgG te prodhuara kunder virusit herpes simplex | Pajisje te diagnostikimit in vitro
11750 | Detergent B | Pegasus sh.p.k | 15.04.2022 | Abbott Laboratories 1915 Hurd Drive. Irving. TX 75038, USA | Detergent B: 2J94-22 | In vitro | Eshte solucion per mirembajtjen e instrumentitt Architect | Pajisje te diagnostikimit in vitro
11751 | Acid Wash | Pegasus sh.p.k | 15.04.2022 | Abbott Laboratories 1915 Hurd Drive. Irving. TX 75038, USA | Acid Wash: 6K01-20 | In vitro | Eshte solucion per mirembajtjen e instrumentitt Architect | Pajisje te diagnostikimit in vitro
11752 | Dental Impression Material | Primary Dental sh.p.k | 15.04.2022 | DMP Dental Industry S.A., Kalyvion Avenue, Markopoulo Industrial Zone, Attiki 19003, Greece | Dental Impression Material (Sipas listes bashkengjitur) | I | Material silikoni per marrjen e masave ne goje . | Pajisje dentare
11753 | Sterile Non woven swabs | Farmatech sh.p.k | 19.04.2022 | Fomed Industries INC. 20 Han Sha Road, Houhu District, Qianjiang City, Hubei province, P.R. China | Sterile Non woven swabs | ls | Garza sterile stof | Tjeter
11754 | Dental Implants | Gremi Clinic | 19.04.2022 | Biomec s.r.l. Via Nazionale Nord 21/A - 23823 Colico (LC), Italy | Dental Implants (sipas listes se bashkengjitur) | llb | Implante dentare vidhues dhe freze e graduar | Pajisje dentare
11755 | GC FUJI PLUS | Eurodenta | 19.04.2022 | GC EUROPE N.V. Research Park Interleuvenlaan 33 B-3001 Leuven Belgium | GC FUJI PLUS (sipas listes se bashkengjitur) | lla | Cemente rezinose me baze uji | Pajisje dentare
11756 | Ortho Workstation | Swissmed | 19.04.2022 | Ortho-Clinical Diagnostics Felindre Meadows Pencoed, Bridgend CF35 5PZ United Kingdom | Ortho Workstation - 6904629 | In vitro | Pajisje per testimin e gjakut | Pajisje të diagnostikimit in vitro; Pajisje laboratori
11757 | ROLLER 20 - SI R20-PN | Genius | 19.04.2022 | Alifax S.r.l. Via Petrarca 2/1 35020 Polverara (PD), Italy | Automatic Analyzer For Erythrocyte Sedimentation Rate (ESR) determination: ROLLER 20 - SI R20-PN | In vitro | Autoanalizator automatik in vitro, diagnostifikues IVD per percaktimin e normes se eritrociteve ne sediment | Pajisje të diagnostikimit in vitro
11758 | Mersilene Tape | Evita sh.p.k | 19.04.2022 | Ethicon, LLC 475 C Street Los Frailes Industrial Park Suite 401, Guaynabo Puerto Rico 00969 USA | MERSILENE™ Tape: RS21U, RS22U, RS2IG; RS22G; RS23G | IIb | Shirita per qepje kirurgjikale me perberje poliester | Pajisje nje perdorimeshe
11759 | Fluoride Trays | Eurodenta sh.p.k | 19.04.2022 | Premium Plus International Limited Flat 1001, Yuen Long Trading Center No. 33, Wang Yip Street West Yuen Long, Hong Kong China | Fluoride Trays (UDI-DI ++D838FLUORIDETRAYVT) : Fluoride Trays Double Arch 7800; Fluoride Trays Double Arch 7801 | I | Tabaka mbajtese | Pajisje dentare
11760 | Latex Control | Genius sh.p.k | 19.04.2022 | ALIFAX S.r.l. via Petrarca 2/1 35020 POLVERARA (PD) Italy | LATEX CONTROL: SI 305.100-A / SI 305.102-A (6 Tests); SI 305.300-A / SI 305.302-A (30 Tests) | In Vitro | Reagent in vitro per kryerjen e kontrollit te cilesise | Tjeter
11761 | Automatic Biochenmistry Autoanalyzer | Genius sh.p.k | 19.04.2022 | Shenzen New industries Biomedical Engineering Co., Ltd. No.23, Jinxiu East Road, Pingshan District, 518122 Shenzen, P.R. China | Automatic Biochenmistry Autoanalyzer: BC1200 - 63000002; Biossays 240- 63000043; Biossays 240 Plus - 63000040;. | In Vitro | Autoanalizator biokimik in vitro qe sherben per kryerjen e analizave te ndryshme biokimike | Tjeter
11762 | Biochemistry Diagnostic Kits | Genius | 19.04.2022 | Shenzhen New Industries Biomedical Engineering Co., Ltd. No.23, Jinxiu East Road, Pingshan District, 518122 Shenzhen, P.R.China | Biochemistry Diagnostic Kits (sipas listes se bashkengjitur) | In vitro | Reagent per kryerjen e analizave te ndryshme biokimike | Pajisje të diagnostikimit in vitro
11763 | Dental Needle | Primary Dental sh.p.k | 20.04.2022 | MCTBIO 46, Chobu-ro, Mohyeon-myeon, Cheoin-gu, Yongin-si, Gyeonggi-do, Korea | Dental Needle: STAR JET, M JET (Sipas listes bashkengjitur) | Iia | Age dentare per anestezi lokale | Pajisje dentare
11764 | Sterile Disposable Drapes | Evita sh.p.k | 20.04.2022 | Medcare Saglik Urunleri Sanayi ve Ticaret A.S. Fatih Mah. Camlik Cad No:54, 35414 Gaziemir Izmir/Turkiye | Sterile Disposable Drapes; Sterile Disposable Gowns; Sterile Disposable Drapes Packs; Sterile Disposable Equipment Covers (Sipas listes bashkengjitur) | Is | Veshje kirurgjikale nje perdorimeshe jo sterile | Pajisje nje perdorimeshe
11765 | Reagent In vitro | Genius sh.p.k | 20.04.2022 | AMS S.r.l, Via E. Barsanti, 17/A, Via E.Barsanti - 00012 Guidonia (RM), Italy | Clinical Chemistry (Sipas listes bashkengjitur) | In Vitro | Reagente in vitro per analiza te ndryshme biokimie | Pajisje te diagnostikimit in vitro
11766 | NITRILE EXAMINATION GLOVES POWDER FREE | 2A Pharma | 20.04.2022 | Top Glove Sdn. Bhd. Lot 4969, Jalan Teratai Batu 6, Off Jalan Meru, 41050 Klang, Selangor D. E., MALAYSIA | Nitrile Examination Gloves: Powder free (XS, S, M, L, XL) 955100433230AR | I | Doreza ekzaminimi ntrile pa puder | Pajisje nje perdorimeshe
11767 | Absorbent cottom gauze roll | Montal sh.p.k | 20.04.2022 | Shanghai Channelmed Import&Export Co., Ltd Room 1402,No.707 of Zhangyang Road 200120 Shanghai People's Republic of China | Absorbent cottom gauze roll | I | Jane materiale mjekimi qe sherbejne per izolimin e zones se demtuar te lekures | Pajisje nje perdorimeshe
11768 | TufTex Embolectomy Catheter | Biometric Albania | 20.04.2022 | LeMaitre Vascular, Inc. 63 Second Avenue Burlington, MA 01803 U.S.A | TufTex Embolectomy Catheter (sipas listes se bashkengjitur) | lla | Kateter embolektomie per kirurgjine vaskulare | Pajisje nje perdorimeshe; Produkte per institucione te kujdesit shendetesor
11769 | Alloys and Ceramics for dental use | Advantage Dental | 20.04.2022 | The Argen Corporation, 5855 Oberlin Drive, San Giego, Ca 92121, USA | Alloys and Ceramics for dental use (sipas listes se bashkengjitur) | lla | Metal, zirkon per krijim forma dhembi | Pajisje dentare
11770 | Reagents for in vitro diagnostic | Genius sh.p.k | 21.04.2022 | Demeditec Diagnostics GmbH Lise-Meitner-Strabe 2 24145 Kiel Germany | Reagents for in vitro diagnostic (sipas listes bashkengjitur) | In Vitro | Reagente IVD, in vitro. Sherbejne per kryerjen e analizave te ndryshme imunologjike nepermjet metodes Elisa, RIA, IRMA dhe teste te shpejta | Pajisje te diagnostikimit in vitro
11771 | ROLLER 20 - Ref: SI R20-LC | Genius sh.p.k | 21.04.2022 | ALIFAX S.r.l. via petrarca 2/1 35020 POLVERARA (PD) ITALY | ROLLER 20 - Ref: SI R20-LC | In Vitro | Autoanalizator automatik in vitro, diagnostifikues IVD per percaktimin e normes se eritrociteve ne sediment. | Pajisje te diagnostikimit in vitro
11772 | Sterilisation Packaging: Sterilisation Pouches- 6001, 6003,3005,6007, 6009, 6011, 6015; Sterilisation Rolls- 6052, 6053, 6054; | Eurodenta sh.p.k | 21.04.2022 | PREMIUM PLUS INTERNATIONAL LIMITED Flat 1001, Yuen Long trading Centre No.33, Wang Yip Street west Yuen Long HONG KONG, Kine | Sterilisation Packaging: Sterilisation Pouches- 6001, 6003,3005,6007, 6009, 6011, 6015; Sterilisation Rolls- 6052, 6053, 6054; | I | Paketime sterilisuese | Pajisje dentare
11773 | Surgical unit ImplantMed, Surgical unit Piezomed,Piezomed Instruments-Set, Surgical Instruments for Piezomed, Handpiece Contra- Angle Surgery, Surgical Unit,Surgical unit, Elcomed, Surgical unit AMADEO, Surgical Instruments Handpiece , Contra-Angle, Saw Handpiece, Screwdriver angeled, Table Top Control (sipas listes se bashkengjitur) | Advantage Dental | 21.04.2022 | W&H Dentalerk Bürmoos GmbH Ignaz-glaser-Straẞe 53 A-5111 Bümoos, Austria | Surgical unit ImplantMed, Surgical unit Piezomed,Piezomed Instruments-Set, Surgical Instruments for Piezomed, Handpiece Contra- Angle Surgery, Surgical Unit,Surgical unit, Elcomed, Surgical unit AMADEO, Surgical Instruments Handpiece , Contra-Angle, Saw Handpiece, Screwdriver angeled, Table Top Control (sipas listes se bashkengjitur) | lla | Aparatura per vendosje implante dentare, aparatura per kirurgji dentare | Pajisje dentare
11774 | ORTHO Optix™ Reader - 6842223 | Swissmed sh.p.k | 21.04.2022 | Ortho-Clinical Diagnostics felindre Meadows Pencoed Bridgend CF35 5PZ United Kingdom | ORTHO Optix™ Reader - 6842223 | In Vitro | Aparat per testimin e gjakut. | Pajisje te diagnostikimit in vitro
11775 | Latex Examination Gloves Powdered: XS,S,M,L,XL | 2A Pharma sh.p.k | 21.04.2022 | Top Glove SDN. BHD. Lot 4969, Jalan teratai, Batu 6, Off jalan Meru, 41050 Klang, Selangor D.E, Malaysia | Latex Examination Gloves Powdered: XS,S,M,L,XL | I | Doreza lateksi. | Tjeter
11776 | CSF Flow Control Shunt Kits and Assemblies, External Drainage and Monitoring Systems, Neuroendoscope Kits | O.E.S Distrimed | 21.04.2022 | Medtronic Inc. 710 Medtronic Parkway NE Minneapolis MN 55432 USA | CSF Flow Control Shunt Kits and Assemblies, External Drainage and Monitoring Systems, Neuroendoscope Kits (sipas listes se bashkengjitur) | Sistem ose pakete proceduriale | Pako dhe kite shunt per kontrollin e fluksit CSF sisteme monitorimi dhe genazhi te jashtem, Kite neuroendoskopike | Pajisje një përdorimëshe
11777 | Sterile Latex Surgical Gloves Powdered | Florifarma | 22.04.2022 | TG Medical SDN. BHD Lot 5091, Jalan Teratai, Batu 5, Off Jalan Meru, 41050 Klang Selangor D.E. Malaysia | Sterile Latex Surgical Gloves Powdered | lla | Doreza Sterile ekzaminimi me puder | Pajisje një përdorimëshe; Produkte per institucion te kujdesit shendetesor; Pajisje laboratori
11778 | Artelac Splash EDO | Gen-Albfarma sh.p.k | 21.04.2022 | Dr. Gerhard Mann chem.-pharm. Fabrik GmbH, Brunsbütteler Damm 65/173, 13581 Berlin, Germany | Artelac Splash EDO | IIb | Eshte nje solucion per syte qe permban hipromeloze e cila vepron si lubrifikant per te trajtuar simptomat e syrit te thate. Eshte nje solucion qetesues | Pajisje oftalmike dhe optike
11779 | Artelac Splash MDO | Gen-Albfarma sh.p.k | 21.04.2022 | Dr. Gerhard Mann chem.-pharm. Fabrik GmbH, Brunsbütteler Damm 65/173, 13581 Berlin, Germany | Artelac Splash MDO | IIb | Eshte nje solucion per syte qe permban hipromeloze e cila vepron si lubrifikant per te trajtuar simptomat e syrit te thate. Eshte nje solucion qetesues | Pajisje oftalmike dhe optike
11780 | LISS/Coombs (Ref: 004014; 004017) - 50531; Coombs Anti-IgG (ref: 004024; 004027) - 50540; ID-DiaPanel (ref: 004114) - 45161; ID-DiaCell l-ll-lll (ref: 004310) - 45184; ID-Card Fyᵅ/FYꚝ (ref; 006110) - 51270; ID-Antigen Profile ll (ref: 008610) - 50380; ID-Antigen Profile lll (ref: 008701) - 50390; ID-Antigen Profile lll (ID-Testsera Anti-M, -N, -S, -s, -Fyᵅ, -FYꚝ 6x1.4ml) (ref: 008711) - 45140; ID-DiaCell Pool (ref: 003631) - 06070 | Diahem | 21.04.2022 | Diamed GmbH Pra Rond 23 1785 Cressier FR, Switzerland | LISS/Coombs (Ref: 004014; 004017) - 50531; Coombs Anti-IgG (ref: 004024; 004027) - 50540; ID-DiaPanel (ref: 004114) - 45161; ID-DiaCell l-ll-lll (ref: 004310) - 45184; ID-Card Fyᵅ/FYꚝ (ref; 006110) - 51270; ID-Antigen Profile ll (ref: 008610) - 50380; ID-Antigen Profile lll (ref: 008701) - 50390; ID-Antigen Profile lll (ID-Testsera Anti-M, -N, -S, -s, -Fyᵅ, -FYꚝ 6x1.4ml) (ref: 008711) - 45140; ID-DiaCell Pool (ref: 003631) - 06070 | In vitro | Reagente per grupimin e gjakut | Pajisje të diagnostikimit in vitro
11781 | Mölnlycke® Procedure Trays | O.E.S Distrimed | 21.04.2022 | Mölnlycke Health Care AB Gamlestradsvägen 3C Box 13080 SE-402 52 Göteborg, Sweden | Mölnlycke® Procedure Trays (sipas listes se bashkengjitur) | Sistem ose pakete proceduriale | Sete, pako proceduriale kirurgjikale perdorim ne salle | Pajisje një përdorimëshe
11782 | Beckflush Handpiece Brush Tip 23 G- S.9.3011.23; Beckflush Handpiece Blunt Tip 23 G- S.9.3012.23; Dual Bore Cannula 20G - S9.4113.20; Dual Bore Cannula 20G - S9.4113.23; | GEN-ALB FARMA Sh.p.k | 22.04.2022 | France Chirurgie Instrumentation Sas (FCI S.A.S) 20-22, rue Louis Armand 75015 Paris, France | Beckflush Handpiece Brush Tip 23 G- S.9.3011.23; Beckflush Handpiece Blunt Tip 23 G- S.9.3012.23; Dual Bore Cannula 20G - S9.4113.20; Dual Bore Cannula 20G - S9.4113.23; | Iia | Instrumenta qe sherbejne gjate nderhyrjeve ne sy. | Pajisje nje perdorimeshe
11783 | Painless Plug or Snug Plug - S2.4002; Painless Plug or Snug Plug - S2.4001; | GEN-ALB FARMA Sh.p.k | 22.04.2022 | France Chirurgie Instrumentation Sas (FCI S.A.S) 20-22, rue Louis Armand 75015 Paris, France | Painless Plug or Snug Plug - S2.4002; Painless Plug or Snug Plug - S2.4001; | Iib | Pajisje sterile e futur në një hapje te lacrimal punctum për të parandaluar daljen e lotëve te pacientët me sy të thatë. Kjo është një pajisje me përdorim të vetëm. | Pajisje nje perdorimeshe
11784 | Pajisje dentare | Advantage Dental sh.p.k | 22.04.2022 | W&H Dentalwerk Bürmoos GmbH, Ignaz-Glaser-Strasse 53, A-5111 Bürmoos, Austria | HANDPIECE CONTRA ANGLE, ROTO QUICK COUPLING, TURBINES, TURBINE HANDPIECE, CONTRA ANGLE HANDPIECE, HANDPIECE AND CONTRA ANGLE, CONTRA ANGLE FOR ENDODONTICS, HANDPIECE AND CONTRA ANGLE (Sipas listes bashkengjitur) | Iia | Pajisje te ndryshme dentare si turbina contra angle per perdorim gjate procedruave dentare | Pajisje dentare
11785 | Tire 9 Asymmetrical Type 276 - S5.2290; Tire 9 Asymmetrical Type 276 - S5.2330 | GEN-ALB FARMA Sh.p.k | 22.04.2022 | France Chirurgie Instrumentation Sas (FCI S.A.S) 20-22, rue Louis Armand 75015 Paris, France | Tire 9 Asymmetrical Type 276 - S5.2290; Tire 9 Asymmetrical Type 276 - S5.2330 | Iib | Janë pajisje jo te bioabsorbueshme e te destinuar për t'u implantuar për përkulje intraskleral dhe episkleral për trajtimin kirurgjik të shkëputjes së retinës | Pajisje nje perdorimeshe
11786 | Llouquet & Guerin Ptosis Sling Set - S3.1000 | GEN-ALB FARMA Sh.p.k | 22.04.2022 | France Chirurgie Instrumentation Sas (FCI S.A.S) 20-22, rue Louis Armand 75015 Paris, France | Llouquet & Guerin Ptosis Sling Set - S3.1000 | Iib | Pajisje sterile per korigjimin e renies se qepalles. | Pajisje nje perdorimeshe
11787 | Reagent in vitro | DIAHEM shpk | 22.04.2022 | DiaMed GmbH Pra Rond 23, 1785 Cressier FR, Switzerland | Reagents and reagent products for blood typing: IH-QC Modular System - IH-QC1 08710(009321); IH-QC2 08720 (009322); IH-QC4 08740 (009324) | In Vitro | Reagent dhe produkte reagentesh per tipet e gjakut | Pajisje te diagnostikimit in vitro
11788 | Reagent in vitro | O3 Lab sh.p.k | 22.04.2022 | Shenzen Mindray Bio-Medical Electronics Co., Ltd. Mindray Building, Keji 12th Road South, Hi-Tech Industrial Park, Nanshan, Shenzhen 518057, P.R. China | In Vitro diagnostics (Sipas listes bashkengjitur) | In Vitro | Reagent qe perdoren per analiza te ndryshme | Pajisje te diagnostikimit in vitro
11789 | DiaClon ABO/D (DVI+,DVI-) + Reverse Grouping - 50981 Ref: 001386 | Diahem sh.p.k | 22.04.2022 | DiaMed GmbH Pra Rond 23 1785 Cressier FR Switzerland | DiaClon ABO/D (DVI+,DVI-) + Reverse Grouping - 50981 Ref: 001386 | In Vitro | Reagente per grupet e gjakut. | Pajisje te diagnostikimit in vitro
11790 | AGILIA SP RANGE | Fedos sh.p.k | 22.04.2022 | Fresenius Kabi AG 61346 Bad Homburg GERMANY | AGILIA SP RANGE (Sipas listes bashkengjitur) | IIb | Pompat e infuzionit perdoren per administrimin e lëngjeve në sasi të mëdha ose të vogla dhe mund të përdoren për të dhënë lëndë ushqyese ose medikamente - të tilla si insulina ose hormone të tjera, antibiotikë, ilaçe kimioterapie dhe qetësues dhimbjesh. | Instrumenta shumeperdorimesh
11791 | Dental Instruments | Dental Leader Corsi sh.p.k | 22.04.2022 | Asa Dental Spa. Via Valenziana di Sopra 60-Fraz. Bozzano - 55054 Massarosa (LU) | Dental Instruments (sipas listës bashkëngjitur) | I | Instrumenta dentare shume perdorimeshe per procedura dentare | Pajisje dentare
11792 | Digital Brain Electric Activity Mapping | Mse | 22.04.2022 | CONTEC MEDICAL SYSTEMS CO., LTD No.112 Qinhuang West Street, Economic & Technical Development Zone, Qinhuangdao, Hebei Province, PEOPLES REPUBLIC OF CHINA | Digital Brain Electric Activity Mapping - KT88 | lla | Pajisje monitoruese e aktivitetit te trurit per diagnostifikimin e semundjeve neurologjike | Tjeter
11793 | Screw Posts - Gold Plated and Titanium: 4399/4400/4401/4402-20 sizes, 4410/4411/4412/4413-20 sizes; Titanium Dentine Retention Pins: 4450, 4451 | MOTO-MANIA shpk | 22.04.2022 | Swedish Dental Supplies AB Södervägen 30, 23252 AKARP, Sweden | Screw Posts - Gold Plated and Titanium: 4399/4400/4401/4402-20 sizes, 4410/4411/4412/4413-20 sizes; Titanium Dentine Retention Pins: 4450, 4451 | lla | Pajisje dentare qe sherbejne per rikonstruktimin e kurores se dhembit | Pajisje dentare
11794 | Thermoplastic and thermoforming material | Dental Leader Corsi shpk | 22.04.2022 | Leone S.p.a. Via ponte a Quaracchi 50, 50019 Sesto Fiorentino (FI), Italy | Thermoplastic and thermoforming material (sipas listes se bashkengjitur) | l | Pajisje qe perdoren ne terapite otodontike te padukshme aparate estetike, splinte okluzale | Pajisje dentare
11795 | Anti-Snoring Devices | Dental Leader Corsi shpk | 22.04.2022 | Leone S.p.a. Via ponte a Quaracchi 50, 50019 Sesto Fiorentino (FI), Italy | Anti-Snoring Devices (sipas listes se bashkengjitur) | l | Pajisje te cilat perdoren kunder gerrhitjes | Tjeter
11796 | Mock up direct/ - flow light curing Composite | Albadent Group sh.p.k | 22.04.2022 | Anax dent GmbH Dreifelderstr. 5 70599 Stuttgart Germany | Mock up direct/ - flow light curing Composite | Iia | Komposite veshesh qe ndihmojne ne restaurimin e dhembeve. | Pajisje dentare
11797 | Seldinger Needle 0.80 x 50mm G21 - 5013606; Puncture Needle Yellow 20G - 0.95 x 70mm - 5013862; Intradyn Introducer Needle - 5208505; Puncture Needle 18 G, 120 mm - 5213303; | O.E.S Distrimed sh.p.k | 22.04.2022 | B.Braun Melsungen AG Carl-Braun_Strabe 1 34212 Melsungen Deutschland/Germany | Seldinger Needle 0.80 x 50mm G21 - 5013606; Puncture Needle Yellow 20G - 0.95 x 70mm - 5013862; Intradyn Introducer Needle - 5208505; Puncture Needle 18 G, 120 mm - 5213303; | Iia | Age angiografike. | Pajisje nje perdorimeshe
11798 | Temporary crown and bridge material | Albadent Group sh.p.k | 22.04.2022 | anax dent GmbH Dreifelderstr. 5, 70599 Stuttgart, Germany | New Outline, Temporary crown and bridge material | Iia | Eshte nje sistem per kurorat e perkohshme | Pajisje dentre
11799 | Endoscopic Instruments and Accessories | O.E.S Distrimed sh.p.k | 22.04.2022 | Covidien IIc, 15 Hampshire Street, Mansfield MA 02048, USA | Endoscopic Instruments and Accessories: Surgical Trocars - Trocar Systems (sipas listës bashkëngjitur) | I | Aksesore dhe instrumenta per endoskopi | Pajisje nje perdorimeshe
11800 | TrailBlazer™ Angled Support Catheter | O.E.S Distrimed sh.p.k | 22.04.2022 | ev3, Inc. 4600 Nathan Lane North, Plymouth, MN 55442, USA | Support Catheters: TrailBlazer™ Angled Support Catheter (sipas listës bashkëngjitur) | Iia | Suport per perdorim spitalor | Pajisje nje perdorimeshe
11801 | Disposable Electrosurgical Snare | MSE sh.p.k | 26.04.2022 | Olympus Medical Systems Corp. 2951 Ishikawa-cho, Hachioji-shi, Tokyo 192-8507 Japan | Disposable Electrosurgical Snare: SD-230U-20 | IIb | Instrumenta te cilat perdoren ne procedura endoskopike ne traktin digjestiv | Pajisje nje perdorimeshe
11802 | Dental Units | Dental Leader Corsi sh.p.k | 26.04.2022 | Miglionico S.R.L. Via Molise, Lotti 67/68 Z.I. - 70021 Acquaviva delle Fonti (BA), Italia | Dental Units: NICE ONE; NICE ONE P; NICE ONE P CART; NICE ONE L; NICE ONE W; NICE ONE L P; NICE TOUCH; NICE GLASS; NICE TOUCH P; NICE GLASS P; NICE TOUCH P CART; NICE GLASS P CART; NICE TOUCH W; NICE GLASS W. | IIa | Unite dentare | Pajisje dentare
11803 | Extraoral devices | Dental Leader Corsi sh.p.k | 26.04.2022 | Leone S.p.a. Via Ponte a Quaracchi 50, 50019 Sesto Fiorentino (FI) Italia | Extraoral devices (UDI-DI 080337070TDI002VH) (sipas listës bashkëngjitur) | I | Jane pajisje mjekesore jo invazive qe perdoren ne terapite ortodontike/ortopedike ne menyre qe te kombinuara me susta dhe elastike te aplikohen forca ne harqe ose elemente te zgjedhur dentar | Pajisje dentare
11804 | Orthodontic devices | Dental Leader Corsi sh.p.k | 26.04.2022 | Ormco Corporation, 200 S Kraemer Blvd. Brea, California 92821, USA | Orthodontic devices (sipas listës bashkëngjitur) | IIa | Pajisje dentare per perdorim ne orotodonci | Pajisje dentare
11805 | Materiale dentare | Eurodenta sh.p.k | 26.04.2022 | VOCO GmbH Anton-Flettner-Straße 1-3 27472 Cuxhaven, Germany | Dental materials and instruments (sipas listës bashkëngjitur) | IIa | Cemente rezinoze, glasionomer dhe provizor | Pajisje dentare
11806 | In Vitro Medical Devices | J&L Distribution | 26.04.2022 | Firat Plastik Kaucuk San. Ve. TIC. A.S. Organize Sanayi Bolgesi Ahi Evran Mahallesi/Avrupa Hun Cadd. No.8 06935 Sincan, Ankara, Turkiye | In Vitro Medical Devices (sipas listes se bashkengjitur) | In Vitro | Materiale konsumi per laboratore si tuba, pipeta, Shtrisha etj | Pajisje të diagnostikimit in vitro
11807 | FilmArray® Torch System Base - HTFA-ASY-0104; FilmArray® Torch Module - HTFA-SUB-0103; FilmArray® Torch Dublex - HTFA-ASY-0102 | Labopharma | 26.04.2022 | BioFire Diagnostics, LLC 515 Colorow Drive Salt Lake City, Utah 84108, USA | FilmArray® Torch System Base - HTFA-ASY-0104; FilmArray® Torch Module - HTFA-SUB-0103; FilmArray® Torch Dublex - HTFA-ASY-0102 (Basic UDI-DI: 357302BUDI000922TZ) | In Vitro | Instrument I cili mundeson diagnostikimin molekular te semundjeve infektive | Pajisje të diagnostikimit in vitro
11808 | Silicone Endo Stops: 329 | EURODENTA shpk | 26.04.2022 | Premium Plus International Ltd. 1001, Yuen Long Trading Centre, No. 33, Wang Yip Street West, Yuen Long, N.T., Hong Kong | Silicone Endo Stops: 329 | l | Hapese goje silikoni. | Pajisje dentare
11809 | Dental X-Ray Barrier Envelopes (sipas listes bashkengjitur) | EURODENTA shpk | 26.04.2022 | Premium Plus International Ltd. 1001, Yuen Long Trading Centre, No. 33, Wang Yip Street West, Yuen Long, N.T., Hong Kong | Dental X-Ray Barrier Envelopes (sipas listes bashkengjitur) | l | Zarfe mbrojtese per aparatura. | Pajisje dentare
11810 | ROLLER 20: SI R20-MC | Genius shpk | 26.04.2022 | ALIFAX S.r.l. Via Petrarca 2/1, 35020 Polverara (PD), ITALY | ROLLER 20: SI R20-MC | In Vitro | Analizator automatik in vitro per percaktimin e normes se eritrociteve ne sediment. | Pajisje te diagnostikimit in vitro
11811 | TEST1 THL: SI 195.210/THL; TEST1 BCL: SI 195.220/BCL; TEST1 SDL: SI 195.230/SDL; TEST1 YDL: SI 195.240/YDL; TEST1 MDL: SI 195.250/MDL; TEST1 XDL: SI 195.260/XDL | Genius shpk | 26.04.2022 | ALIFAX S.r.l. Via Petrarca 2/1, 35020 Polverara (PD), ITALY | TEST1 THL: SI 195.210/THL; TEST1 BCL: SI 195.220/BCL; TEST1 SDL: SI 195.230/SDL; TEST1 YDL: SI 195.240/YDL; TEST1 MDL: SI 195.250/MDL; TEST1 XDL: SI 195.260/XDL | In Vitro | Analizator automatik in vitro per percaktimin e normes se eritrociteve ne sediment. | Pajisje te diagnostikimit in vitro
11812 | Biochemistery Diagnostics Kits (sipas listes bashkengjitur) | Genius shpk | 26.04.2022 | Shenzhen New Industries Biomedical Engineering Co., Ltd. No.23, Jinxiu East Road, Pingshan District, 518122 Shenzhen, P.R.China | Biochemistery Diagnostics Kits (sipas listes bashkengjitur) | In Vitro | Reagente te ndryshem per analiza biokimike. | Pajisje te diagnostikimit in vitro
11813 | Dental high speed air turbine handpiece: K9; X3; X2;K1; K6; N5; N8; Dental low speed air turbine handpiece: NK203; NX403; K201; N202; NX203; NK403; N201; X202; K95L; X95L; | Moto-Mania sh.p.k | 26.04.2022 | Foshan Akos Medical Instrument Co., Ltd Room301, 3F, Unit A.Building No.4, Zone B, HAO Science Park, nanhai District, Foshan City, China | Dental high speed air turbine handpiece: K9; X3; X2;K1; K6; N5; N8; Dental low speed air turbine handpiece: NK203; NX403; K201; N202; NX203; NK403; N201; X202; K95L; X95L; | Iia | Angel turbine qe perdoret per sherbime dentare ne dhembe. | Pajisje dentare
11814 | EMP/EP System, CMS6600B | MSE sh.p.k | 26.04.2022 | CONTEC MEDICAL SYSTEMS CO., LTD No.112 Qinhuang West Street, Economic & Technical Development Zone, Qinhuangdao, Hebei Province, PEOPLES REPUBLIC OF CHINA | EMP/EP System, CMS6600B | IIA | Pajisje monitoruese e nervave te muskujve. | Tjeter
11815 | DIAQUICK Multi-10/4 Drug Panel - Z06104CE | Pegasus | 26.04.2022 | DIALAB Produktion und Vertrieb von chemisch-technischen Produkten und Laborinstrumenten Gesellschaft m.b.H. IZ-NOE Sued, Hondastrasse, Objekt M55, A-2351 Wiener Neudorf, Austria | DIAQUICK Multi-10/4 Drug Panel - Z06104CE | In Vitro | Teste te shpejta imunokromatografike te drograve abuzive ne urinen e njeriut | Pajisje të diagnostikimit in vitro
11816 | DIAQUICK Multi-10/3 Drug Panel - Z06103CE | Pegasus | 26.04.2022 | DIALAB Produktion und Vertrieb von chemisch-technischen Produkten und Laborinstrumenten Gesellschaft m.b.H. IZ-NOE Sued, Hondastrasse, Objekt M55, A-2351 Wiener Neudorf, Austria | DIAQUICK Multi-10/3 Drug Panel - Z06103CE | In Vitro | Teste te shpejta imunokromatografike te drograve abuzive ne urinen e njeriut | Pajisje të diagnostikimit in vitro
11817 | DIAQUICK Multi-10/1 Drug Panel - Z06235CE; DIAQUICK Multi-10/1 Drug Panel - Z06236CE | Pegasus | 26.04.2022 | DIALAB Produktion und Vertrieb von chemisch-technischen Produkten und Laborinstrumenten Gesellschaft m.b.H. IZ-NOE Sued, Hondastrasse, Objekt M55, A-2351 Wiener Neudorf, Austria | DIAQUICK Multi-10/1 Drug Panel - Z06235CE; DIAQUICK Multi-10/1 Drug Panel - Z06236CE | In Vitro | Teste te shpejta imunokromatografike te drograve abuzive ne urinen e njeriut | Pajisje të diagnostikimit in vitro
11818 | DIAQUICK Multi-10 Drug Panel - Z06230CE; DIAQUICK Multi-10 Drug Panel - Z04231CE; DIAQUICK Multi-10 Drug Panel - Z04230CE | Pegasus | 26.04.2022 | DIALAB Produktion und Vertrieb von chemisch-technischen Produkten und Laborinstrumenten Gesellschaft m.b.H. IZ-NOE Sued, Hondastrasse, Objekt M55, A-2351 Wiener Neudorf, Austria | DIAQUICK Multi-10 Drug Panel - Z06230CE; DIAQUICK Multi-10 Drug Panel - Z04231CE; DIAQUICK Multi-10 Drug Panel - Z04230CE | In Vitro | Teste te shpejta imunokromatografike te drograve abuzive ne urinen e njeriut | Pajisje të diagnostikimit in vitro
11819 | Single patient use instruments and accessories UDI-DI 080337070TDI003VK | Dental Leader Corsi sh.p.k | 26.04.2022 | Leone S.p.a. Via Ponte a Quaracchi 50, 50019 Sesto Fiorentino (FI) Italia | Single patient use instruments and accessories UDI-DI 080337070TDI003VK (Sipas listes bashkengjitur) | I | Pajisje dhe aksesore invaziv per perdorim te perkohshem qe sherbejne ne menaxhimin klinik te terapise. | Pajisje dentare
11820 | TWO EV, BT KLASSIC, BT KONIC, BT EVO, BT SAFE, 1SY KONE, BT NANO, 8NECK, ISY+, BT ZYGOMAX, BT RHYNO, GENESYS, ULTRA, PTERIGO, MINI, TWO | Dental Leader Corsi sh.p.k | 26.04.2022 | Biotec s.r.l via Industria, 53-36031 Povolaro di Dueville (VI) Italy | TWO EV, BT KLASSIC, BT KONIC, BT EVO, BT SAFE, 1SY KONE, BT NANO, 8NECK, ISY+, BT ZYGOMAX, BT RHYNO, GENESYS, ULTRA, PTERIGO, MINI, TWO (Sipas listes bashkengjitur) | IIb | Implante qe perdoren per zevendesim te dhembeve qe mungojne. | Pajisje dentare
11821 | FilmArray® Meningitis/Encephalitis (ME) Panel (30 Pack) - RFIT-ASY-0118; FilmArray® Meningitis/Encephalitis (ME) Panel (6 Pack) - RFIT-ASY-0119 (Basic UDI-DI: 357302BUDI000004SJ) | Labopharma | 26.04.2022 | BioFire Diagnostics, LLC 515 Colorow Drive Salt Lake City, Utah 84108, USA | FilmArray® Meningitis/Encephalitis (ME) Panel (30 Pack) - RFIT-ASY-0118; FilmArray® Meningitis/Encephalitis (ME) Panel (6 Pack) - RFIT-ASY-0119 (Basic UDI-DI: 357302BUDI000004SJ) | In Vitro | Test qe synon te identifikoi 14 nga shkaqet me te zakonshme bakteriale, virale dhe kerpudhore te infeksioneve te sistemit nervor qendror | Pajisje të diagnostikimit in vitro
11822 | Total Bile Acids 3R04-31 | Pegasus sh.p.k | 26.04.2022 | Sentinel CH. Spa, Via Robert Koch 2, Milan, Italy, | Total Bile Acids 3R04-31 | In Vitro | Reagente qe sherbejne per gjetjen e acideve biliare totale. | Pajisje te diagnostikimit in vitro
11823 | RadioLogiX Radiographic System | Saer Medical sh.p.k | 26.04.2022 | Control-X Medical Kft. Ov u.29. H-1141 Budapest, Hungary | RadioLogiX Radiographic System (Sipas listes bashkengjitur) | IIb | Aparature me rreze X per diagnostikime imazherike. | Pajisje diagnostifikuese dhe terapeutike me rrezatim
11824 | Pipeta, strish | J&L Distribution sh.p.k | 26.04.2022 | Firat Plastik Kaucuk San. Ve Tic. A.S 1 Organize Sanayi Bolgesi, Ahi Evran Mahallesi / Avrupa Hun Cadd. No:8, 06935 Sincan / Ankara / Turkiye | In Vitro Diagnostics Medical Devices (sipas listës bashkëngjitur) | In Vitro | Materiale konsumi per laborator | Pajisje te diagnostikimit in vitro
11825 | Urines strip reader | Pegasus sh.p.k | 26.04.2022 | Dialab Produktion und Vertrieb von chemisch-technischen Produkten und Laborinstrumenten Gesellschaft m.b.H. IZ-NOE Sued, Hondastrasse, Objekt M55, A-2351 Wiener Neudorf | Urines Strip Reader (SW Version 1.0.1) - G11050 | In Vitro | Eshte aparat qe lexon strishat e urines. | Pajisje te diagnostikimit in vitro
11826 | Urine Strip Analyzer | Pegasus sh.p.k | 26.04.2022 | Dialab Produktion und Vertrieb von chemisch-technischen Produkten und Laborinstrumenten Gesellschaft m.b.H. IZ-NOE Sued, Hondastrasse, Objekt M55, A-2351 Wiener Neudorf | Urine Strip Analyzer 500 (SW Version 1.0.3) - G11040 | In Vitro | Eshte pajisje diagnostikuese qe ka per qellim percaktimine ndryshimeve patologjike ne urinen e pacientit | Pajisje te diagnostikimit in vitro
11827 | DIAQUICK Multi-10/7 Drug Panel | Pegasus sh.p.k | 26.04.2022 | Dialab Produktion und Vertrieb von chemisch-technischen Produkten und Laborinstrumenten Gesellschaft m.b.H. IZ-NOE Sued, Hondastrasse, Objekt M55, A-2351 Wiener Neudorf | DIAQUICK Multi-10/7 Drug Panel: Z06107CE | In Vitro | Teste te shpejta imunokromatografike te drograve abuzive ne urinen e njeriut | Pajisje te diagnostikimit in vitro
11828 | DIAQUICK Multi-10/6 Drug Panel | Pegasus sh.p.k | 26.04.2022 | Dialab Produktion und Vertrieb von chemisch-technischen Produkten und Laborinstrumenten Gesellschaft m.b.H. IZ-NOE Sued, Hondastrasse, Objekt M55, A-2351 Wiener Neudorf | DIAQUICK Multi-10/6 Drug Panel: Z06106CE | In Vitro | Teste te shpejta imunokromatografike te drograve abuzive ne urinen e njeriut | Pajisje te diagnostikimit in vitro
11829 | FilmArray® Gastrointenstinal (GI) | Labopharma sh.p.k | 26.04.2022 | BioFire Diagnostics, LLC 515 Colorow Drive, Salt Lake City, Utah 84108, USA | FilmArray® Gastrointenstinal (GI) Panel -RFIT-ASY-0104; RFIT-ASY-0116 | In Vitro | Eshte instrument i cili mundeson testime te shpejta dhe automatike per patogjenet e zakonshem gastrointenstinal duke perfshire viruset, bakteret dhe parazitet qe shkaktojne diarrhe infektive | Pajisje te diagnostikimit in vitro
11830 | FilmArray® Pneumonia Panel plus | Labopharma sh.p.k | 26.04.2022 | BioFire Diagnostics, LLC 515 Colorow Drive, Salt Lake City, Utah 84108, USA | FilmArray® Pneumonia Panel plus -RFIT-ASY-0142; RFIT-ASY-0143 | In Vitro | Eshte isntrument i cili mundeson testime te shpejta dhe te sakta automatike per 27 baktere dhe viruse qe shkaktojne pneumoni dhe infeksione te tjera te rrugeve te poshtme te frymemarrjes | Pajisje te diagnostikimit in vitro
11831 | NIBP Cuff (sipas listes bshekngjitur) | MSE shpk | 26.04.2022 | Edan Instruments, Inc. #15 Jinhui Road, Jinsha Community, Kengzi Sub-District, Pingshan District, 518122 Shenzhen, P.R.China | NIBP Cuff (sipas listes bshekngjitur) | l | Kabull qe ben lidhjen mes manshetes dhe pajisjes ne matjen e prsionit te gjakut. | Tjeter
11832 | Piezo Scaler proxeo Ultra; Piezo Scaler Tigon+; Piezo Scaler Pyon 2; Air Scaler; Tips for Airscaler, Tips (sipas listes bashkengjitur) | Advantage Dental shpk | 26.04.2022 | W&H Dentalwerk Bürmoos GmbH Ignaz-Glaser-Straße 53, 5111 Bürmoos, Austria | Piezo Scaler proxeo Ultra; Piezo Scaler Tigon+; Piezo Scaler Pyon 2; Air Scaler; Tips for Airscaler, Tips (sipas listes bashkengjitur) | lla | Aparature per pastrimin e gurezave te dhembeve. | Pajisje dentare
11833 | STP120 Tissue Processing | Pegasus sh.p.k | 26.04.2022 | Shandon Diagnostics Limited (a subsidiary of Epredia), Tudor Road, Manor Park, Runcorn, Cheshire, WA7 1TA, UK | STP120 Tissue Processing: Instrumentnpart numbers- 813140 STP 120-1; 813150 STP 120-2; 813160 STP 120-3; Accessories Associated: 183120 SPECIMEN BASKET; 183130 PARAFIN BATH; | In Vitro | Instrument qe perdoret per perpunim te indeve. | Pajisje te diagnostikimit in vitro
11834 | Histostar Tissue Embedding | Pegasus sh.p.k | 26.04.2022 | Shandon Diagnostics Limited (a subsidiary of Epredia), Tudor Road, Manor Park, Runcorn, Cheshire, WA7 1TA, UK | Histostar Tissue Embedding (Sipas listes bashkengjitur) | In Vitro | Eshte instrument ku vendosen mostrat rutinë të indeve në blloqe parafine për ndarje të mikrotomeve në mënyrë komode dhe efikase . | Pajisje te diagnostikimit in vitro
11835 | Automatic Stainer (Heated or Unheated) | Pegasus sh.p.k | 26.04.2022 | Shandon Diagnostics Limited (a subsidiary of Epredia), Tudor Road, Manor Park, Runcorn, Cheshire, WA7 1TA, UK | Automatic Stainer (Heated or Unheated)(Sipas listes bashkengjitur) | In Vitro | Eshte instrument i cili ofron aftësi ngjyrosjeje me performancë të lartë per testet histologjike | Pajisje te diagnostikimit in vitro
11836 | Autostainer (360/480S/720) Slide Staining | Pegasus sh.p.k | 27.04.2022 | Shandon Diagnostics Limited (a subsidiary of Epredia), Tudor Road, Manor Park, Runcorn, Cheshire, WA7 1TA, UK | Autostainer (360/480S/720) Slide Staining (Sipas listes bashkengjitur) | In Vitro | Eshte instrument ku kryen analiza me ngjyrosje histologjike dhe citologjike | Pajisje te diagnostikimit in vitro
11837 | EXCELSIOR AS Automated Tissue Processor | Pegasus sh.p.k | 27.04.2022 | Shandon Diagnostics Limited (a subsidiary of Epredia), Tudor Road, Manor Park, Runcorn, Cheshire, WA7 1TA, UK | EXCELSIOR AS Automated Tissue Processor (Sipas listes bashkengjitur) | In Vitro | Eshte instrument per kryerjen e analizave histologjike. | Pajisje te diagnostikimit in vitro
11838 | SYSTANE ULTRA UD Lubricant Eye Drops : 0.5mL fill/ 0.8mL vial; 0.5mL fill/ 1.6mL vial; 0.7mL fill/ 1.2mL vial; 0.7mL fill/ 1.6mL vial; (Unit Dose) SYSTANE ULTRA Lubricant Eye Drops : 3mL fill/11 mL bottle; 10 mL fill/11mL bottle | Pegasus sh.p.k | 27.04.2022 | Alcon Laboratories, Inc. 6201 South Freeway, Fort Worth, TX 76134-2099, USA | SYSTANE ULTRA UD Lubricant Eye Drops : 0.5mL fill/ 0.8mL vial; 0.5mL fill/ 1.6mL vial; 0.7mL fill/ 1.2mL vial; 0.7mL fill/ 1.6mL vial; (Unit Dose) SYSTANE ULTRA Lubricant Eye Drops : 3mL fill/11 mL bottle; 10 mL fill/11mL bottle | Iib | Solucion oftalmik per lubrifikim. | Pajisje te diagnostikimit in vitro
11839 | Slit Lamp | Gen-Albfarma sh.p.k | 26.04.2022 | Carl Zeiss Meditec AG, Goeschwitzer Strasse 51-52, 07745 Jena, Germany | Slipt Lamp: SL 120, SL 130 (UDI-DI 4049471_SL0001_YV) | I | Eshte nje mikroskop me drite qe perdoret gjate nje ekzaminimi te syrit. | Pajisje oftalmike dhe optike
11840 | OPMI LUMERA 300 - 6137 | GEN-ALB FARMA Sh.p.k | 27.04.2022 | Carl Zeiss Suzhou, Modern Industrial Square 3-B, No. 333 XingPu Road SIP 215126 Suzhou China | OPMI LUMERA 300 - 6137 | I | Pajisje optikeqe siguron pamje me kontrakst te larte dhe rezolucion te jashtezakonshem. | Pajisje oftalmike dhe optike
11841 | Repel Anti-Lice Restore | Winpharma | 27.04.2022 | UNI-PHARMA Kleon Tsetis Pharmaceutical Laboratories S.A 14th National Road 1, Kifissia, 14564, Athens-Greece | Repel Anti-Lice Restore | l | Shampo per parazitet | Tjeter
11842 | UNISEPT Buccal Drops | Winpharma | 27.04.2022 | Ioulia & Irene Tseti Pharmaceutical Laboratories S.A. (Intermed) 27, Kalyftaki Str. Kifissia, 14564, Greece | UNISEPT Buccal Drops | l | Dezinfektant per kavitetin oral me pika | Tjeter
11843 | Slit Lamp - SL 220 | Gen-Albfarma | 27.04.2022 | Carl Zeiss Meditec AG Goeschwitzer Strasse 51 - 52 07745 Jena, Germany | Slit Lamp - SL 220 (Basic UDI-DI: 4049471_SL0001_YV) | l | Mikroskop me drite te ndritshme qe perdoret per ekzaminimin e syrit | Pajisje oftalmike dhe optike
11844 | Servo Ventilator Chirana AURA: Chirana AURA V | Saer Medical | 27.04.2022 | IPM Chirana Inc. 4601 Creekstone Dr, Ste 170 Durham, NC 27703, USA | Servo Ventilator Chirana AURA: Chirana AURA V | llb | Respirator per ventilim pilmonar te pacientit | Pajisje anestezie dhe respiratore
11845 | AUTO CHART PROJECTOR ACP-8 (Type: EM) 424147717, 424147727, 424147757, 424147736 | Fedos | 27.04.2022 | TOPCON CORPORATION- 75-1, Hasunuma-cho, Itabashi-ku, Tokyo, 174-8580, JAPAN | AUTO CHART PROJECTOR ACP-8 (Type: EM) - 424147717, 424147727, 424147757, 424147736 (Basic UDI-DI: 4560126260120U2) | l | Projektor grafikash I cili ndihmon ne diagnostikimin e problematikave me shikimin. | Instrumenta shumë përdorimësh
11846 | AUTO KERATO-REFRACTOMETER- KR-800: 418479900 ( SN: 4763883, 4767632, 4768956,4769600～,4769800,4770144,4770298, 4770850, 4771805 ) ; 418479950 ( SN: 4773617, 4773618, 4773659, 4773663～) | Fedos | 27.04.2022 | TOPCON CORPORATION- 75-1, Hasunuma-cho, Itabashi-ku, Tokyo, 174-8580, JAPAN | AUTO KERATO-REFRACTOMETER- KR-800: 418479900 ( SN: 4763883, 4767632, 4768956,4769600～,4769800,4770144,4770298, 4770850, 4771805 ) ; 418479950 ( SN: 4773617, 4773618, 4773659, 4773663～) | lm | Auto kerato-refraktometer- I cili përdoret për të matur shkallën e gabimit refraktiv në sy | Instrumenta shumë përdorimësh
11847 | T-LAB PRP KIT (T1000), PRPHD PRP KIT (HD1000), CLINICEXPERTLABS PRP KIT (CEL1000) , NHTLAB PRP KIT (NHT1000), PRPPROF PRP KIT (PP1000), CELLHD PRP KIT (C1000), ELITIN PRP KIT (E1000) | GEN-ALB FARMA Sh.p.k | 27.04.2022 | T-BIYOTEKNOLOJI LABORATUVAR ESTETIK MEDIKAL KOZMETIK SAN. VE TIC. LTD. STI. Tahtali Mah. Degirmen Yolu (460) Sk. No: 10 Nilufer/ Bursa TURKEY | T-LAB PRP KIT (T1000), PRPHD PRP KIT (HD1000), CLINICEXPERTLABS PRP KIT (CEL1000) , NHTLAB PRP KIT (NHT1000), PRPPROF PRP KIT (PP1000), CELLHD PRP KIT (C1000), ELITIN PRP KIT (E1000) | IIb | Sistem plazmatik autolog i pasur me trombocite për indet e buta autologe - indet e forta duke përfshirë shërimin e kockave dhe injeksione intraokulare. | Pajisje laboratori
11848 | Intraocular lens | Gen-Albfarma sh.p.k | 27.04.2022 | Carl Zeiss Meditec AG, Goeschwitzer Strasse 51-52, 07745 Jena, Germany | Intraocular lens: CT LUCIA 602 | IIb | Lente intraokulare asferike hidrofobike me 3 pjese per korrigjimin vizual te afakise ne pacientet e rritur | Pajisje oftalmike dhe optike
11849 | Scanning Systems, Laser, Optical Tomography | Gen-Albfarma sh.p.k | 27.04.2022 | Carl Zeiss Meditec AG, Goeschwitzer Strasse 51-52, 07745 Jena, Germany | Scanning Systems, Laser, Optical Tomography: Cirrus HD-OCT- 500, 5000, 5000 (AngioPlex Configuration) 6000 | Iia | Eshte nje sistem tomografie koherent oprik me domen spktral qe lejon marrjen me te shpejte te te dhenave sesa StratusOCT i gjeneretares me pare | Pajisje oftalmike dhe optike
11850 | Optofresh Eyelid Cleaner | Winpharma sh.p.k | 27.04.2022 | Ioulia & Irene Tseti Pharmaceutical Laboratories S.A (Distinctive Title: INTERMED) 27, Kalyftaki Str, Kifissia, 14564, Greece | Optofresh Eyelid Cleaner | I | Shkume per pastrimin e zones se syve ne rastet e acarimit te lekures | Tjeter
11851 | Eva Intima | Winpharma sh.p.k | 27.04.2022 | Ioulia & Irene Tseti Pharmaceutical Laboratories S.A (Distinctive Title: INTERMED) 27, Kalyftaki Str, Kifissia, 14564, Greece | Eva Intima Mycosis Cleansing Foam; Eva Mycosis Intimate Foaming Wash | I | Shkume per pastrimin e zones gjenitale te jashtme gjate fillimit te infkesioneve mykotike | Tjeter
11852 | UNISEPT Mouthwash | Winpharma sh.p.k | 27.04.2022 | IOULIA & IRENE TSETI PHARMACEUTICAL LABORATORIES S.A (Distinctive Title: INTERMED) 27, Kalyftaki Str, Kifissia, 14564, Greece | UNISEPT Mouthwash | I | Shplares oral antimikrobial per higjenen e gojes. | Tjeter
11853 | SELVA BABY CARE | Winpharma sh.p.k | 27.04.2022 | IOULIA & IRENE TSETI PHARMACEUTICAL LABORATORIES S.A (Distinctive Title: INTERMED) 27, Kalyftaki Str, Kifissia, 14564, Greece | SELVA BABY CARE | I | Tretesire nazale izotonike e klorurit te natriumit me kamomil dhe pantenol. | Tjeter
11854 | OPHTHALMOMETER-OM 4 - 401309701 | Fedos sh.p.k | 27.04.2022 | TOPCON CORPORATION- 75-1, Hasunuma-cho, Itabashi-ku, Tokyo, 174-8580, JAPAN | OPHTHALMOMETER-OM 4 - 401309701 | Im | Oftalmometer për matjen e reflektimit të një imazhi në sipërfaqen e kornesë dhe kapaciteteve të tjera të syrit, që përdoret kryesisht për përcaktimin e pranisë dhe shkallës së astigmatizmit. | Pajisje oftalmike dhe optike
11855 | Software kompjuterik | Health & Light shpk | 27.04.2022 | Philips Medical Systems Nederland B.V. Veenpluis 6, 5684 PC Best, The Netherlands | EchoNavigator R4.0 : 001011(Basic UDI-DI 0884838BM282SY) | IIb | Software kompjuterik per aplikime kardiovaskulare nen guide te imazheve ekografike | Tjeter
11856 | Affiniti Diagnostic Ultrasound Systems | Health & Light shpk | 27.04.2022 | Philips Medical Systems Nederland B.V. Veenpluis 6, 5684 PC Best, The Netherlands | Affiniti Diagnostic Ultrasound Systems: Affiniti CVx Diagnostic Ultrasound System (BUDI-DI 0884838BM432ST) | IIa | Pajisje per diagnostikim imazherik me ultratinguj. | Tjeter
11857 | IMAGEnet 6- IMAGEnet 6 Ver.1.24 ～(Product code:445191000); IMAGEnet 6 Ver.1.33 ～(Product code:1036133-01); IMAGEnet 6 Ver.1.94 ～(Product code:445191500); | Fedos sh.p.k | 27.04.2022 | TOPCON CORPORATION- 75-1, Hasunuma-cho, Itabashi-ku, Tokyo, 174-8580, JAPAN | IMAGEnet 6- IMAGEnet 6 Ver.1.24 ～(Product code:445191000); IMAGEnet 6 Ver.1.33 ～(Product code:1036133-01); IMAGEnet 6 Ver.1.94 ～(Product code:445191500); | Im | Program per marrjen, shfaqjen, përmirësimin, analizimin dhe ruajtjen e imazheve të marra me një sërë pajisjesh fotografike të tilla si OCT, kamerat retinale midriatike dhe jo-midriatike etj | Instrumenta shumeperdorimesh
11858 | PMMA tension rings - A001000077; Preloaded PMMA tension rings - A001000267; ARTISAN Toric Sxx*Cxx*0 - 130**1W; ARTISAN Toric Sxx*Cxx*90 - 140**1W; ARTISAN Hyperopia 5/8.5 - 203001W; ARTISAN Myopia 6/8.5 - 204001W; ARTISAN Myopia 6/8.5 - 204US1W; ARTISAN Aphakia 5/8.5 - 205001R; ARTISAN Aphakia 5/8.5 - 205001Y; ARTISAN Myopia 5/8.5 - 206001W; ARTISAN Myopia 5/8.5 - 206US1W; RingJect 12/10 - 375BT1G; RingJect 13/11 - 376BT1G; | GEN-ALB FARMA Sh.p.k | 28.04.2022 | Ophtec B.V. Schweitzerlaan 15, 9728 NR Groningen, The Netherlands | PMMA tension rings - A001000077; Preloaded PMMA tension rings - A001000267; ARTISAN Toric Sxx*Cxx*0 - 130**1W; ARTISAN Toric Sxx*Cxx*90 - 140**1W; ARTISAN Hyperopia 5/8.5 - 203001W; ARTISAN Myopia 6/8.5 - 204001W; ARTISAN Myopia 6/8.5 - 204US1W; ARTISAN Aphakia 5/8.5 - 205001R; ARTISAN Aphakia 5/8.5 - 205001Y; ARTISAN Myopia 5/8.5 - 206001W; ARTISAN Myopia 5/8.5 - 206US1W; RingJect 12/10 - 375BT1G; RingJect 13/11 - 376BT1G; | IIb | Artisan Aphakia është lentet rezervë numër 1 në rastet e komplikuara të kataraktit. Bazuar në përvojën afatgjatë të fiksimit të irisit, ARTISAN Aphakia IOL është një implant i parashikueshëm, i sigurt, me saktësi të lartë.Capsular Tension Ring janë të indikuara për stabilizimin e qeses kapsulare në prani të zonave të dobësuara ose të komprometuara.ErgomaX, QuadrimaX, Precision jane gjithashtu lente intraokulare ne kirurgjine e kataraktes. | Pajisje oftalmike dhe optike
11859 | Ocular drops Based Upon Sodium Hyaluronate 0,4% - polidose preservative free) IRIDINA Gocce Lubrificanti | Farmatech sh.p.k | 28.04.2022 | Montefarmaco OTC S.p.a Via IV NOVEMBRE 92 - 20021 Bollate Italy | Ocular drops Based Upon Sodium Hyaluronate 0,4% - polidose preservative free) IRIDINA Gocce Lubrificanti | IIb | Pika lubrifikuese sterile per syte me baze hialuronati natriumi 0.4% pa konservante. | Tjeter
11860 | PREA Prealbumin - 08252645190 | Evita | 28.04.2022 | Roche Diagnostics GmbH Sandhofer Strasse 116 D-68305 Mannheim, Germany | PREA Prealbumin - 08252645190 | In Vitro | Reagent per detektimin e prealbuminne plazmen humane | Pajisje të diagnostikimit in vitro
11861 | MPA Mycophenolic Acid - 08105634190 | Evita | 28.04.2022 | Roche Diagnostics GmbH Sandhofer Strasse 116 D-68305 Mannheim, Germany | MPA Mycophenolic Acid - 08105634190 | In Vitro | Reagent per detektimin e mycofenolic acid ne plazem | Pajisje të diagnostikimit in vitro
11862 | VANC3 Online TDM Vancomycin Gen.3: 08058849190; 08445605190 | Evita | 28.04.2022 | Roche Diagnostics GmbH Sandhofer Strasse 116 D-68305 Mannheim, Germany | VANC3 Online TDM Vancomycin Gen.3: 08058849190; 08445605190 | In Vitro | Reagent per detektimin e vankomicines ne plazem | Pajisje të diagnostikimit in vitro
11863 | Elecsys CMV IgG Avidity: 09342397190; 09342389190 | Evita | 28.04.2022 | Roche Diagnostics GmbH Sandhofer Strasse 116 D-68305 Mannheim, Germany | Elecsys CMV IgG Avidity: 09342397190; 09342389190 | In Vitro | Reagent per matjen e cytomegalovirusit ne plzmen humane | Pajisje të diagnostikimit in vitro
11864 | Reagents and Calibrators | Evita | 28.04.2022 | Roche Diagnostics GmbH Sandhofer Strasse 116 D-68305 Mannheim, Germany | Reagents and Calibrators (sipas listes se bashkengjitur) | In Vitro | Reagente dhe kalibratore qe perdoren | Pajisje të diagnostikimit in vitro
11865 | HYPROMELLOSE OPHTHALMIC SOLUTIONS USP | Gen-Albfarma | 28.04.2022 | Omni Lens PVT. LTD, 5-SAMRUDDHI Opp. Sakar-III, Navarangpura, Ahmedabad, Gujarat, India-380014 | HYPROMELLOSE OPHTHALMIC SOLUTIONS USP: HPMC20GS02, HPMC20PS03, HPMC20G3, HPMC20G5, HPMC25GS02, HPMC25PS03, HPMC25G03, HPMC25G05 | lla | Lot artificial. Ato përdoren për të lehtësuar thatësinë dhe dhimbjen e syve, veçanërisht kur thatësia shkaktohet nga një rrjedhje e reduktuar e lotëve. Ata qetësojnë dhe lubrifikojnë sipërfaqen e syrit, duke e bërë atë të ndjehet më rehat | Pajisje oftalmike dhe optike
11866 | External Drainage and Monitoring System | O.E.S Distrimed | 28.04.2022 | Medtronic, Inc. 710 Medtronic Parkway Minneapolis, MN 55432,USA | External Drainage and Monitoring System (sipas listes se bashkengjitur) | ls | Produkte te jashtme drenazhi | Pajisje një përdorimëshe
11867 | Guardian™ Sensor (3) | O.E.S Distrimed | 28.04.2022 | Medtronic MiniMed 18000 Devonshire Street Northridge,CA 91325 USA | Guardian™ Sensor (3): MMT-7020C (5pack); MMT-7020D (1 pack); MMT-7020QC (5 pack); MMT-7020QD (1 pack) | llb | Sisteme monitorimi te vazhdueshem te glukozes | Instrumenta shumë përdorimësh
11868 | Online DAT Opiates | Evita sh.p.k | 28.04.2022 | Roche Diagnostics GmbH, Sandhofer Strasse 116, D-68305 Mannheim | ONLINE DAT Opiates II - OPI II 08058113190 | In Vitro | Reagent per detektimin e morfines ne urine | Pajisje te diagnostikimit in vitro
11869 | SALI Salicylate | Evita sh.p.k | 28.04.2022 | Roche Diagnostics GmbH, Sandhofer Strasse 116, D-68305 Mannheim | Salicylate: SALI 08058636190 | In Vitro | Reagent per detektimin e nivelit te toxit te salicyte ne plazmen humane | Pajisje te diagnostikimit in vitro
11870 | Elecsys Anti-HCV II | Evita sh.p.k | 28.04.2022 | Roche Diagnostics GmbH, Sandhofer Strasse 116, D-68305 Mannheim | Elecsys Anti-HCV II: 08836981190; 08837031190; 08837058190 | In Vitro | Reagent per matjen e hepatitit C ne plazmen humane | Pajisje te diagnostikimit in vitro
11871 | ri-charger® L | Fedos sh.p.k | 28.04.2022 | Rudolf Riester GmbH, Bruckstrasse 31, D-72417 Jungingen, Germany | ri-charger® L: 10705, 10706 | I | Baze karikues per instrumenta diagnostikues | Instrumenta shume perdorimeshe
11872 | ri-scope® L Ophtalmoscope | Fedos sh.p.k | 28.04.2022 | Rudolf Riester GmbH, Bruckstrasse 31, D-72417 Jungingen, Germany | ri-scope® L Ophtalmoscope: 3722 - 3815 203 | I | Pajisje per diagnostikimin e semundjeve te syrite | Instrumenta shume perdorimeshe
11873 | Kyphon™ Xpede™ Bone Cement (CX01A-C) and Kyphon™ Mixer Pack (A07A) - CX01B-C (Basic UDI-DI:0763000B00007317U) | O.E.S Distrimed | 28.04.2022 | Medtronic Sofamor Danek USA , Inc. 1800 Pyramid Place Memphis , TN 38132 USA | Kyphon™ Xpede™ Bone Cement (CX01A-C) and Kyphon™ Mixer Pack (A07A) - CX01B-C (Basic UDI-DI:0763000B00007317U) | Sistem ose pakete proceduriale | Materiale mjekesore per neurokirurgji, perdorim spitalor | Pajisje te implantueshme jo aktive
11874 | Online DAT Cannabinoids II | Evita sh.p.k | 28.04.2022 | Roche Diagnostics GmbH, Sandhofer Strasse 116, D-68305 Mannheim | Online DAT Cannabinoids II: 08058644190; 08771669190 | In Vitro | Reagent per matjen e kanabinoideve ne plazmen humane | Pajisje te diagnostikimit in vitro
11875 | Othodontic Tubes (sipas listes bashkengjitur) | MARLEN/E shpk | 12.05.2022 | GNI Co., Ltd. 5F 501, 63-12, Dongtanchoemdansaneop 1-ro, Hwaseong-si, Gyeonggi-do, Korea | Othodontic Tubes (sipas listes bashkengjitur) | lla | Tuba ortodontike. | Pajisje dentare
11876 | cobas omni Processing Plate 24 - 08413975001 - UDI-DI: 761333602373AV; cobas omni Liquid Waste Plate 24 - 08413983001 ; cobas omni Amplification Plate 24 - 08499853001 ; | Evita sh.p.k | 28.04.2022 | Roche Molecular Systems, Inc. 1080 US Highway 202 South Branchburg, NJ 08876, USA | cobas omni Processing Plate 24 - 08413975001 - UDI-DI: 761333602373AV; cobas omni Liquid Waste Plate 24 - 08413975001 ; cobas omni Amplification Plate 24 - 08413975001 ; | In Vitro | Reagent per detektimin e theophylline ne plazmen humane. | Pajisje te diagnostikimit in vitro
11877 | cobas 5800 Instrument - 08707464001 - UDI-DI: 761333602236AJ; x800 Data Manager - 09210083001; | Evita sh.p.k | 28.04.2022 | Roche Molecular Systems, Inc. 1080 US Highway 202 South Branchburg, NJ 08876, USA | cobas 5800 Instrument - 08707464001 - UDI-DI: 761333602236AJ; x800 Data Manager - 09210083001; | In Vitro | Sistem per kryerjen e testeve me metoden PCR. | Pajisje te diagnostikimit in vitro
11878 | THEO2 ONLINE TDM Theophylline - 08253153190 | Evita sh.p.k | 28.04.2022 | Roche Diagnostics GmbH Sandhofer Strasse 116 68305 Mannheim Germany | THEO2 ONLINE TDM Theophylline - 08253153190 | In Vitro | Reagent per detektimin e theophylline ne plazmen humane. | Pajisje te diagnostikimit in vitro
11879 | IBP Cable | O.E.S Distrimed sh.p.k | 28.04.2022 | Shenzen Keborui Electronics Co., Ltd. 2F Building A, Huaxia Ind.Park, Guangming Rd, Shiyan town, Bao' an District, Shenzen, P.R. of China | IBP Cable (sipas listës bashkëngjitur) | I | Aksesore, kabuj per monitorimet e matjes se presionit fiziologjik per perdorim spitalor | Instrumenta shume perdorimeshe
11880 | Combitrans/Angiotrans | O.E.S Distrimed sh.p.k | 28.04.2022 | B.Braun Melsungen AG, Carl-Braun-Str. 1, 34212 Melsungen, Germany | Combitrans Monitoring Kits; Combitrans Easy Click Monitoring Kits; Angiotrans; Combitrans Accessories (sipas listës bashkëngjitur) | Iia; Iib | Set monitorimi per matjen e presionit fiziologjik per perdorim spitalor | Instrumenta shume perdorimesh
11881 | Orthodontic Fixation Screw (Stainless Steel) - Smart Anchor Miniscrew (sipas listes bashkengjitur) | MARLEN/E shpk | 12.05.2022 | GNI Co., Ltd. 5F 501, 63-12, Dongtanchoemdansaneop 1-ro, Hwaseong-si, Gyeonggi-do, Korea | Orthodontic Fixation Screw (Stainless Steel) - Smart Anchor Miniscrew (sipas listes bashkengjitur) | llb | Vida fiksuese ortodontike. | Pajisje dentare
11882 | Clearfill DC Activator: #3250-EU, #3251-UK; Clearfill DC Activator Trial: #3251-EU, #3251-UK | Albadent Group shpk | 12.05.2022 | Kuraray Noritake Dental Inc. 1621 Sakazu, Kurashiki, Okayama, 710-0801, Japan | Clearfill DC Activator: #3250-EU, #3251-UK; Clearfill DC Activator Trial: #3251-EU, #3251-UK | lla | Katalizator me kurim te dyfishte qe permban alkool. | Pajisje dentare
11883 | Cerotti per vesciche: V01303 Noksan Vesciche Grandi, V01304 Noksan Vesciche Piccoli | FARMATECH shpk | 13.05.2022 | Montefarmaco OTC Spa 20021 Bollate (MI) - Via IV Novembre 92 (ITA) - Italy | Cerotti per vesciche: V01303 Noksan Vesciche Grandi, V01304 Noksan Vesciche Piccoli | lla | Ankerplaste te medha dhe te vogla kundra flluskave. | Pajisje nje perdorimeshe
11884 | Armplatz Goose neck Snare Kit | O.E.S Distrimed sh.p.k | 28.04.2022 | ev3, Inc. 4600 Nathan Lane North, Plymouth, MN 55442, USA | Intravascular Catheter-snare: Armplatz Goose® Neck Snare Kit; Armplatz Goose® Neck MicroSnare Kit; Snare Catheter | III | Kateter intravaskular me lak per perdorim kirurgjikal | Instrumenta nje perdorimeshe
11885 | Blood Gas Sampling System (sterile) (sipas listes bashkengjitur) | O.E.S DISTRIMED shpk | 28.04.2022 | SC-Sanguis Counting Kontrollblutherstellungs- und Vertriebs GmbH Im Löchelchen 11, 51588 Nümbrecht, Germany | Blood Gas Sampling System (sterile) (sipas listes bashkengjitur) | In Vitro | Shiringa me permbajtje heparine qe sherbejne per mbledhjen e gjakut arterial, perdorim laboratorik. | Pajisje te diagnostikimit in vitro
11886 | EverFlex™ Self-expanding Peripheral Stent with Entrust™ Deliveri System (sipas listes bashkengjitur) | O.E.S DISTRIMED shpk | 28.04.2022 | ev3, Inc. 4600 Nathan Lane North, Plymouth, MN 55442, USA | EverFlex™ Self-expanding Peripheral Stent with Entrust™ Deliveri System (sipas listes bashkengjitur) | llb | Stenta periferale me vetezgjerim, perdorim ne kirurgji vaskulare. | Pajisje nje perdorimeshe
11887 | Acryline, self-curing denture based resin | Albadent Group shpk | 28.04.2022 | anax dent GmbH Dreifelderstr. 5, 70599 Stuttgart, Germany | Acryline, self-curing denture based resin | lla | Rezine vete-kuruese. | Pajisje dentare
11888 | CoCr Head | Trimed | 29.04.2022 | Zimmer GmbH Sulzerallee 8, 8404 Winterthue, Switzerland | CoCr Head (sipas listes se bashkengjitur) | lll | Implante ortopedike per nderhyrjet kirurgjikale kokso-femorale | Pajisje te implantueshme jo aktive
11889 | InMode/Optimas/Triton - AG606666A: DiolazeXL 755/810 - AG605975A; Diolaze XL 810/1064 - AG605976A; Lummeca 515 - AS601863A; Lummeca 580 - AS601864A; Forma - AS601654A; Plus - AS601679A; Hand piece Forma (Plus90) - AG606798A; BodyFX - AS600874A; MiniFX - AG604696A; Factora - AG607401A; Vasculaze 1064 - AG605988A | LaserMed | 29.04.2022 | Inmode Ltd. Tavor Building, Shaar Yokneam, P.O.Box 533 Yokneam 2069206, Israel | InMode/Optimas/Triton - AG606666A: DiolazeXL 755/810 - AG605975A; Diolaze XL 810/1064 - AG605976A; Lummeca 515 - AS601863A; Lummeca 580 - AS601864A; Forma - AS601654A; Plus - AS601679A; Hand piece Forma (Plus90) - AG606798A; BodyFX - AS600874A; MiniFX - AG604696A; Factora - AG607401A; Vasculaze 1064 - AG605988A | llb | Sistem laseri, terapi me impulse drite intense dhe radiofrekuence per reduktim te qimeve, trajtime lezionesh etj | Tjeter
11890 | Reusable instruments and accessories (sipas listes bashkengjitur) | Dental Leader - Corsi shpk | 29.04.2022 | LEONE S.p.a. Via Ponte a Quaracchi 50, 50019 Sesto Fiorentino (FI) - Italia | Reusable instruments and accessories (sipas listes bashkengjitur) | l | Instrumenta te ndryshem dentar. | Pajisje dentare
11891 | Dental Impression Materials (sipas listes bshkengjitur) | Dental Leader - Corsi shpk | 29.04.2022 | TRAYART S.r.l. Via Paiette 13/Q, 35040 Castelbaldo (PD) - Italy | Dental Impression Materials (sipas listes bshkengjitur) | l | Material per marrje mase. | Pajisje dentare
11892 | Buccal Tubes; Adhesives; Band Cement; Stainless Steel Brackets (sipas listes bashkengjitur) | Dental Leader - Corsi shpk | 29.04.2022 | Ormco Corporation 200 S Kraemer Blvd., Brea, California 92821, USA | Buccal Tubes; Adhesives; Band Cement; Stainless Steel Brackets (sipas listes bashkengjitur) | lla | Pajisje dentare per perdorim ne ortodonci si tuba bukale dhe adezive. | Pajisje dentare
11893 | In vitro diagnostic Medical Devices | O.E.S Distrimed sh.p.k | 29.04.2022 | TULIP DIAGNOSTICS P LTD Phase II C, Plot Nos. 92, 96, Verna Industrial Estate, verna, Goa 403-722 India | In vitro diagnostic Medical Devices (Sipas listes bashkengjitur) | In Vitro | Reagente in vitro per perdorim laboratorik. | Pajisje te diagnostikimit in vitro
11894 | CSF-Lumboperitoneal Catheters :CSF-Lumboperitoneal shunts | O.E.S Distrimed sh.p.k | 29.04.2022 | Medtronic Inc. 710 Medtronic Parkway Minneapolis MN 55432 USA | CSF-Lumboperitoneal Catheters :CSF-Lumboperitoneal shunts (Sipas listes bashkengjitur) | III | Kateter dhe shunte lumboperitoneale qe perdoren ne neurokirurgji. | Pajisje nje perdorimeshe
11895 | PORCELAIN ETCH - Etching Gel; Q-ETCH - Etching Gel; Q-ETCH ORTHO - Etching Gel; HIGH -Q-BOND LIGHT CURE LINGUAL RETAINER - Resin Cement; HIGH Q BOND BRACKET LIGHT CURE ADHESIVE SYSTEM - Resin Cement; HIGH Q-BOND BAND CEMENT LIGHT CURE BLUE - Resin Cement; Q-GLASS ORTHO - Glass Ionomer Band Cement; BJM ROOT CANAL SEALER - Root Canl Sealer; PRIMA QUICK SE - Bonding Agent; PRIMA QUICK - Bonding Agent | MOTO-MANIA shpk | 29.04.2022 | B.J.M. Laboratories Ltd. 12 Hasadna St. Industrial Park, Or-Yehuda 6022011 ISRAEL | PORCELAIN ETCH - Etching Gel; Q-ETCH - Etching Gel; Q-ETCH ORTHO - Etching Gel; HIGH -Q-BOND LIGHT CURE LINGUAL RETAINER - Resin Cement; HIGH Q BOND BRACKET LIGHT CURE ADHESIVE SYSTEM - Resin Cement; HIGH Q-BOND BAND CEMENT LIGHT CURE BLUE - Resin Cement; Q-GLASS ORTHO - Glass Ionomer Band Cement; BJM ROOT CANAL SEALER - Root Canl Sealer; PRIMA QUICK SE - Bonding Agent; PRIMA QUICK - Bonding Agent | lla | Xhel acid, cement rezinor, ngjites per bondime, material mbushje kanali. | Pajisje dentare
11896 | EXACLEAR - Clear Vinyl Polisiloxane, Cartidges (2x51g), Transparent: 012792 | EURODENTA shpk | 29.04.2022 | GC Europe N.V. Research Park, Interleuvenlaan 33, Leuven B-3001 Belgium | EXACLEAR - Clear Vinyl Polisiloxane, Cartidges (2x51g), Transparent: 012792 | l | Material mase per dhembe provizor. | Pajisje dentare
11897 | Selva Drops | Winpharma sh.p.k | 04.05.2022 | IOULIA & IRENE TSETI PHARMACEUTICAL LABORATORIES S.A (Distinctive Title: INTERMED) 27, Kalyftaki Str, Kifissia, 14564, Greece | Selva Drops | I | Tretsire nazale isotonike. | Tjeter
11898 | extendSURE™ Liquid HbA1c Control | Montal | 04.05.2022 | Canterbury Scientific Ltd. 71 Whiteleigh Avenue Addington Christchurch 8011 New Zealand | extendSURE™ Liquid HbA1c Control: B12396; B12397 | In Vitro | Reagente kimike per diagnostikimin e problemeve ne gjak ose organe te tjera te trupit | Pajisje të diagnostikimit in vitro
11899 | Bead Block™ Bland Embolic Bead | Montal | 04.05.2022 | Boston Scientific Corporation 300 Boston Scientific Way Marlborough Massachusetts 01752 USA | Bead Block™ Bland Embolic Bead: Bead Block 100-300 μm - EB2S103; Bead Block 300-500 μm - EB2S305; Bead Block 500-700 μm - EB2S507; Bead Block 700-900 μm - EB2S709; Bead Block 900-1200 μm - EB2S912; | llb | Pajisje embolike per embolizimin e eneve te gjakut te nje sere tumoresh te hiperaktivizuar | Pajisje një përdorimëshe
11900 | EOSIGEL - 935520217 | Express Pharma | 04.05.2022 | PRINCEPS S.R.L. Via DONATORI DI Sangue, 10 - 12026 Piasco (CN) Italy | EOSIGEL - 935520217 | I | Xhel qe perdoret topikal per plage te lehta. | Tjeter
11901 | PHNO2 Phenobarbital: 08058580190 | Evita shpk | 04.05.2022 | Roche Diagnostics GmbH Sandhofer Strasse 116 D-68305 Mannheim GERMANY | PHNO2 Phenobarbital: 08058580190 | In Vitro | Reagent per detektimin phenobarbital ne plazmen humane. | Pajisje te diagnostikimit in vitro
11902 | Elecsys CMV IgG Avidity: 09118543190, 09118551190 | Evita shpk | 04.05.2022 | Roche Diagnostics GmbH Sandhofer Strasse 116 D-68305 Mannheim GERMANY | Elecsys CMV IgG Avidity: 09118543190, 09118551190 | In Vitro | Reagent per gjetjen e cytomegalovirus ne plazmen humane. | Pajisje te diagnostikimit in vitro
11903 | DiaClon ABD-Confirmation for Donors: 51051 (Ref: 001134 / 001136 ); DiaClon ABO/D + Reverse Grouping: 50092 (Ref: 001235) | DIAHEM shpk | 04.05.2022 | DiaMed GmbH Pra Rond 23, 1785 Cressier FR, Switzerland | DiaClon ABD-Confirmation for Donors: 51051 (Ref: 001134 / 001136 ); DiaClon ABO/D + Reverse Grouping: 50092 (Ref: 001235) | In Vitro | Reagente dhe produkte reagentesh per grupimin e gjakut, reagente te qelizave te kuqe te gjakut per grupet reverse. | Pajisje te diagnostikimit in vitro
11904 | Seraclone™ Anti-A (ABO1): 801 320; Seraclone™ Anti-B (ABO2): 801 345; Seraclone™ Anti-AB (ABO3): 801 370; Seraclone® Anti-D (RH1) 226: 802 039 | DIAHEM shpk | 04.05.2022 | Bio-Rad Medical Diagnostics GmbH Industriestraße 1, 63303 Dreieich, Germany | Seraclone™ Anti-A (ABO1): 801 320; Seraclone™ Anti-B (ABO2): 801 345; Seraclone™ Anti-AB (ABO3): 801 370; Seraclone® Anti-D (RH1) 226: 802 039 | In Vitro | Reagente te lengshem monoklonal per percaktimin e grupit te gjakut per sistemin ABO, Rezus, dhe sistemin Kell. | Pajisje te diagnostikimit in vitro
11905 | March 1™peripheral | Montal sh.p.k | 05.05.2022 | Boston Scientific Corporation 300 Boston Scientific Way Marlborough, MA 01752 USA | March 1™peripheral (Sipas listes bashkengjitur) | Iia | Kateter qe perdoret gjate procedurave hemodinamike. | Pajisje njeperdorimeshe
11906 | Radiofrequency Ablation Needle Electrode Family | Montal sh.p.k | 05.05.2022 | Boston Scientific Corporation 300 Boston Scientific Way Marlborough, MA 01752 USA | Radiofrequency Ablation Needle Electrode Family (Sipas listes bashkengjitur) | IIb | Elektroda ne forme age qe sherbejne per nekrozen termike te koagulimit te indeve te buta. | Pajisje njeperdorimeshe
11907 | Ambu® Perfit ACE™ - 002810001; Ambu® Mini Perfit ACE™ - 264208020; Ambu® Military Perfit ACE™ - 000281107 (BASIC UDI-DI: 5707480301000050065) | Montal | 04.05.2022 | AMBU A/S, Baltorpbakken 13, DK-2750 Ballerup, Denmark | Ambu® Perfit ACE™ - 002810001; Ambu® Mini Perfit ACE™ - 264208020; Ambu® Military Perfit ACE™ - 000281107 (BASIC UDI-DI: 5707480301000050065) | l | Pajisje per te siguruar palevizshmerine e qafes se pacientit gjate transportit (Qafore) | Pajisje një përdorimëshe
11908 | Disposable Isolation Gown | Montal | 04.05.2022 | Xianning Full Guard Medical Products Co., Ltd Yonfan East Avenue, Xianning Economic Development Zone, Xianning City, Hubei Province, China | Disposable Isolation Gown: FGIS-PP25-M (BASIC UDI-DI: 697386655FGIS-PP25-MAC); Disposable Isolation Gown: FGIS-PP25-L (BASIC UDI-DI: 697386655FGIS-PP25-LAA); Disposable Isolation Gown: FGIS-PP25-XL (BASIC UDI-DI: 697386655FGIS-PP25-XL76);Disposable Isolation Gown: FGIS-PP25-XXL (BASIC UDI-DI: 697386655FGIS-PP25-XXL8Y); | l | Produkt per izolim te pergjithshem te ambulancave, klinikave, reparte etj | Pajisje një përdorimëshe
11909 | Transend Guidewires | Montal sh.p.k | 05.05.2022 | Boston Scientific Corporation 300 Boston Scientific Way Marlborough, MA 01752 USA | Transend Guidewires (Sipas listes bashkengjitur) | III | Tela udhezues qe ofrojne kontroll dhe reagim me veshje lubrifikuese qe lehteson avancimin e tyre permes nje mikrokateteri. | Pajisje njeperdorimeshe
11910 | Zoom Charging Station | O.E.S Distrimed sh.p.k | 05.05.2022 | Gima S.p.A. Via Marconi, 1 20060 Gessate (MI) - Italia | Zoom Charging Station: 31542 (UDI-DI 80232790000V90990700000AR) | I | Karikues per laringoskop per perdorim spitalor | Instrumena shumeperdorimeshe
11911 | MAXLITE F.O.LED ADULT SET 4 BLADES MC-INTOSH 1-2-3-4-2.5 V - 35.000 LUX; UDI-DI: 8023279Z120210030000000MQ | O.E.S Distrimed sh.p.k | 05.05.2022 | Gima S.p.a., Via Marconi, 1, 20060 Gessate (MI), Italy | MAXLITE F.O.LED ADULT SET 4 BLADES MC-INTOSH 1-2-3-4-2.5 V - 35.000 LUX; UDI-DI: 8023279Z120210030000000MQ | I | Laringoskop per perdorim egzaminimesh mjekesore. | Instrumenta shumeperdorimesh
11912 | Polybutilate Coated Polyester Sterile Synthetic Non Absorbable Suture | Evita shpk | 05.05.2022 | Johnson & Johnson International c/o European Logistics Centre Leonardo Da Vincilaan 15 BE-1831 Diegem Belgium | ETHIBOND EXCEL ™Polybutilate Coated Polyester Sterile Synthetic Non Absorbable Suture (sipas specifikimeve bashkëngjitur) | III | Penj per qepje kirurgjikale me perberje polibutilati, te paabsorbueshme. | Pajisje nje perdorimeshe
11913 | Fathom™ Steerable Guidewire | Montal shpk | 05.05.2022 | Boston Scientific Corporation, 300 Boston Scientific Way, Marlborough, MA 01752, USA | Fathom™ - 14 Steerable Guidewire; Fathom™ - 16 Steerable Guidewire (sipas listës bashkëngjitur) | Iia | Jane tela udhezues te drejtuar dhe te afte te depertojne ne sisteme te komplikuara vaskulare | Pajisje nje perdorimeshe
11914 | Imager™ II Angiographic Catheter | Montal shpk | 05.05.2022 | Boston Scientific Corporation, 300 Boston Scientific Way, Marlborough, MA 01752, USA | Imager™ II Angiographic Catheter (sipas listës bashkëngjitur) | III | Jane katetere qe sherbejne per te siguruar nje rruge per te shperndare agjente kontrasti ne enet e gjakut duke perfshire arteriet karotide | Pajisje nje perdorimeshe
11915 | Microcatheters™ | Montal shpk | 05.05.2022 | Boston Scientific Corporation, 300 Boston Scientific Way, Marlborough, MA 01752, USA | Direxion™ Microcatheters (sipas listës bashkëngjitur) | IIb | Jane katetere te vegjel me diameter te pershtatshem per te levizur ne rjetin e gjere te venave qe vendosen brenda trupi gja procedurave endovaskulare | Pajisje nje perdorimeshe
11916 | Reagente Kimike | Montal shpk | 05.05.2022 | Beckman Coulter, Inc. 250 S. Kraemer Blvd. Brea, CA 92821, USA | In Vitro Diagnostics Medical Devices (sipas listës bashkëngjitur) | In Vitro | Reagente kimike qe sherbejne per te diagnostikuar ose monitoruar problemet ne gjak ose organe te ndryshme | Pajisje te diagnostikimit in vitro
11917 | Epidural Catheter | Biometric Albania | 05.05.2022 | Arrow International LLC Subsidiary of Teleflex Incorporated 3015 Carrington Mill.Blvd. Morrisville North Carolina 27560 USA | Epidural Catheter (sipas listes se bashkengjitur) | lla | Kateter epidural per anestezi | Pajisje një përdorimëshe; Produkte per institucione te kujdesit shendetsor
11918 | Ear/Nose/Throat Treatment Units: XU1 SMART | MSE | 05.05.2022 | Chammed Co., Ltd. (12Fl, b213, b214, 2804, A-Dong) 17, Gosan-ro 148beon-gil, Gunpo-si, Gyeonggi-do 15850, Republic of Korea | Ear/Nose/Throat Treatment Units: XU1 SMART | lla | Njesi trajtimi per ORL mundeson trajtimin dhe diagnostikimin ne ORL | Tjeter
11919 | HM340 E Microtome, 100-240V, 50/60Hz: 905190; HM340 E Microtome, PkgE, 100-240V, 50/60Hz: 905190A; HM340 E Microtome, PkgER, 100-240V, 50-60Hz: 905190ER; Cool-Cut with UCC: 771110; Cool-Cut with STD.: 771120; Section Transfer System: 771200 | PEGASUS shpk | 05.05.2022 | Shandon Diagnostics Limited (a subsidiary of Erpedia), Tudor Road, Manor Park, Runcorn, Cheshire, WA7 1TA, UK | HM340 E Microtome, 100-240V, 50/60Hz: 905190; HM340 E Microtome, PkgE, 100-240V, 50/60Hz: 905190A; HM340 E Microtome, PkgER, 100-240V, 50-60Hz: 905190ER; Cool-Cut with UCC: 771110; Cool-Cut with STD.: 771120; Section Transfer System: 771200 | In Vitro | Eshte aparature mikrotomike qe sherben per prerjen e indeve te parafinizuara. | Pajisje te diagnostikimit in vitro
11920 | HM355 S Microtome, 100-240V, 50/60Hz: 905200; HM355 S Microtome, PkG: 905200A; Microtome HM 355S PKG: 905200ER; HM355S with STS and STD Coolcut: 905200STS; Cool-Cut with UCC: 771110; Cool-Cut with STD.: 771120; Section Transfer System: 771200 | PEGASUS shpk | 05.05.2022 | Shandon Diagnostics Limited (a subsidiary of Erpedia), Tudor Road, Manor Park, Runcorn, Cheshire, WA7 1TA, UK | HM355 S Microtome, 100-240V, 50/60Hz: 905200; HM355 S Microtome, PkG: 905200A; Microtome HM 355S PKG: 905200ER; HM355S with STS and STD Coolcut: 905200STS; Cool-Cut with UCC: 771110; Cool-Cut with STD.: 771120; Section Transfer System: 771200 | In Vitro | Eshte aparature mikrotomike qe sherben per prerjen e indeve te parafinizuara. | Pajisje te diagnostikimit in vitro
11921 | NX50 - Cryotome (sipas listes bashkengjitur) | PEGASUS shpk | 05.05.2022 | Shandon Diagnostics Limited (a subsidiary of Erpedia), Tudor Road, Manor Park, Runcorn, Cheshire, WA7 1TA, UK | NX50 - Cryotome (sipas listes bashkengjitur) | In Vitro | Instrument qe ben ngrirjen e indeve per kryerjen e analizave histologjike. | Pajisje te diagnostikimit in vitro
11922 | SlideMate™ Microscope Slides: TT-40418217-W; SlideMate Plus Adhesion Microscope Slides: TT-40418218-PS-W | PEGASUS shpk | 05.05.2022 | New Erie Scientific LLC (a subsidiary of Erpedia), 20 Post Road, Portsmuth, NH 03801 | SlideMate™ Microscope Slides: TT-40418217-W; SlideMate Plus Adhesion Microscope Slides: TT-40418218-PS-W | In Vitro | Pjata mikroskopi te cilat perdoren per pergatitjen e mostrave per tu analizuar me pas ne mikroskop. | Pajisje te diagnostikimit in vitro
11923 | BioFire® Blood Culture Identification 2 (BCID2) Panel: RFIT-ASY-0147 (UDI-DI: 357302BUDI000001SC) | Labopharma shpk | 05.05.2022 | BioFire Diagnostics, LLC 515 Colorow Drive, Salt Lake City, Utah 84108, USA | BioFire® Blood Culture Identification 2 (BCID2) Panel: RFIT-ASY-0147 (UDI-DI: 357302BUDI000001SC) | In Vitro | Instrument i cili eshte i afte te testoje 43 objektiva te lidhuara me infeksionet e warkullimit te gjakut. | Pajisje te diagnostikimit in vitro
11924 | BioFire® Respiratory Panel 2.1 plus (RP2.1 plus) (423740) | Labopharma shpk | 05.05.2022 | BioFire Diagnostics, LLC 515 Colorow Drive, Salt Lake City, Utah 84108, USA | BioFire® Respiratory Panel 2.1 plus (RP2.1 plus) (423740) | In Vitro | Instrument i cili mundeson zbulimin e shpejte te automatizxuar te patogjeneve pas infeksioneve te frymemarrjes | Pajisje te diagnostikimit in vitro
11925 | Bed Mattress, Overbed Table, ABS Bedside Cabinet, Bedside Screen, IV Pole, Hospital Stool, Hospital Chair - YIKUN | Gashi Medical sh.p.k | 05.05.2022 | Nantong Yikun Medical Apparatus Co., Ltd , 198th ZhaoXia Road, Nantong High-Tech Zone, jiangsu Province, China | Bed Mattress, Overbed Table, ABS Bedside Cabinet, Bedside Screen, IV Pole, Hospital Stool, Hospital Chair - YIKUN | I | Pajisje te ndryshme per mobilim spitalor. | Pajisje mobilim spitalor
11926 | Sinowise: Anesthesia machine, Ventilatir and Patient Monitor and Pendant and Electrocautery | Gashi Medical | 05.05.2022 | Jiangsu Sinowise Technology Co., Ltd. Ind. Park, Dongshe Town, Tongzhou Dist., Nantong, Jiangsu, China | Sinowise: Anesthesia machine, Ventilatir and Patient Monitor and Pendant and Electrocautery | l | Pajisje te ndryshme per mobilim spitalor | Pajisje mobilim spitalor
11927 | Bosphore STDs Panel Kit v1; Bosphore STDs Panel Kit v4; Bosphore STDs Panel Kit v5; Bosphore STDs Panel Kit v6; Bosphore STD Urethritis Mini Panel Kit ; Bosphore Genital Ulcer Panel Kit; | Pentagene Genetics sh.p.k | 05.05.2022 | Anatolia Tani ve Biyoteknoloji Urunleri Ar-Ge San. Ve Tic. A.S. Egitim Mah. Kasap ismail Sokak istanbul Plaza No. 10/23 Kadikoy-istanbul, Turkey | Bosphore STDs Panel Kit v1; Bosphore STDs Panel Kit v4; Bosphore STDs Panel Kit v5; Bosphore STDs Panel Kit v6; Bosphore STD Urethritis Mini Panel Kit ; Bosphore Genital Ulcer Panel Kit; | In Vitro | Pajisje mjekesore diagnostifikuese in vitro. | Pajisje te diagnostikimit in vitro
11928 | iScan - iVue 500 - iVue 500, iVue 80 | Gen-Alb Farma shpk | 05.05.2022 | Optovue, Inc. 2800 Bayview Drive, Fremont CA, 94538, USA | iScan - iVue 500 - iVue 500, iVue 80 | lla | Pajisje e dizenjuar per te perdorur driten afer infra te kuqe qe synon syrin per ta perpunuar, shfaqur dhe ruajtur imazhet. | Pajisje oftalmike dhe optike
11929 | IOLMaster 700 | Gen-Alb Farma shpk | 05.05.2022 | Carl Zeiss Meditec AG, Goeschwitzer Strasse 51-52, 07745 Jena, Germany | IOLMaster 700 | lla | Ka per qellim te zvogeloje rrezikun e surprizafve refraktike. | Pajisje oftalmike dhe optike
11930 | CD-001 RF Surgery Equipment and Sterile Electrodes (sipas listes se bashkengjitur) | MSE | 05.05.2022 | Gyrus ACMI, Inc. 9600 Louisiana Ave. North, Brooklyn Park, MN 55445 USA | CD-001 RF Surgery Equipment and Sterile Electrodes (sipas listes se bashkengjitur) | llb | Instrumenta, aksesore qe perdoren gjate procedurave endoscopike | Tjeter
11931 | Dental Adhesive for CAD/CAM Hybrid ceramic Restorations; Dental Rotary Instrument Kits; Dental Materials for Crowns and Bridges; Dental Cement; Artificial Teeth, Dental Composite | Real Dent sh.p.k | 05.05.2022 | SHOFU INC. 11 Kamitakamatsu-cho, Fukuine Higashiyama-ku Kyoto 605-0983 JAPAN | Dental Adhesive for CAD/CAM Hybrid ceramic Restorations; Dental Rotary Instrument Kits; Dental Materials for Crowns and Bridges; Dental Cement; Artificial Teeth, Dental Composite (sipas listes bashkengjitur) | I,Iia | Qeramika porcelani, kompozite, ngjites dhe freza per perdorim dentar. | Pajisje dentare
11932 | Operating Table | MSE sh.p.k | 06.05.2022 | Inspital Medical Technology GmbH Kaiserswerther str. 83b 40878 Ratingen Germany | Operating Table (sipas listes bashkengjitur) | I | Tavoline operacioni, tavoline ekzaminimi dhe aksesore te ndryshem. | Tjeter
11933 | SLIT LAMP SL-D301: 447039901 | Fedos shpk | 06.05.2022 | Topcon Corporation 75-1, Hasunuma-cho, Itabashi-ku, Tokyo, 174-8580, JAPAN | SLIT LAMP SL-D301: 447039901 | l | Mikroskop me drite per ekzaminimin e syve. | Pajisje oftalmike dhe optike
11934 | Alteco® LPS Adsorber: LPS-33-100-46 | Fedos shpk | 06.02.2022 | Alteco Medical AB Höstbruksvägen 8, SE-226 60 Lund, Sweden | Alteco® LPS Adsorber: LPS-33-100-46 | lla | Filter per filtrimin e baktereve dhe trajtimin e endotoksemise. | Pajisje nje perdorimeshe
11935 | Surgical Drapes and Drapes Accessories | Pegasus sh.p.k | 06.05.2022 | Alcon Laboratories, Inc. 6201 South Freeway, Fort Worth, TX 76134-2099, USA | Surgical Drapes and Drapes Accessories (BUDI-DI 038065GMN000041GR) (sipas listës bashkëngjitur) | Is | Jane pajisje sterile qe sherbejne per te izoluar zonen kirurgjikale nga zonat e tjera te trupit te njeriut | Tjeter
11936 | Architects HAVAB-IgM Reagent Kit | Pegasus sh.p.k | 06.05.2022 | Abbott GmbH Max-Planck-Ring 2, 65205 Wiesbaden, Germany | ARCHITECT HAVAb-IgM Reagent Kit: 6C30-22 (4x100 tests); ARCHITECT HAVAb-IgM Reagent Kit: 6C30-27 (1x100 tests); ARCHITECT HAVAb-IgM Calibrators: 6C30-02; ARCHITECT HAVAb-IgM Controls 6C30-11 | In Vitro | Eshte nje analize mikrogrimcash kemiluminishente qe perdoren per detektimin e antitrupit IgM te virusit te hepatiti A ne serumin njerezor dhe ne plazem | Pajisje te diagnostikimit in vitro
11937 | In Vitro Diagnostics Medical Devices (sipas listes bashkengjitur) | O.E.S DISTRIMED shpk | 09.05.2022 | TULIP DIAGNOSTICS ¦P¦ LTD Phase II C, Plot Nos.92, 96, Verna Industrial Estate, Verna, Goa - 403 722. India | In Vitro Diagnostics Medical Devices (sipas listes bashkengjitur) | In Vitro | Pajisje dhe reagente diagnostikues , perdorim laboratorik. | Pajisje te diagnostikimit in vitro
11938 | EasyGas® SF₆: G-80950; EasyGas® C₃F₈: G-80970 | Gen-Alb Farma shpk | 09.05.2022 | Fluoron GmbH Magirus-Deutz-Str. 10, 89077 Ulm, Germany | EasyGas® SF₆: G-80950; EasyGas® C₃F₈: G-80970 | llb | Pajisje mjekesore sterile me perberje gazit te heksafluroudit te squfurit etj. Perdoren si endotamponada postoperative ne fushen e kirrugjise oftalmike. | Pajisje oftalmike dhe optike
11939 | PSPIX2 (sipas listes bashkengjitur) | Service Dental Albania shpk | 12.05.2022 | SOPRO Zac Athelia IV, Avenue des Genevriers, 13705 La Ciotat Cedex FRANCE | PSPIX2 (sipas listes bashkengjitur) | l | Skaner i pllakave imazherike dixhitale. | Pajisje dentare
11940 | FDR nano: DR-XD 1000 | ALBAPHOTO shpk | 10.05.2022 | FUJIFILM Corporation 26-30, Nishiazabu 2-chome, Minato-ku, Tokyo 106-8620, JAPAN | FDR nano: DR-XD 1000 | llb | Pajisje grafie me rreze X. | Pajisje diagnostikuese dhe terapeutike me rrezatim
11941 | CaviCide: CaviCide 200ml pack 15pcs - 4731221/15; CaviCide 700ml pack 15pcs - 4731222/15; CaviCide 5L - 4731223; CaviCide 200ml - 4731221; CaviCide 700ml - 4731222 | Advantage Dental | 09.05.2022 | SpofaDental a.s. Markova 238, 506 01 Jičin, Czech Republic | CaviCide: CaviCide 200ml pack 15pcs - 4731221/15; CaviCide 700ml pack 15pcs - 4731222/15; CaviCide 5L - 4731223; CaviCide 200ml - 4731221; CaviCide 700ml - 4731222 | lla | Dezinfektant dentar | Pajisje dentare
11942 | QUADROX-i Neonatal Microporous Membrane Oxygenator with BIOLINE Coating | Fedos | 09.05.2022 | Maquet Cardiopulmonary GmbH Kehler Str. 31 76437 Rastatt Germany | QUADROX-i Neonatal Microporous Membrane Oxygenator with BIOLINE Coating (BE-HMO 10000) - 70107 .0419; QUADROX-i Neonatal Microporous Membrane Oxygenator with integrated arterial filter with BIOLINE Coating (BE-HMO 11000) - 70107 .0420; QUADROX-i Pediatric Microporous Membrane Oxygenator with BIOLINE Coating (BE-HMO 30000) - 70107 .0392; QUADROX-i Pediatric Microporous Membrane Oxygenator with integrated arterial filter with BIOLINE Coating (BE-HMO 31000) - 70107.0395 | lll | Oksigjenator pediatric dhe neonat,me membrane mikroporoze, filter arterial, me veshje Bioline dhe konektore me vidhosje per nderhyrje kardio-polmonare te pacientet pediatrike /neonate | Pajisje një përdorimëshe
11943 | QUADROX-i Neonatal Oxygenator HMO 10000 with Neonatal Venous Hardshell Cardiotomy Reservoir VHK 11000 (VKMO 10000) - 70107.0440; QUADROX-i Neonatal Oxygenator HMO 11000 with Neonatal Venous Hardshell Cardiotomy Reservoir VHK 11000 (VKMO 11000) - 70107 .0444; QUADROX-i Neonatal Oxygenator HMO 10000 with Neonatal Venous Hardshell Cardiotomy Reservoir VHK 11000 with SOFTLINE Coating (BO-VKMO 100000 - 70107.1074; QUADROX-i Neonatal Oxygenator HMO 11000 with Neonatal Venous Hardshell Cardiotomy Reservoir VHK 11000 with SOFTLINE Coating (BO-VKMO 11000) - 70107 .1077 | Fedos | 09.05.2022 | Maquet Cardiopulmonary GmbH Kehler Str. 31 76437 Rastatt Germany | QUADROX-i Neonatal Oxygenator HMO 10000 with Neonatal Venous Hardshell Cardiotomy Reservoir VHK 11000 (VKMO 10000) - 70107.0440; QUADROX-i Neonatal Oxygenator HMO 11000 with Neonatal Venous Hardshell Cardiotomy Reservoir VHK 11000 (VKMO 11000) - 70107 .0444; QUADROX-i Neonatal Oxygenator HMO 10000 with Neonatal Venous Hardshell Cardiotomy Reservoir VHK 11000 with SOFTLINE Coating (BO-VKMO 100000 - 70107.1074; QUADROX-i Neonatal Oxygenator HMO 11000 with Neonatal Venous Hardshell Cardiotomy Reservoir VHK 11000 with SOFTLINE Coating (BO-VKMO 11000) - 70107 .1077 | lla | Oksigjenator I kombinuar venoz per neonat, me rezervuar per nderhyrje kardio-polmonare te pacientet pediatrike /neonate | Pajisje një përdorimëshe
11944 | OneTouch® Slect Plus Blood Glucose Monitoring System; OneTouch Select Plus Flex™ Blood Glucose Monitoring System (Serial Number prefixed with G') | Mega Store sh.p.k | 06.05.2022 | LifeScan Europe GmbH Gubelstrasse 34 6300 Zug Switzerland | OneTouch® Slect Plus Blood Glucose Monitoring System; OneTouch Select Plus Flex™ Blood Glucose Monitoring System (Serial Number prefixed with G') | In Vitro | Pajisje qe perdoren per vetmonitorimin e nivelit te glicemise ne gjak. | Pajisje te diagnostikimit in vitro
11945 | BD BBL Crystal Gram-Positive ID System - 245140 | Pegasus | 09.05.2022 | Becton, Dickinson and Company 7 Loveton Circle Sparks, MD 21152 USA | BD BBL Crystal Gram-Positive ID System - 245140 | In vitro | Metode identifikimi e miniaturizuar qe perdor substrate kromogjenike,me qellim identifikimin e vazhdueshem te baktereve te izoluara gram pozitiv. | Pajisje të diagnostikimit in vitro
11946 | Kit Accessori Monouso TT Transformer | Dental Leader Corsi shpk | 09.05.2022 | TT Tooth Transformer srl Via Washington, 59 20146 Milano, Italy | Kit Accessori Monouso TT Transformer (Basic UDI-DI: 80557285800000000TT800235) | l | Pajisje mjekesore perdorim ne dentistri | Pajisje dentare
11947 | Viance Crossing Catheter | O.E.S Distrimed | 09.05.2022 | ev3, Inc. 4600 Nathan Lane North Plymouth, MN 55442 USA | Viance Crossing Catheter: VNC-FX-150; Viance Crossing Catheter: VNC-SD-150 | lla | Kateter I kryqezuar per perdorim ne kirurgji | Pajisje një përdorimëshe
11948 | Disposable Reloadable Linear Stapler and Realoads/ Single Use Reloadable Linear Stapler and Realoads | O.E.S Distrimed | 09.05.2022 | Suzhou Frankenman Medical Co., Ltd. 108 South Jinfeng Road, Suzhou High-New District, 215163 Suzhou, R.P of China | Disposable Reloadable Linear Stapler and Realoads/ Single Use Reloadable Linear Stapler and Realoads (sipas listes se bashkengjitur) | llb | Stapler linear i rimbushshem dhe rimbushesit perdorim ne kirurgji | Pajisje një përdorimëshe
11949 | Xenys: XX(F) - L(L)BC(CC)N(S) (implantable and absorbable bone substitutes) | Klinika Zogu I Pare shpk | 10.05.2022 | Tiss'You Srl Strada di Paderna 2, 47895 Domagnano - Republica San Marino (RSM) | Xenys: XX(F) - L(L)BC(CC)N(S) (implantable and absorbable bone substitutes) | lll | Substance kockore sterile, e implantueshme dhe e absorbueshme e cila perdoret per zevendesimin e kockes ne kirurghjine oralo-maksilofaciale, ortopedike etj. | Pajisje te impantueshme jo aktive
11950 | Orthodontic Ceramic Bracket | Marlen/E sh.p.k | 10.05.2022 | GNI Co., Ltd. 5F 501, 63-12, Dongtancheomdansaneop 1-ro, Hwaseong-si, Gyeonggi-do, Korea | Orthodontic Ceramic Bracket (sipas listes bashkengjitur) | Iia | Braketa qeramike ortidontike. | Pajisje dentare
11951 | Orthodontic Fixation Screw | Marlen/E sh.p.k | 10.05.2022 | GNI Co., Ltd. 5F 501, 63-12, Dongtancheomdansaneop 1-ro, Hwaseong-si, Gyeonggi-do, Korea | Orthodontic Fixation Screw (sipas listes se bashkengjitur) | llb | Vida fiksuese ortodontike | Pajisje dentare
11952 | Emerge MONORAIL PTCA Dilatation Catheter; Emerge Push MONORAIL PTCA Dilatation Catheter; Emerge OVER-THE-WIRE PTCA Dilatation Catheter; Emerge Push OVER-THE-WIRE PTCA Dilatation Catheter (sipas listes se bashkengjitur) | Montal | 10.05.2022 | Boston Scientific Corporation 300 Boston Scientific Way Marlborough Massachusetts 01752 USA | Emerge™ MONORAIL PTCA Dilatation Catheter; Emerge™ Push MONORAIL PTCA Dilatation Catheter; Emerge™ OVER-THE-WIRE PTCA Dilatation Catheter; Emerge™ Push OVER-THE-WIRE PTCA Dilatation Catheter (sipas listes se bashkengjitur) | lll | Kateter me balon zgjerues | Pajisje një përdorimëshe
11953 | Dermatology Laser System | Arli Pharma sh.p.k | 10.05.2022 | Candela Corporation 530 Boston Post Road Wayland, MA 01778-1886, USA | Dermatology Laser System (sipas listes se bashkengjitur) | llb | Lasera qe sherbejne per epilimin e qimeve dhe problemet e tjera te lekures | Tjeter
11954 | HEMOCONCENTRATORS | Gen-Albfarma | 10.05.2022 | Sorin Group Italia S.r.l. Via Statale 12 Nord, 86 41037 Mirandola (MO)-Italy | HEMOCONCENTRATORS (sipas listes se bashkengjitur) | lla | Hemokoncetratore per paciente te porsalindur, femije dhe te rritur. | Pajisje një përdorimëshe
11955 | Ophtalmic ans Surgical System | Salus sh.a | 10.05.2022 | D.O.R.C. Dutch Ophthalmic Research Center (INTERNATIONAL) B.V. Scheijdelveweg 2 3214 VN Zuidland The Netherlands | Ophtalmic and Surgical System: 8000.COM02 EVA, combined machine including Laser(DORC connector) | IIb | Pajisje kirurgjikale Oftalmike me performance te larte | Pajisje oftalmike dhe optike
11956 | Neonatal Venous Hardshell Cardiotomy Reservoir VHK 11000 - 70107.3019; Neonatal Venous Hardshell Cardiotomy Reservoir with SOFTLINE Coating BO-VHK 11000- 70107.3015 | Fedos sh.p.k | 10.05.2022 | Marquet Cardiopulmonary GmbH Kehler Str.31 76437 Rastatt Germany | Neonatal Venous Hardshell Cardiotomy Reservoir VHK 11000 - 70107.3019; Neonatal Venous Hardshell Cardiotomy Reservoir with SOFTLINE Coating BO-VHK 11000- 70107.3015 | Iia | Oksigjenator pediatrik neonat venoz me rezervuar per nderhyrje kardio pulmonare te pacientet pediatrike. | Pajisje nje perdorimeshe
11957 | DIDECO KIDS ARTERIAL FILTERS | Gen-Albfarma | 10.05.2022 | Sorin Group Italia S.r.l. Via Statale 12 Nord, 86 41037 Mirandola (MO)-Italy | DIDECO KIDS ARTERIAL FILTERS: D130 DIDECO KIDS PHISIO + PURGE LINE -050538; D130 DIDECO KIDS PHISIO + PURGE LINE - 050538J; D130 DIDECO KIDS PHISIO + PURGE LINE - 050583; D131 DIDECO KIDS PHISIO + PURGE LINE- 050542; D131 DIDECO KIDS PHISIO + PURGE LINE - 050542J; D131 DIDECO KIDS PHISIO + PURGE LINE - 050585 | lla | Filtra arterial per te porsalindur dhe femije | Pajisje një përdorimëshe
11958 | Orthodontic Metal bracket | Marlen/E sh.p.k | 10.05.2022 | GNI Co., Ltd. 5F 501, 63-12, Dongtancheomdansaneop 1-ro, Hwaseong-si, Gyeonggi-do, Korea | Orthodontic Metal bracket (sipas listës bashkëngjitur) | Iia | Braketa metalike ortodontike | Pajisje dentare
11959 | Makineri zemer-mushkeri | Fedos sh.p.k | 10.05.2022 | Maquet Critical Care AB, Röntgenvägen 2, 171 54, Solna , Sweden | Heart-Lung machine HL 40 1.1 (sipas listës bashkëngjitur) | IIb | Makineri zemer-mushkeri | Pajisje elektromekanike
11960 | Neonatal Venous Harshell Cardiotomy | Fedos sh.p.k | 10.05.2022 | Maquet Cardiopulmonary GmbH Kehler Str.31, 76437 Rastatt Germany | Neonatal Venous Harshell Cardiotomy Reservoir with BIOLINE Coating: Be-VHK 11000 (70107.3014) | III | Oksigjenator venoz per neonate me reservuar dhe veshje bioline per nderhyrje kardio-pulmonare te pacienteve pediatrike | Pajsije nje perdorimeshe
11961 | QUADROX-iD Pediatric Bioline | Fedos sh.p.k | 10.05.2022 | Maquet Cardiopulmonary GmbH Kehler Str.31, 76437 Rastatt Germany | QUADROX-iD Pediatric BIOLINE Coating screwed connector: BE-HMOD 3000 (70107.0396) | III | Oksigjenator pediatrik me veshje Biolibe me konektor me vidhosje per nderhyrje kardio pulmonare te pacientit pediatrik | Pajsije nje perdorimeshe
11962 | Newborn/Infant Oxygenator: D 901 DIDECO LILLIPUT 1 / D 902 DIDECO LILLIPUT 2 (sipas listes se bashkengjitur) | Gen-Albfarma | 10.05.2022 | Sorin Group Italia S.r.l. Via Statale 12 Nord, 86 41037 Mirandola (MO)-Italy | Newborn/Infant Oxygenator: D 901 DIDECO LILLIPUT 1 / D 902 DIDECO LILLIPUT 2 (sipas listes se bashkengjitur) | lla | Oksigjenatore per paciente te porsalindur dhe femije | Pajisje një përdorimëshe
11963 | Heart-Lung Machine HL 20: BSC 20-500 Bubble sensor (bubble sensor with holder and inserts for 3/8" X 3/32") 923371 70101.0858 TPB 20-570 Temperature Probe box (For 4 sensor connections) 927311 70101.0848 | Fedos sh.p.k | 10.05.2022 | Marquet Cardiopulmonary GmbH Kehler Str.31 76437 Rastatt Germany | Heart-Lung Machine HL 20: BSC 20-500 Bubble sensor (bubble sensor with holder and inserts for 3/8" X 3/32") 923371 70101.0858 TPB 20-570 Temperature Probe box (For 4 sensor connections) 927311 70101.0848 | IIb | Pjese per makineri zemer mushkri ne operime kardiake. | Pajisje elektromekanike
11964 | Agilia SP Range | Gen-Albfarma | 10.05.2022 | Fresenius Kabi AG 61346 Bad Homburg, Germany | Agilia SP Range (sipas listes se bashkengjitur) | llb | Pompa infuzioni me shiringe qe ofrojne anestezi intuitive intravenoze me wi-fi te integruar | Pajisje anestezie dhe respiratore
11965 | Interlock™-35 Fibered IDC™ Occlusion System; Interlock™ Fibered IDC™ Occlusion System; IDC™ Interlocking Detachable Coil (sipas listes bashkengjitur) | MONTAL shpk | 10.05.2022 | Boston Scientific Corporation 300 Boston Scientific Way Marlborough, MA 01752 USA | Interlock™-35 Fibered IDC™ Occlusion System; Interlock™ Fibered IDC™ Occlusion System; IDC™ Interlocking Detachable Coil (sipas listes bashkengjitur) | llb | Pajisje mbyllese me fibra te ndertuara te destinuara pernguar ose reduktuar shpejtesine e rrjedhjes se ghjakut ne enet periofarike. | Pajisje nje perdorimeshe
11966 | 018 Pushable Fibered Platinium Coils Family (sipas listes bashkengjitur) | MONTAL shpk | 10.05.2022 | Boston Scientific Corporation 300 Boston Scientific Way Marlborough, MA 01752 USA | 018 Pushable Fibered Platinium Coils Family (sipas listes bashkengjitur) | llb | Spirale shtytese mekanike embolike qe perdoren si ne arterie ashtu dhe ne vena per te kontrolluar gjakderdhjen ose per te mbyllur lezione vaskulare. | Pajisje nje perdorimeshe
11967 | HME Devices / HMEF filters for anesthesia, respiratory and critical care; Electrostatic filters / plates mechanical filters for anesthesia, respiratory and critical care; Activated Carbon and Smoke Evacuation Filters; Vent, Suction, Insufflation and Irrigation Filters (sipas lsites bashkengjitur) | MONTAL shpk | 10.05.2022 | GSV Filter Technology UK Limited NFC House, Vickers Industrial Estate, Mellishaw Lane, Morecambe, Lancashire, LA3 3EN, United Kingdom | HME Devices / HMEF filters for anesthesia, respiratory and critical care; Electrostatic filters / plates mechanical filters for anesthesia, respiratory and critical care; Activated Carbon and Smoke Evacuation Filters; Vent, Suction, Insufflation and Irrigation Filters (sipas lsites bashkengjitur) | lla | Filtra mjekesore per anastezi, respirim dhe trajtim intensiv. | Pajisje anestezie dhe respiratore
11968 | DC Bead (sipas listes bashkengjitur) | MONTAL shpk | 10.05.2022 | Boston Scientific Corporation 300 Boston Scientific Way Marlborough, MA 01752 USA | DC Bead (sipas listes bashkengjitur) | lll | Produkt mikrosferik i destinuar si agjent emboik. | Pajisje nje perdorimeshe
11969 | Disposable Alimentary Canal stapler/ Single Use Curved Intraluminal Circular Stapler, Single Use Straight Intraluminal Circular Stapler : CS21, CS25, CS28, CS32, CS21C, CS25C, CS28C, CS32C, CS21 L, CS25L, CS28L, CS32L, CS21F, CS25F, CS28F, CS32F CS21CL, CS25CL, CS28CL, CS32CL, CS25F, CS28F, CS32F, CS21CL, CS25CL, CS28CL, CS32CL, CS21S, CS25S, CS28S, CS32S, CS21CT, CS25CT, CS28CT, CS32CT, CS21CT/EA, CS25CT/EA, CS28CT/EA, CS32CT/EA | O.E.S Distrimed sh.p.k | 10.05.2022 | Suzhou Frankenman Medical Equipment Co., Ltd. 108 South Jinfeng Road, Suzhou High-New District, 215163 Suzhou, PEOPLE'S REPUBLIC OF CHINA | Disposable Alimentary Canal stapler/ Single Use Curved Intraluminal Circular Stapler, Single Use Straight Intraluminal Circular Stapler : CS21, CS25, CS28, CS32, CS21C, CS25C, CS28C, CS32C, CS21 L, CS25L, CS28L, CS32L, CS21F, CS25F, CS28F, CS32F CS21CL, CS25CL, CS28CL, CS32CL, CS25F, CS28F, CS32F, CS21CL, CS25CL, CS28CL, CS32CL, CS21S, CS25S, CS28S, CS32S, CS21CT, CS25CT, CS28CT, CS32CT, CS21CT/EA, CS25CT/EA, CS28CT/EA, CS32CT/EA | IIb | Stapler intraluminal te drejte dhe te lakuar qe perdoret ne kirurgji te pergjithshme. | Pajisje nje perdorimeshe
11970 | Angiodyn™ Angiographic Catheter | O.E.S Distrimed | 10.05.2022 | PendraCare International B.V. Van der Waalspark 22 9351 VC Leek The Netherlands | Angiodyn™ Angiographic Catheter (sipas listes se bashkengjitur) | lll | Kateter angiografie | Pajisje një përdorimëshe
11971 | Disposable Reloadable Linear Cutter Stapler and Reloads/Single Use Reloadable Linear Cutter Stapler and Reloads | O.E.S Distrimed sh.p.k | 10.05.2022 | Suzhou Frankenman Medical Equipment Co., Ltd. 108 South Jinfeng Road, Suzhou High-New District, 215163 Suzhou, PEOPLE'S REPUBLIC OF CHINA | Disposable Reloadable Linear Cutter Stapler and Reloads/Single Use Reloadable Linear Cutter Stapler and Reloads (sipas listes bashkengjitur) | IIb | Stapler linear preres I rimbushem dhe rimbushesit qe perdoret ne kirurgji. | Pajisje nje perdorimeshe
11972 | Radial Jaw 4 and Multibite Biopsy Forceps | Montal | 10.05.2022 | Boston Scientific Corporation 300 Boston Scientific Way Marlborough Massachusetts 01752 USA | Radial Jaw 4 and Multibite Biopsy Forceps (sipas listes se bashkengjitur) | lla | Pinca biopsie me nofulla radiale me shume kafshime | Pajisje një përdorimëshe
11973 | Motiva Flora ® Tissue Expander | ArliPharma sh.p.k | 10.05.2022 | Establishment Labs S.A. Coyol Free Zone and Business Park Building 4th Street Building B-15, Alajuela, Costa Rica | Motiva Flora ® Tissue Expander (sipas listes bashkengjitur) | III | Proteze silikoni qe perdoret per rindertimin e gjirit pas mastektomise. | Pajisje te implantueshme jo aktive
11974 | EXTRA Autotransfusion Cell Separator 230V/50Hz, code 75220; EXTRA Autotransfusion Cell Separator 115V/60Hz, code 75221; | GEN-ALB FARMA Sh.p.k | 11.05.2022 | LivaNova Deutscghland GmbH Lindberghstrabe 25 80939 Munchen | EXTRA Autotransfusion Cell Separator 230V/50Hz, code 75220; EXTRA Autotransfusion Cell Separator 115V/60Hz, code 75221; | IIb | Pajisje qe perdoret per te marr gjakun e humbur per ta riinfuzuar. | Pajisje elektromekanike
11975 | Mobile X-Ray System FDR GO plus | Albaphoto sh.p.k | 11.05.2022 | SHIMADZU CORPORATION Medical Systems Division 1, NISHINOKYO-KUWABARACHO, NAKAGYO-KU, KYOTO, 604-8511, JAPAN | Mobile X-Ray System FDR GO plus | Iib | Pajisje radiologjike grafi portative. | Pajisje diagnostikuese dhe terapeutike me rrezatim
11976 | Plastor/Plastor Plus; Dentiline; Zinc-Ox-Genol | Albadent Group | 11.05.2022 | Ghimas S.p.A, via Cimarosa, 85-40033 Casalecchio di Reno (BO), Italy | Plastor/Plastor Plus; Dentiline; Zinc-Ox-Genol (sipas listes se bashkengjitur) | lla | Cemente dentare provizore | Pajisje dentare
11977 | Hearing Instruments Systems | Epes Group | 11.05.2022 | SONOVA AG, Laubisrütistrasse 28, CH-8712 STÄFA SWITZERLAND | Hearing Instruments Systems (sipas listes bashkangjitur) | lla | Aparate Degjimi qe vendosen ne pjesen e jashteme te aparatit te degjimit ( te paimplantueshem) dhe aksesore me qellim permiresimin e degjimit tek pacientet dhe aksesore | Tjeter
11978 | Gold Probe™&Injection Gold Probe™ | Montal sh.p.k | 11.05.2022 | Boston Scientific Corporation 300 Boston Scientific Way Marlborough, MA 01752 USA | Gold Probe™&Injection Gold Probe™ (sipas listes bashkengjitur) | Iia | Jane katetere elektrokauterike bipol te cilet nepermjet dhenies se nje rryme bipolare realizojne kauterizimin e indeve dhe koagulimin e gjakut. | Pajisje nje perdorimeshe
11979 | Blood Drawing Chair P-KL-003; Serum Holder with Five legs P-SA-002; | Euromed sh.p.k | 11.05.2022 | HEALTHMED MEDIKAL TICARET A.S Kemalpasa OSB Mahallesi izmir - Ankara Yolu (Ansizca) No. 309 Kemalpasa/Izmir Turkey | Blood Drawing Chair P-KL-003; Serum Holder with Five legs P-SA-002; | I | Karrige me 3 pjese per marrje gjaku dhe stativ per mbajtjen e infuzioneve. | Pajisje mobilim spitalor
11980 | PRX Tubes | Gen-Albfarma | 11.05.2022 | T-BIYOTEKNOLOJI LABORATUVAR ESTETIK MEDIKAL KOZMETIK SAN. VE TIC. LTD. STI. Tahtali Mah. Degirmen Yolu (460) Sk. No: 10 Nilufer/ Bursa TURKEY | PRX Tubes (sipas listes bashkangjitur) | lla | Tuba PRX perdorim ne laboratore | Pajisje laboratori
11981 | PRP Tubes | Gen-Albfarma | 11.05.2022 | T-BIYOTEKNOLOJI LABORATUVAR ESTETIK MEDIKAL KOZMETIK SAN. VE TIC. LTD. STI. Tahtali Mah. Degirmen Yolu (460) Sk. No: 10 Nilufer/ Bursa TURKEY | PRP Tubes (sipas listes bashkangjitur) | lla | Tuba PRP perdorim ne laboratore | Pajisje laboratori
11982 | AIA-PACK DILUENT CONCENTRATE - 0020956; AIA-PACK WASH CONCENTRATE - 0020955; | Biometric Albania sh.p.k | 11.05.2022 | TOSOH EUROPE N.V. Transportstraat 4 3980 Tessenderlo, Belgium | AIA-PACK DILUENT CONCENTRATE - 0020956; AIA-PACK WASH CONCENTRATE - 0020955; | In Vitro | Reagente ivd. | Pajisje te diagnostikimit in vitro
11983 | Single use Transverse Cutting Linear Stapler and Reloads | O.E.S Distrimed sh.p.k | 11.05.2022 | Suzhou Frankenman Medical Equipment Co., Ltd. 108 South Jinfeng Road, Suzhou High-New District, 215163 Suzhou, PR of China | Single use Transverse Cutting Linear Stapler and Reloads: Stapler: HJG-H30W, HJG-H30B, HJG-H30G, HJG 40B,HJG 40Z, HJG 40H,,HJG 60Z, HJG 60H,TCLS30W, TCLS30B, TCLS30G, TCLS40W, TCLS40B,TCLS40G, TCLS60B, TCLS60G. Reloads: HJGZ-H30W, HJGZ-H30B, HJGZ-H30G, HJGZ 40B, HJGZ 40Z, HJGZ 40H, HJGZ 60Z, HJGZ 60H, TCLSR30W, TCLSR30B, TCLSR30G, TCLSR40W, TCLSR40B, TCLSR40G, TCLSR60B, TCLSR60G | IIb | Staplera kirurgjikale, perdorim ne kirurgji te pergjithshme | Pajisje nje perdorimeshe
11984 | Blood Culture Bottle; Mycoplasma ID-AST; Mycoplasma | O.E.S Distrimed sh.p.k | 11.05.2022 | Autobio Diagnostics Co., Ltd No.87, Jingbei Yi Road, National Eco & Tech Development Area, Zhengzhou, PR of China | Blood Culture Bottle: Bi-state Blood Culture Bottle M0601; Mycoplasma ID-AST: Mycoplasma IES M0205; Mycoplasma: Mycoplasma TIES M0206 | In Vitro | Kit laboratorik per percaktimin e mycoplasma per perdorim laboratorik | Pajisje te diagnostikimit in vitro
11985 | Agilis Vp range | Gen-Alb Farma sh.p.k | 11.05.2022 | Fresenius Kabi AG, 61346 Bad Homburg, Germany | Agilia VP (sipas listës bashkëngjitur) | IIb | Jane pompat e infuzionit me shiringe qe ofrojne anestezi intravenoze, tani vjen me wifi te integruar | Pajisje anestezie dhe respiratore
11986 | Recugel | Gen-Alb Farma sh.p.k | 11.05.2022 | Bausch & Lomb GmbH, Brunsbütteler Damm 165/173, 13581, Germany | Recugel | III | Recugel eshte nje xhel efektiv ne nxitjen e sherimit te kornese ne rast diegjeje | Pajisje oftalmike dhe optike
11987 | AIA-PACK Multi Analyte Control | Biometric Albania | 11.05.2022 | Tosoh Europe N.V. | AIA-PACK Multi Analyte Control - 0960474 | In vitro | Pajisje per kontrollin e cilesise se procedurave te pajisjes AIA-360 System | Pajisje të diagnostikimit in vitro; Pajisje laboratori; Produkte te kujdesit shendetesor
11988 | Ginestill Ovuli Vaginali | Tresi-Farm shpk | 11.05.2022 | Hygge Healthcare Care SRL Viale Virgilio, 52 - 74121 Taranto (TA), Italia | Ginestill Ovuli Vaginali | lla | Ovula vaginale per trajtimin dhe parandalimin e inflamacionit ne mukozen vaginale me origjine bakteriale. | Pajisje terapie komplementare
11989 | Xhel periodontal | Albadent Group sh.p.k | 11.05.2022 | Ghimas S.p.A., via Cimarosa, 85 - 40033 Casalecchio di Reno (BO) - Italy | CHLO-SITE, non sterile: PFME0001 Chlo-site - 4 syringes 1 ml; CHLO-SITE, non sterile: PFME0002 Chlo-site -1 syringes 1 ml; CHLO-SITE, non sterile: PFME0003 Chlo-site - 6 syringes 0.25 ml | III | Xhel ndihmes per heqjen mekanike te pllakave nga xhepar periodontale | Pajisje dentare
11990 | Powder for oral suspension made with POLYETHYLENEGLYCOL | Farmatech sh.p.k | 11.05.2022 | S.I.I.T. S.r.l. Via Ariosto, 50/60 - 20090 Trezzano Sul Naviglio (MI)- Italy | Powder for oral suspension made with POLYETHYLENEGLYCOL: Normalene Macrogol | Iia | Bustine me permbajtje makrogoli me efekt laksativ qe permes veprimit osmotik rregullon zorret ne menyre natyrale | Tjeter
11991 | Annuloplasty Rings; PHYSIO FLEX ANNULOPLASTY Ring (sipas listes bashkengjitur) | Biometric Albania shpk | 11.05.2022 | Edwards Lifesciences LLC One Edwards Way Irvine, CA 92614, USA | Annuloplasty Rings; PHYSIO FLEX ANNULOPLASTY Ring (sipas listes bashkengjitur) | lll | Unaza te implantueshme kardiake. | Pajisje te impantueshme jo aktive
11992 | Light Source & Camera: V1 SMART | MSE shpk | 11.05.2022 | Chammed Co., Ltd. (13Fl, b213, b214, 2804, A-Dong), 17, Gosan-ro 148beon-gil, Gunpo-si, Gueonggi-do 15850, Rpublic of Korea | Light Source & Camera: V1 SMART | l | Video procesor per vizualizimin ne procedura ORL. | Tjeter
11993 | Silicone flat drain 3/4 perforated 7mm -( FL- length 200; dimension 37mm; ref. no FL237-2; ) Silicone flat drain 3/4 perforated 10mm -( FL- length 200; dimension 41mm; ref. no FL241-2; ) Silicone penrose drain ( PR- length 500; diameter 10mm; ref. no PR510S; ) | 2A Pharma sh.p.k | 12.05.2022 | Drenay Medical Systems co., inc. Kerimbey osb Mahallesi Yasar Dogu Cad. No. 76/2 TEKKEKOY, SAMSUN, TURKIYE | Silicone flat drain 3/4 perforated 7mm -( FL- length 200; dimension 37mm; ref. no FL237-2; ) Silicone flat drain 3/4 perforated 10mm -( FL- length 200; dimension 41mm; ref. no FL241-2; ) Silicone penrose drain ( PR- length 500; diameter 10mm; ref. no PR510S; ) | Iia | Sisteme drenazhi kulluese. | Pajisje nje perdorimeshe
11994 | Kollagen resorb | Biometric Albania sh.p.k | 12.05.2022 | RESORBA Medical GmbH, Am Flachmoor 16, 90457 Nürnberg, Germany | Sterile hemostatic collagen foam: KOLLAGEN resorb™(RESORBA™ COLLAGE FLEECE HEMO FLEECE™) RK1836 (1.8 x 3.6cm); RK9001 (7.0 x 3.0 cm); RK9011 (9.0 x 7.0cm); RK1209 (12.0 x 9.0 cm) | III | Tampona te absorbueshem per thithjen e gjakut | Pajisje nje perdorimeshe
11995 | SAFETY JAR RVB 300cc BEH - HR082; VACUUM REG.RVB 600 RAIL CONNEC.DIN; | 2A Pharma sh.p.k | 12.05.2022 | BEHRINGER S.r.l. Via Gualco 4 - 16165 Genova (GE) Italy | SAFETY JAR RVB 300cc BEH - HR082; VACUUM REG.RVB 600 RAIL CONNEC.DIN; | Iia | Sisteme respiratore dhe aparak vakumi. | Tjeter
11996 | Electrocardiograph - SE1200 & SE600 | Fedos | 12.05.2022 | Sino-Hero (Shenzhen) Bio-Medical Electronics Co., Ltd A area, Second Floor, First Building Tongkangfu Industrial Park Yingrenshi Community, Shiyan Sub-district Bao'an District 518108 Shenzhen P. R. of China | Electrocardiograph - SE1200 & SE600 | llb | Elektrokardiografi per matjen e parametrave te zemres | Pajisje elektromekanike
11997 | Rapid SARS-CoV-2 Antigen Test Card, REF: 1N40C5-2 | DELTA PHARMA-AL SH.P.K | 12.05.2022 | Xiamen Boson Biotech Co., Ltd. 90-94 Tianfeng Road, Jimei North Industrial Park, Xiamen, Fujian 361021, P.R.China | Rapid SARS-CoV-2 Antigen Test Card, REF: 1N40C5-2 | In Vitro | Test per zbulimin e Sars-Cov-2 ne tamponet nazofaringeal . | Pajisje te diagnostikimit in vitro
11998 | COVID-19 (SARS-CoV-2) Antigen Test Kit (Colloidal Gold) | Delta Pharma-AL | 12.05.2022 | Anhui Deepblue Medical Technology Co., Ltd. 4th Floor, D-1# Zone, Pearl Industrial Park, 106 Innovation Avenue, High-Tech Development Zone, 230088 Hefei, Anhui, P.R. of China | COVID-19 (SARS-CoV-2) Antigen Test Kit (Colloidal Gold) (SL030101NST-1;SL030101NST-2;SL030101NST-3;SL030101NST-5;SL030101NST-6;SL030101NST-7;SL030101NST-8;SL030101NST-9;SL030101NST-10;SL030101NST-11;SL030101NST-12;SL030101NST-15;SL030101NST-16;SL030101NST-17;SL030101NST-18;SL030101NST-19;SL030101NST-20;SL030101NST-25) | In vitro | Test I shpejt per zbulimin e SARS-CoV-2 | Pajisje të diagnostikimit in vitro
11999 | Alliance II Single-Use Syringe/Gauge Assembly | Montal sh.p.k | 12.05.2022 | Boston Scientific Corporation, 300 Boston Scientific Way, Marlborough, MA 01752, USA | Alliance II Single-Use Syringe/Gauge Assembly: M00550601 (08714729129332) | Is | Eshte nje kombinim i shiringes me manometer qe sherben per fryrjen dhe shfryrjen e balonave te katetereve qe zgjerohen dhe njekohesisht monitoron presionin e kateterit | Pajisje nje perdorimeshe
12000 | SARS-CoV-2 Antigen Test Kit (colloidal gold method | LaserMed | 12.05.2022 | BioTeke Corporation (Wuxi) Co., Ltd 4th Floor, D5&2nd Floor, D3& 1st and 2nd Floor, D16, No. 1719, Huishan Avenue, Wuxi, JiangSu, CN 214174, China | SARS-CoV-2 Antigen Test Kit (colloidal gold method) - TC1002 (1 test/kit; 20 tests/kit; 50tests/kit) | In vitro | Test I shpejt per zbulimin e SARS-CoV-2 | Pajisje të diagnostikimit in vitro
12001 | Prophylaxis Powder | Moto-Mania sh.p.k | 12.05.2022 | Guilin Woodpecker Medical Instrument Co., Ltd. Information Industrial Park, Guilin National High-Tech Zone, Guilin Guangxi, 541004, P.R.China | Prophylaxis Powder: PT-S1; PT-S2; PT-S3 | I | Pluhur profilakti perdoret me pajisjen dentare per te hequr pllakezat bakteriale | Pajisje dentare
12002 | Continuous Glucose Monitoring System (CGM), Sensors for continuous Glucose Monitoring System: 1GF2, 1GF2.1, 1G2-SR-1P | Delta Pharma-AL | 13.05.2022 | Intelligo B.V., Keizersgracht 241, 1016 EA, Amsterdam, Netherlands | Continuous Glucose Monitoring System (CGM), Sensors for continuous Glucose Monitoring System: 1GF2, 1GF2.1, 1G2-SR-1P | lla | Sistem per regjistrimin e nivelit te glukozes fluide intersticiale ne pacientet me probleme me diabetin | Tjeter
12003 | Oxygenators with SOFTLINE Coating (sipas listes bashkengjitur) | Fedos shpk | 13.05.2022 | Maquet Cardiopulmonary GmbH Kehler Str.31, 76437 Rastatt Germany | Oxygenators with SOFTLINE Coating (sipas listes bashkengjitur) | lla | Oksigjenator pediatrik dhe nenoat me membrane mikroporoze me konentro. | Pajisje anestezie dhe respiratore
12004 | Oxygenators with BIOLINE Coating (sipas listes bashkengjitur) | Fedos shpk | 13.05.2022 | Maquet Cardiopulmonary GmbH Kehler Str.31, 76437 Rastatt Germany | Oxygenators with BIOLINE Coating (sipas listes bashkengjitur) | lll | Oksigjenator i kombinuar venoz, neonatal. | Pajisje anestezie dhe respiratore
12005 | Admiral Xtreme PTA Catheter (sipas listes bashkengjitur) | O.E.S DISTRIMED shpk | 13.05.2022 | Medtronic Inc. 710Medtronic Parkway N.E. Minneapolis MN 55432 USA | Admiral Xtreme PTA Catheter (sipas listes bashkengjitur) | lla | Katetere me balon, per perdorim ne kiruirgji vaskulare periferale. | Pajisje nje perdorimeshe
12006 | Single Use Circular Stapler for Rectal Prolapse and Hemorrhoids: CPH30(JJZ30), CPH32(hjz320, CPH34(HJZ34), CPH36(HJZ36), CPH30HV, CPH32HV, CPH34HV, CPH36HV, CPH34SMS, CPH36SMS, CPH30ST/HJZ30ST, CPH32ST/HJZ32ST, CPH34ST/HJZ34ST, CPH36ST/HJZ360ST, CPH30HVST, CPH32HVST, CPH34HVST, CPH36HVST, STARR34, STARR36 | O.E.S DISTRIMED shpk | 13.05.2022 | Suzhou Frankenman Medical Equipment Co., Ltd. 108 South Jinfeng Road, Suzhou Hifh-New District, 215163 Suzhou, P.R.Ch. | Single Use Circular Stapler for Rectal Prolapse and Hemorrhoids: CPH30(JJZ30), CPH32(hjz320, CPH34(HJZ34), CPH36(HJZ36), CPH30HV, CPH32HV, CPH34HV, CPH36HV, CPH34SMS, CPH36SMS, CPH30ST/HJZ30ST, CPH32ST/HJZ32ST, CPH34ST/HJZ34ST, CPH36ST/HJZ360ST, CPH30HVST, CPH32HVST, CPH34HVST, CPH36HVST, STARR34, STARR36 | llb | Stapler rrethor per prolapsin rektal. | Pajisje nje perdorimeshe
12007 | Polimesh Polypropylene: PM815, 8x15 cm; PM1015, 10x15 cm; | Euromed sh.p.k | 16.05.2022 | Betatech Medikal Cihazlar San. Mumessillik ic Ve Dis Tic. Ltd. Sti. I.O.S.B Ataturk Oto Sanayi Sitesi 22. Sok. Unal Is Merkezi. No; 9 Basak-sehir/ ISTANBUL | Polimesh Polypropylene: PM815, 8x15 cm; PM1015, 10x15 cm; | IIb | Mesha kirurgjikale polipropileni per riparimin ehernieve. | Pajisje te implantueshme jo aktive
12008 | VIDAS Anti-Hbs Total II Ref.30318 | BioChem NRP sh.p.k | 16.05.2022 | BIOMERIEUX SA, 376 CHEMIN DE l'Orme, 69280 Marcy I'Etoile - France | VIDAS Anti-Hbs Total II Ref.30318 | In Vitro | Test per percaktimin imunoenzimatik te antitrupave ndaj antigenit siperfaqesor te hepatiti B ne serum ose plazem. | Pajisje te diagnostikimit in vitro
12009 | VIDAS Anti-HAV Total Ref.30312 | BioChem NRP sh.p.k | 16.05.2022 | BIOMERIEUX SA, 376 CHEMIN DE l'Orme, 69280 Marcy I'Etoile - France | VIDAS Anti-HAV Total Ref.30312 | In Vitro | Test per matjen e imunoglobulinave totale ndaj virusit te hepatit A ne serum ose plazem. | Pajisje te diagnostikimit in vitro
12010 | VIDAS Anti-HbC Total II Ref.30314 | BioChem NRP sh.p.k | 16.05.2022 | BIOMERIEUX SA, 376 CHEMIN DE l'Orme, 69280 Marcy I'Etoile - France | VIDAS Anti-HbC Total II Ref.30314 | In Vitro | Test per percaktimin e antitrupave total ndaj antigenit ne berthamen e hepatiti B ne serum ose plazem. | Pajisje te diagnostikimit in vitro
12011 | VIDAS B.R.A.H.M.S PCT Ref.30450 | BioChem NRP sh.p.k | 16.05.2022 | BIOMERIEUX SA, 376 CHEMIN DE l'Orme, 69280 Marcy I'Etoile - France | VIDAS B.R.A.H.M.S PCT Ref.30450 | In Vitro | Test per percaktimin e Prokalcitonines ne serum ose plazem. | Pajisje te diagnostikimit in vitro
12012 | Vidas® 25 OH Vitamin D Total - 30463 | Biochem NRP | 16.05.2022 | BioMerieux S.A. 376 Chemin de l'Orme 69280 - MARCY L'ETOILE- FRANCE | Vidas® 25 OH Vitamin D Total (VITD) - 30463 | In vitro | Test sasior per 25-hidroksivitamin D totale me serum ose plazmen e njeriut | Pajisje të diagnostikimit in vitro
12013 | Vidas® Anti-HEV IgM (HEVM) - 418115 | Biochem NRP | 16.05.2022 | BioMerieux S.A. 376 Chemin de l'Orme 69280 - MARCY L'ETOILE- FRANCE | Vidas® Anti-HEV IgM (HEVM) - 418115 | In vitro | Test cilesor per percaktimin e antitrupave IgM te Hepatitit E | Pajisje të diagnostikimit in vitro
12014 | Vidas® Toxo Competition - 30211 | Biochem NRP | 16.05.2022 | BioMerieux S.A. 376 Chemin de l'Orme 69280 - MARCY L'ETOILE- FRANCE | Vidas® Toxo Competition (TXC) - 30211 | In vitro | Test cilesor per percaktimin enzimatik te antitrupave total te IgG te anti-toksoplazmoze gondii | Pajisje të diagnostikimit in vitro
12015 | Vidas® Anti-HEV IgG (HEVG) - 418116 | Biochem NRP | 16.05.2022 | BioMerieux S.A. 376 Chemin de l'Orme 69280 - MARCY L'ETOILE- FRANCE | Vidas® Anti-HEV IgG (HEVG) - 418116 | In vitro | Test cilesor per percaktimin e antitrupave IgG te Hepatitit E | Pajisje të diagnostikimit in vitro
12016 | Alliance™ II Integrated Inflation/Lithotripsy Handle - UPN: M00550620 | MONTAL shpk | 16.05.2022 | Boston Scientific Corporation 300 Boston Scientific Way Marlborough, MA 01752 USA | Alliance™ II Integrated Inflation/Lithotripsy Handle - UPN: M00550620 | l | Doreze e integruar e destinuar oer fryerjen dhe cfryerjen e balonave te kateteresve. | instrumenta shumeperdorimesh
12017 | MaxForce TTS High Performance Ballon Dilatation Catheter (sipas listes bashkengjitur) | MONTAL shpk | 16.05.2022 | Boston Scientific Corporation 300 Boston Scientific Way Marlborough, MA 01752 USA | MaxForce TTS High Performance Ballon Dilatation Catheter (sipas listes bashkengjitur) | ls | Katetere te pajisur me ballon ne maje te cilet realizojne zgjerimin e vendeve te ngushtuara ne sistemin vaskular. | Pajisje nje perdorimeshe
12018 | for the production of dental-prosthetic restaurations (sipas listes bashkengjitur) | Dental Turk A shpk | 16.05.2022 | METOXIT AG Emdwiesenstrasse 6, 8240 Thangen, Switzerland | for the production of dental-prosthetic restaurations (sipas listes bashkengjitur) | lla | Zirkon qe perdoret per ndertimin e kellefeve te dhembeve. | Pajisje dentare
12019 | ORTHODONTIC BRACKETS | Dental Leader Corsi sh.p.k | 17.05.2022 | Leone S.p.a. Via Ponte a Quaracchi 50, 50019 Sesto Fiorentino (FI) Italia | ORTHODONTIC BRACKETS(sipas listes bashkengjitur) | Iia | Braketa ortodontike. | Pajisje dentare
12020 | Cl Electrode | Evita | 17.05.2022 | Hitachi High-Technologies Corporation, 1-24-14 Nishi-Shimbashi, Minato-ku Tokyo 105-8717, Japan | Cl Electrode - 03246353001 | In vitro | Elektrode per matjen e Klorit ne serum | Pajisje të diagnostikimit in vitro
12021 | WIRE PRODUCTS FOR FIXED ORTHODONTIC APPLIANCE | Dental Leader Corsi sh.p.k | 17.05.2022 | Leone S.p.a. Via Ponte a Quaracchi 50, 50019 Sesto Fiorentino (FI) Italia | WIRE PRODUCTS FOR FIXED ORTHODONTIC APPLIANCE (sipas listes bashkengjitur) | Iia | Pajisje ndihmese per aparate ortodontike fikse tla. | Pajisje dentare
12022 | ORTHODONTIC ELASTIC CHAINS AND LIGATURES | Dental Leader Corsi shpk | 17.05.2022 | Leone S.p.a. Via ponte a Quaracchi 50, 50019 Sesto Fiorentino (FI), Italy | ORTHODONTIC ELASTIC CHAINS AND LIGATURES (sipas listes bashkangjitur) | lla | Ligatura dhe retainer metalike te cilat perdoren per drejtimin e dhembit | Pajisje dentare
12023 | ORTHODONTIC TUBES | Dental Leader Corsi shpk | 17.05.2022 | Leone S.p.a. Via ponte a Quaracchi 50, 50019 Sesto Fiorentino (FI), Italy | ORTHODONTIC TUBES (sipas listes bashkangjitur) | lla | Tuba ortodontik te cilat perdoren gjate procedurave per drejtimin e dhembeve | Pajisje dentare
12024 | ORTHODONTIC Bands | Dental Leader Corsi shpk | 17.05.2022 | Leone S.p.a. Via ponte a Quaracchi 50, 50019 Sesto Fiorentino (FI), Italy | ORTHODONTIC Bands (sipas listes bashkangjitur) | lla | Bende dentare per aparatet fiks | Pajisje dentare
12025 | Electrosurgical units and accessories | Biometric Albania | 17.05.2022 | Alsa Apparecchi Medicali Srl Via Bonazzi, 16, 40013 Castel Maggiore (BO), Italy | Electrosurgical units and accessories (sipas listes bashkangjitur) | lla; llb | Pajisje dhe Aksesore per Kirurgji | Pajisje elektromekanike; Produkte per institucione te kujdesit shendetesor
12026 | Wida Plus | 2A Pharma sh.p.k | 17.05.2022 | GIMA S.p.A Via Marconi 1, Gessate(MI), Italy | WIDA PLUS: F.O. HEAD LIGHT with Cable - 30854 (UDI-DI 802327900Z129004B400000R2) | I | Pajisje per perdorim spitalor, ndricues, drite koke me kabull | Tjeter
12027 | Electrode | Evita sh.p.k | 17.05.2022 | Hitachi Hi-Tech Corporation, Naka Division 882, Ichige, Hitachinaka-shi, Ibaraki-ken, 312-8504 | REF Electrode: 03149501001 | In Vitro | Elektrode referente per elektrolitet ne gjak | Pajisje te diagnostikimitin vitro
12028 | VIDAS PTH | BioChem NRP sh.p.k | 17.05.2022 | bioMerieux SA 376 Chemin de l'Orme - 69280 Marcy l'Etoile - France | VIDAS® PTH (1-84) 422010 | In Vitro | test sasior per matjen e hormonit te paratiroides ne serum dhe plazme | Pajisje te diagnostikimitin vitro
12029 | VIDAS NT | BioChem NRP sh.p.k | 17.05.2022 | bioMerieux SA 376 Chemin de l'Orme - 69280 Marcy l'Etoile - France | VIDAS® NT-proBNP2: 30 458 | In Vitro | Test sasior per percaktimin e fragmentit terminal N te peptidit natriuretik ne serum dhe plazme | Pajisje te diagnostikimitin vitro
12030 | VIDAS HIV | BioChem NRP sh.p.k | 17.05.2022 | bioMerieux SA 376 Chemin de l'Orme - 69280 Marcy l'Etoile - France | VIDAS® HIV P24 II Confirmation: 30 444 | In Vitro | Test per konfirmimin e prezences se antigenit p24 te HIV-1 ne serum ose ne plazme | Pajisje te diagnostikimitin vitro
12031 | C6121, Anti-Embolism Stocking, Thing Length (AG) Lower Inspection Hole, Normal Length: No.2 small C612122; No.3 medium C612123; No.4 large C612124; No.5 xlarge C612125; No.6 xxlarge C612126; | ArliPharma sh.p.k | 17.05.2022 | Varimed Medikal Sanayi Ticaret Limited Sirketi Terazidere mah., Davutpasa Ciftehavuzlar cd No.28, 34035 Bayrampasa/ Istanbul/ Turkiye | C6121, Anti-Embolism Stocking, Thing Length (AG) Lower Inspection Hole, Normal Length: No.2 small C612122; No.3 medium C612123; No.4 large C612124; No.5 xlarge C612125; No.6 xxlarge C612126; | I | Corape qe perdoret gjate nderhyrjes per mos formimin e trombit ne anesite e poshteme | Pajisje nje perdorimeshe
12032 | YM-K7091PS Serological pipette (1ml, 2ml, 10ml, 25ml, 50ml) | 2A - PHARMA shpk | 17.05.2022 | Ningbo Yingmed Medical Instruments Co., Ltd. Room 1201-9, No. 456 Tai'an Middle RD, Yinzhou district, Ningbo, Zhejiang, P.R.China | YM-K7091PS Serological pipette (1ml, 2ml, 10ml, 25ml, 50ml) | ls | Pipeta serologjke sterile. | Pajisje laboratori
12033 | YM-K7032 Pipette tips (1000ul, 200ul, 10ul) | 2A - PHARMA shpk | 17.05.2022 | Ningbo Yingmed Medical Instruments Co., Ltd. Room 1201-9, No. 456 Tai'an Middle RD, Yinzhou district, Ningbo, Zhejiang, P.R.China | YM-K7032 Pipette tips (1000ul, 200ul, 10ul) | ls | Maja pipetash serologjike sterile. | Pajisje laboratori
12034 | In vitro diagnostic Medical Devices | Swissmed sh.p.k | 17.05.2022 | Roche Diagnostics GmbH Sandhofer Strasse 116 D-68305 Mannheim Germany | In vitro diagnostic Medical Devices (Sipas listes bashkengjitur) | In Vitro | Reagente, kalibratore dhe kontrolle. | Pajisje laboratori
12035 | Sizer Sets, Holder Handles, Accessories | Biometric Albania sh.p.k | 17.05.2022 | St. Jude Medical 177 County Road B East St. Paul, Minnesota 55117, USA | Sizer Sets, Holder Handles, Accessories (sipas listes bashkangjitur) | Iia | Set matesash per valvula kardiake mekanike dhe biologjike me aksesoret perkates | Instrumenta shume perdorimesh
12036 | PLEXR TIPS | GEN-ALB FARMA Sh.p.k | 18.05.2022 | GMV srl Via Roberto paribeni 37, 00173 Rome | PLEXR TIPS | IIb | Aksesore per nje pajisje trajtimi jo kirurgjikal per trajtimin e lezioneve te lekures dhe shtengimin e lekures. | Pajisje nje perdorimeshe
12037 | TT Transformer (UDI-DI: 80557285800000000TT800133) | Dental Leader - Corsi shpk | 18.05.2022 | TT Tooth Transformer S.r.l. Via Washington, 59 - 20146 Milano - Italy | TT Transformer (UDI-DI: 80557285800000000TT800133) | lla | Perdoret per te granuluar dhembin e pacientit. | Pajisje dentare
12038 | Granule (Crunch) Synthetic Bone Graft (Sterile) etc (sipas listes bashkengjitur) | Albadent Group shpk | 18.05.2022 | Bonegraft Biyolojik Malzemeler San. Ve Tic. A.S. Erzene Mahallesi Ankara Cad. No: 172/67 Ege Universitesi Sit Ideege Teknoloji Gelistrime Bolgesi Bornova/Izmir/Turkey | Granule (Crunch) Synthetic Bone Graft (Sterile) etc (sipas listes bashkengjitur) | lll | Graft sintetik i kockave , i cili prodhohet artificvialisht, rrit ose zgjeron furnizimine kockave te disponueshme per autotransplant. | Pajisje dentare
12039 | Aluetta pen | Imi Pharma Albania sh.p.k | 18.05.2022 | Ares trading SA, Zone Industrielle de l'Ouriettaz, 1170 Aubone, Switzerland | Aluetta Pen: 6mg, 12 mg, 20mg(UDI-DI 4054839aluettaHJ) (sipas listes bashkangjitur) | I | Age nje perdorimeshe | Pajisje nje perdorimeshe
12040 | Dental Rotary Instruments | Dental Leader Corsi sh.p.k | 18.05.2022 | Leone SPA, 50019 Sesto Fiorentino (FI) - Via Ponte A Quaracchi 48/50 (ITA) - Italy | Dental Rotary Instruments (sipas listes bashkangjitur) | IIa | Instrumenta dentare rotary te cilet perdoren per pastrimin e kanalit te dhembi gjate procedurave endodontike per te zgjeruar kanalin | Pajisje dentare
12041 | Implants for Orthodontic Anchorages | Dental Leader Corsi sh.p.k | 18.05.2022 | Leone SPA, 50019 Sesto Fiorentino (FI) - Via Ponte A Quaracchi 48/50 (ITA) - Italy | Implants for Orthodontic Anchorages (sipas listes bashkangjitur) | IIb | Mini implant ortodontike te cilat perdoren si forme ankorimi per te ndihmuar gjate trajtimit ortodontik | Pajisje dentare
12042 | Implants for Orthodontic Anchorages | Dental Leader Corsi sh.p.k | 18.05.2022 | Leone SPA, 50019 Sesto Fiorentino (FI) - Via Ponte A Quaracchi 48/50 (ITA) - Italy | Implants for Orthodontic Anchorages (sipas listes bashkangjitur) | IIb | Mini implant ortodontike te cilat perdoren si forme ankorimi per te ndihmuar gjate trajtimit ortodontik | Pajisje dentare
12043 | Spray nasal salimar | Delta Pharma-Al sh.p.k | 18.05.2022 | Cosmosol S.r.l. 20121 Milano (MI) - Piazza San fedele 4, Italy | Spray nasale Salimar Sanavita ipertonico 125ml: 41000624; Spray nasale Salimar Sanavita isotonico 125ml: FPALA001; | Iia | Spray nasal me funksion largimin e sekrecioneve, dekongjestionit nazal ne rast ftohjeje dhe rinit alergjik | Tjeter
12044 | Magnetic Mallet | Dental Leader Corsi sh.p.k | 18.05.2022 | Meta Ergonomica S.r.l Via Monte Nero, 19 1-20029 Turbigo (MI), Italy | Medical device for dental surgery: Osseotouch - Magnetic Mallet | Iia | Instrument dentar qe perdoret gjate kirugjise dentare | Pajisje dentare
12045 | Spirometer/Oximeter - spirodoc | Fedos shpk | 18.05.2022 | MIR S.r.l. - Medical International Research Via del Maggiolino, 125 00155 Roma, RM - Italia | Spirometer/Oximeter - spirodoc | lla | Diagnostikues te astmes dhe mates oksigjeni ne gjak. | Pajisje elektromekanike
12046 | Sterile hypodermic syringes for single use (with needle): 2ml, 5ml, 10ml | Euromed shpk | 18.05.2022 | Jiangsu Zhengkang Medical Apparatus Co., Ltd. Sanhekou, Zhenglu Town 213115 Changzhou City, Jiangsu PEOPLE'S REPUBLUC OF CHINA | Sterile hypodermic syringes for single use (with needle): 2ml, 5ml, 10ml | lla | Shiringa sterile hipodermike. | Pajisje nje perdorimeshe
12047 | Mouthwash Tabletes - Thymol (Pink): 114200PEG; Mouthwash Tablets - Mint (Green): 114201PEG | MARLEN/E shpk | 18.05.2022 | Astek Innovations Ltd. Astek House, Alantic Street, Altrincham, WA14 5DH, England | Mouthwash Tabletes - Thymol (Pink): 114200PEG; Mouthwash Tablets - Mint (Green): 114201PEG | l | Tableta per larjen e gojes. | Pajisje dentare
12048 | Tensoplast EAB 10cm x 4.5m (Str): 72050-00124-00 | 2A - PHARMA shpk | 18.05.2022 | GIMA S.P.A., Via Macroni 1, 20060 Gessate (MI) - Italy | Tensoplast EAB 10cm x 4.5m (Str): 72050-00124-00 | ls | Bende per ortopedi. | Pajisje nje perdorimeshe
12049 | Urintainer® Urine Container 120ml In Polypropylene with RED SCREW CAP, with frosted label, individually wrapped (Produced in cleanroom ISO 8): 25032 | ARLI PHARMA shpk | 18.05.2022 | F.L. Medical s.r.l. Unipersonale Torreglia (PD) Via Enrico Mattei, 20 | Urintainer® Urine Container 120ml In Polypropylene with RED SCREW CAP, with frosted label, individually wrapped (Produced in cleanroom ISO 8): 25032 | In Vitro | Kuti analize urine. | Pajisje nje perdorimeshe
12050 | Vecron; Plexr Vecron | Gen-Albfarma | 19.05.2022 | GMV Srl Via Roberto Paribeni 37, 00173 Rome, Italy | Dermatology and plastic microsurgery devices and related sterile accessories: Vecron; Plexr Vecron | llb | Pajisje trajtimi jo kirurgjikal per trajtimet e lezioneve dhe shtrengimin e lekures | Pajisje elektromekanike
12051 | G7 & G7 OsseoTi Instrumentation | Trimed | 19.05.2022 | Biomet Orthopedics 56 East Bell Drive P.O. Box 587 Warsaw, Indiana 46581 USA | G7 & G7 OsseoTi Instrumentation (sipas listes bashkangjitur) | l; lla; | Instrumenta qe perdoren gjate implantimeve ortopedike | Instrumenta shumeperdorimesh
12052 | X Series Power System | Trimed sh.p.k | 19.05.2022 | Zimmer Surgical SA Chemin du Pre Fleuri, 3 - 1228 Plan-les-Ouates-Switzerland | X Series Power System (Sipas listes bashkengjitur) | I | Sherben per kryerjen e procedurave si sharrimin, shpimi etj te kockave. | tjeter
12053 | OSTEODISTRACTORS | Dental Leader Corsi sh.p.k | 19.05.2022 | Leone S.p.a. Via Ponte a Quaracchi 50, 50019 Sesto Fiorentino (FI) Italia | OSTEODISTRACTORS (sipas listes bashkengjitur) | IIb | Instrumenta dentare qe prdoren gjate procedurave te kirurgjise orale dhe maksilofaciale per te riparuar demtime kockore. | Pajisje dentare
12054 | INSPIRE - Adult and amall oxygenators and cardiotomy/venous reservoirs (sipas listes bashkengjitur) | Gen-Alb Farma shpk | 19.05.2022 | Sorin Group Italia S.r.l. Via Statale 12 Nord, 86, 41037 Mirandola MO, Italy | INSPIRE - Adult and amall oxygenators and cardiotomy/venous reservoirs (sipas listes bashkengjitur) | lla | Oksigjenator per te rritur. | Pajisje anestezie dhe respiratore
12055 | Dideco Cardioplegia Sets; Vanguard; Dideco Helios; CSC14 (sipas listes bashkengjitur) | Gen-Alb Farma shpk | 19.05.2022 | Sorin Group Italia S.r.l. Via Statale 12 Nord, 86, 41037 Mirandola MO, Italy | Dideco Cardioplegia Sets; Vanguard; Dideco Helios; CSC14 (sipas listes bashkengjitur) | lla | Sete perfuzioni kardioplegjike, shkembyes nxehtesie dhe sete perfuzioni kardioplegjie. | Pajisje nje perdorimeshe
12056 | VIDAS® HIV DUO Ultra: 30443 | Biochem NRP shpk | 19.05.2022 | BIOMERIEUX SA 376 Chemin de l'Orme - 69280 Marcy l'Etoile - France | VIDAS® HIV DUO Ultra: 30443 | In Vitro | Test qe percakton kombinimin e globulinave totale anti HIV-1. | Pajisje te diagnostikimit in vitro
12057 | VIDAS® HAV IgM: 30307 | Biochem NRP shpk | 19.05.2022 | BIOMERIEUX SA 376 Chemin de l'Orme - 69280 Marcy l'Etoile - France | VIDAS® HAV IgM: 30307 | In Vitro | Test qe percakton antitrupat IgM ndaj virusit te Hepatiti a. | Pajisje te diagnostikimit in vitro
12058 | VIDAS® CMV IgG Avidity II: 413557 | Biochem NRP shpk | 19.05.2022 | BIOMERIEUX SA 376 Chemin de l'Orme - 69280 Marcy l'Etoile - France | VIDAS® CMV IgG Avidity II: 413557 | In Vitro | Test per percaktimin e Avidity CMV. | Pajisje te diagnostikimit in vitro
12059 | VIDAS® ß2 Microglobulin: 30420 | Biochem NRP shpk | 19.05.2022 | BIOMERIEUX SA 376 Chemin de l'Orme - 69280 Marcy l'Etoile - France | VIDAS® ß2 Microglobulin: 30420 | In Vitro | Test sasior per percaktimin e B2 microglobulines. | Pajisje te diagnostikimit in vitro
12060 | Dermatology and plastic microsurgery devices and related sterile accessories | Gen-Alb Farma Sh.p.k | 19.05.2022 | GMV Srl, Via Roberto Paribeni 37, 00173 Roma (RM) | Dermatology and plastic microsurgery devices and related sterile accessories: Plexr; PLEXR PLUS; PLEXR PRO | IIb | jane pajisje trajtimi jo kirurgjikale per te ndihmuar ne trajtimin e lezioneve te lekures dhe shtrengimin e lekures. | Pajisje elektromekanike
12061 | Capsular Tension Ring | Gen-Alb Farma Sh.p.k | 19.05.2022 | Omni Lens Pvt. Ltd. 5- Samruddhi, Opp. Sakar III, Navarangpura, Ahmedabad, Gujarat, India - 380014 | Capsular Tension Ring: OMNI CTR/CTR 120 | IIb | Synohet te perdoret per pozicionimin e IOL ne zevendesimin e lenteve natyrale te syrit duke futur ne regjionin okulistik | Pajisje oftalmike dhe optike
12062 | Rapid SARS-CoV-2 Antigen Test Card | Megapharma sh.p.k | 19.05.2022 | Xiamen Boson Biotech Co., Ltd. 90-94 Tianfeng Road, Jimei North Industrial Park, 361021 Xiamen, Fujian, PR of China | Rapid SARS-CoV-2 Antigen Test Card: 1N40C5-2; 1N40C5-4; 1N40C5-6 | In Vitro | Test i shpejte per diagnostikimin in vitro te antigenit Sars-cov2 | Pajisje te diagnostikimitin vitro
12063 | ROYDERMAL- Benzolait AZ 10 Emulgel** - RDM 589727; ROYDERMAL- Benzolait AZ 5 Fluido**** - RDM 1021507; | Farmatech sh.p.k | 20.05.2022 | R.C.A S.R.L. - Ricerca Cosmetica Avanzata Via delle Industrie, 58 Formia (LT) ITALY | ROYDERMAL- Benzolait AZ 10 Emulgel** - RDM 589727; ROYDERMAL- Benzolait AZ 5 Fluido**** - RDM 1021507; | I | Xhel trajtues per lekurat e yndyrshme me tendence akneike me peroksid benzoili dhe azeloglicine. | tjeter
12064 | Wall repair prosthesis in Polypropylene SWING-MESH®: SMH2 0611-10S; SMH2 1015-10S; SMH2 1515-10S; SMH2 3030-05S; | ArliPharma sh.p.k | 20.05.2022 | THT BIO-SCIENCE 2 cantignous, 34220 Verreries-de-Moussans, France | Wall repair prosthesis in Polypropylene SWING-MESH®: SMH2 0611-10S; SMH2 1015-10S; SMH2 1515-10S; SMH2 3030-05S; | Iib | Mesha qe perdoren per herniet abdominale. | Pajisje nje perdorimeshe
12065 | Roydermal - Benzolait AB1 Mousse - RDM 81909; Roydermal -.Benzolait AB3 Emulgel - RDM 65508; Roydermal - Benzolait AB5 Emulgel - RDM 66033; Roydermal - Benzolait AB10 Emulgel - RDM 71204 | Farmatech sh.p.k | 20.05.2022 | R.C.A. Srl - Ricerca Cosmetica Avanzata, Via delle Industrie 58, Formia (LT), Italy | Roydermal - Benzolait AB1 Mousse - RDM 81909; Roydermal -.Benzolait AB3 Emulgel - RDM 65508; Roydermal - Benzolait AB5 Emulgel - RDM 66033; Roydermal - Benzolait AB10 Emulgel - RDM 71204 | l | Shkume dhe gel lares per lekurat e yndyrshme me tendence akneike | Tjeter
12066 | Affirmagen® A1, B 1x3ml - 707930; Affirmagen® A1, B 1x10ml - 6901861; Affirmagen®4 A1, A2, B, O 1x3ml - 707910; Affirmagen®4 A1, A2, B, O 1x10ml - 719220; Ortho®A2 cells A2 1x10ml - 6901862 | Swissmed | 24.05.2022 | Ortho-Clinical Diagnostics Felindre Meadows Pencoed, Bridgend CF35 5PZ United Kingdom | Affirmagen® A1, B 1x3ml - 707930; Affirmagen® A1, B 1x10ml - 6901861; Affirmagen®4 A1, A2, B, O 1x3ml - 707910; Affirmagen®4 A1, A2, B, O 1x10ml - 719220; Ortho®A2 cells A2 1x10ml - 6901862 | In Vitro | Regent per percaktimin e grupit te gjakut | Pajisje të diagnostikimit in vitro
12067 | Cryoablation Needle & Thermal Sensors & accessories | Montal | 24.05.2022 | Galil Medical Ltd. Tavor Building 1 Industrial Park P.O. Bpx 224 2069203 Yokneam, Israel | Cryoablation Needle & Thermal Sensors & accessories (sipas listes bashkangjitur) | lla; llb | Age kirurgjikale te destinuara per shkaterimin e indeve me krioablacion | Pajisje një përdorimëshe
12068 | Electrosurgery devices | Biometric Albania | 24.05.2022 | FIAB SpA , via P.Costoli, 4-50039 Vicchio (FI), Itali | Electrosurgery devices (sipas listes bashkangjitur) | lla; llb; lll | Pajisje dhe aksesore per elektrobisturi | Pajisje elektromekanike; Pajisje një përdorimëshe; Produkte per institucione te kujdesit shendetesor
12069 | Dental Implants | Dental Leader Corsi sh.p.k | 26.05.2022 | Leone SPA, 50019 Sesto Fiorentino (FI) - Via Ponte A Quaracchi 48/50 (ITA) - Italy | Dental Implants (sipas listes bashkangjitur) | IIb | Implante dentare te cilat perdoren per zevendesimin e dhembeve qe mungojne | Pajisje dentare
12070 | Laboratory centrifuge | Gen-Alb Farma Sh.p.k | 26.05.2022 | Neuation Technologies Pvt. Ltd. Plot No.15, GIDC Electronic Park SEZ, Kolavada road, Sector - 26, Gandhinagar - 382026, Gujarat, India | Laboratory Centrifuge: i fuge C4000; i fuge CS03; i fuge CS2P | In Vitro | Eshte nje pajisje laboratorike, e drejtuar nga nje motor i cili rrotullon mostrat e lengshme me shepejtesi te madhe | Pajisje laboratori
12071 | Zixol sterile tear substitute multidose 8.0 ml | Partners Pharma sh.p.k | 31.05.2022 | Oftalpharma s.r.l Via Di Gonfienti 5/C/59 59100 Prato Italy | Zixol sterile tear substitute multidose 8.0 ml | Iia | Zixol eshte zevendesues I lotit izotonik. | tjeter
12072 | bonding agents (cement, adhesive and other agents, solders) for fixed orthodontic appliance (sipas listes bashkengjitur) | Dental Leader - Corsi shpk | 31.02.2022 | LEONE S.p.a. Via Ponte a Quaracchi 50, 50019 Sesto Fiorentino (FI) - Italia | bonding agents (cement, adhesive and other agents, solders) for fixed orthodontic appliance (sipas listes bashkengjitur) | lla | Agjente bondues per perdorim ne aparatet ortodontike fikse, ngjites per aparatin. | Pajisje dentare
12073 | non-sterile abutments and implantable accessories for dental implants (sipas listes bashkengjitur) | Dental Leader - Corsi shpk | 31.05.2022 | LEONE S.p.a. Via Ponte a Quaracchi 50, 50019 Sesto Fiorentino (FI) - Italia | non-sterile abutments and implantable accessories for dental implants (sipas listes bashkengjitur) | llb | Pjese perberese te implanteve dentare te cilat perdoren ne pjesen siper te implantit per te ndihmuar ne sherimin e indeve te buta perreth. | Pajisje dentare
12074 | A0620 series screw, rapid expander, and its analogous variants, for fixed orthodontic appliance (sipas listes bashkengjitur) | Dental Leader - Corsi shpk | 31.05.2022 | LEONE S.p.a. Via Ponte a Quaracchi 50, 50019 Sesto Fiorentino (FI) - Italia | A0620 series screw, rapid expander, and its analogous variants, for fixed orthodontic appliance (sipas listes bashkengjitur) | lla | Vida zgjeruese per perdorim ne ortodonci dhe aparate ortodontike fikse. | Pajisje dentare
12075 | Face Visor | Marlen/E sh.p.k | 31.05.2022 | Astek Innovations Ltd Astek Housse Altrincham Cheshire, WA14 5DH, United Kingdon | Face Visor (sipas listes bashkangjitur) | l | Mburoja fyryre, syve per dentistet | Pajisje dentare
12076 | SARS-CoV-2 Antigen Kit (Colloidal Gold) | Albadent Group | 31.05.2022 | Goldsite Diagnostics Inc. No. 103C, 503C & 504D, Technology Building & No. 3A & 4A, Technology Building Annex, Zhaoshang Sub-District, Nanshan District, Shenzhen, China, 518067 | SARS-CoV-2 Antigen Kit (Colloidal Gold) | In Vitro | Test I shpejt antigjenik per Sars-CoV-2 me metode Gold Colloidal | Pajisje të diagnostikimit in vitro
12077 | Dynamic ECG Systems TLC6000 | Copier Computer Center | 31.05.2022 | CONTEC MEDICAL SYSTEMS CO., LTD No.112 Qinhuang West Street, Economic & Technical Development Zone, Qinhuangdao, Hebei Province, PEOPLES REPUBLIC OF CHINA | Dynamic ECG Systems TLC6000 | IIa | Pajisje qe regjistron elektrokardiogramen per 48 ore dhe analizon ate duke perdorur softuerin PC. | Produkte per institucione te kujdesit shendetesor
12078 | Ambulatory Blood Pressure Monitor - ABPM50 | Copier Computer Center | 31.05.2022 | CONTEC MEDICAL SYSTEMS CO., LTD No.112 Qinhuang West Street, Economic & Technical Development Zone, Qinhuangdao, Hebei Province, PEOPLES REPUBLIC OF CHINA | Ambulatory Blood Pressure Monitor - ABPM50 | IIa | Pajisje qe monitoron presionin e gjakut ne 24 ore ne menyre te vazhdueshme dhe dinamike | Produkte per institucione te kujdesit shendetesor
12079 | Hydrophobic Acrylic Foldable IOL - ACRIVUE/CBHF33 UVASP | Gen-Alb Farma shpk | 31.05.2022 | Omni Lens Pvt. Ltd. 5- Samruddhi, Opp. Sakar III, Navarangpura, Ahmedabad, Guajarat, India-380014 | Hydrophobic Acrylic Foldable IOL - ACRIVUE/CBHF33 UVASP | llb | Lente intraokulare. | Pajisje oftalmike dhe optike
12080 | THUZZLE - THZ01190021 | Gen-Alb Farma shpk | 31.05.2022 | GMV srl 00173 Roma (RM) - Via Roberto Paribeni 37 (ITA) - Italy | THUZZLE - THZ01190021 | llb | Pajisje elektromjekesore per kujderin e te gjithe trupit, fytyre, dhe trajtime intime. | Pajisje elektromekanine
12081 | Dental X-ray Systems: CS8200 3D, CS 8200 3D Select, CS 8200 3D Access | MSE shpk | 31.05.2022 | Carestream Detal LLC 3625 Cumberland Boulevard, Suite 700, Atlanta, GA USA 30339 | Dental X-ray Systems: CS8200 3D, CS 8200 3D Select, CS 8200 3D Access | llb | Sistem radiografie extraoral, I plaevizshem, dixhital | Pajisje diagnostikuese dhe terapeutike me rrezatim
12082 | Peep Valve, Disposable 30mm I.D. connector: 45385 | ARLI PHARMA shpk | 31.05.2022 | Teleflex Medical 3015 Carrington Mill Blvd., Morrisville, NC, 27560, United States | Peep Valve, Disposable 30mm I.D. connector: 45385 | lla | Valvul qe perdoret se bashku me Ambune ne reanimacion | Pajisje nje perdorimeshe
12083 | X Series Power System Single Trigger Handpiece; X Series Power System DoubleTrigger Handpiece; | Trimed shpk | 31.05.2022 | Zimmer Surgical S.A. Chemin du Pré Fleuri, 3 1228 Plan-les-Ouates Switzerland | X Series Power System Single Trigger Handpiece; X Series Power System DoubleTrigger Handpiece; | lla | Ssiteme te cilat mndesojne shpime dhe prerje me precizion te larte. | Tjeter
12084 | LILLIPUT - Infant and neonatal oxygenators (sipas listes bashkengjitur) | Gen-Alb Farma shpk | 01.06.2022 | Sorin Group Italia S.r.l. Via Statale 12 Nord, 86, 41037 Mirandola MO, Italy | LILLIPUT - Infant and neonatal oxygenators (sipas listes bashkengjitur) | lla | Oksigjenator per femije dhe te porsalindur. | Pajisje anestezie dhe respiratore
12085 | Cardioaccessories / Dideco Cardioaccessories Auxiliary Devices for Cardiac Surgery (sipas listes bashkegjitur) | Gen-Alb Farma shpk | 01.06.2022 | Sorin Group Italia S.r.l. Via Statale 12 Nord, 86, 41037 Mirandola MO, Italy | Cardioaccessories / Dideco Cardioaccessories Auxiliary Devices for Cardiac Surgery (sipas listes bashkegjitur) | lla | Pajisje ndihemese per kirurgji kardiake. | Pajisje nje perdorimeshe
12086 | DIDECO MICRO (sipas listes bashkengjitur) | Gen-Alb Farma shpk | 01.06.2022 | Sorin Group Italia S.r.l. Via Statale 12 Nord, 86, 41037 Mirandola MO, Italy | DIDECO MICRO (sipas listes bashkengjitur) | lla | Filtra arterial/bllokues te fluskave per pacientet neonat, pediatrik dhe adult. | Pajisje nje perdorimeshe
12087 | One Touch Delica Plus Lancet: mi-Lancet 30G/114301-592; mi-Lancet 33G/114302-592; | Mega Store sh.p.k | 01.06.2022 | Asahi Polyslider Company, Limited 860-2 Misaki, Maniwa, Okayama 719-3226 Japan | One Touch Delica Plus Lancet: mi-Lancet 30G/114301-592; mi-Lancet 33G/114302-592; | Iia | Sherben per shpimin e lekures qe te merret gjaku per matjen e glicemise ne gjak. | Pajisje nje perdorimeshe
12088 | Vitros Integrated System | Swissmed sh.p.k | 01.06.2022 | Ortho-Clinical Diagnostics, Inc. 100 indigo Creek Drive, Rochester, New York 14626, USA | VITROS XT 7600 Integrated System: 6844461 | In Vitro | Aparatura mjekesore per analiza biokimike | Pajisje te diagnostikimit in vitro
12089 | Cryablation System & Console | Montal sh.p.k | 01.06.2022 | Galil Medical Inc, 4364 Round lake Road, Arden Hills MN 55112, USA | Visual-ICE Cryoablation System: FPRCH6000; Visual-ICE™ Cryablation Console System: FPRCH6000-05; ICEfx Cryoablation Console: FPRCH8000 | IIb | Jane pajisje elektronike qe sherbejne per heqjen e indeve me ane te kirurgjise | Instrumenta shumeperdorimesh
12090 | Electrocardiograph: CM300, CM1200, CM1200A, CM1200B, H3, H12, H12A | Copier Computer Center shpk | 01.06.2022 | Shenzhen Comen Medical Instruments Co., Ltd. F10-11& Sect C, F12 of BLDG 1A and F1-5 of BLDG 2, FIYTA Timepiece Building, Nanhuan Avenue, Matian Subdistrict, Guangming District, 518106 Shenzhen, Guangdong, P.R.China | Electrocardiograph: CM300, CM1200, CM1200A, CM1200B, H3, H12, H12A | lla | Pajisje qe perdoret per te studiuar ritmin e zemres. | Produkte per institucione te kujdesit shendetesor
12091 | Automatic Urinalysis System: EU-3000, EU-5300, EU-5600, ; Automatic Urinalysis System Reagent: EU-50 | O3 LAB shpk | 02.06.2022 | Suzhou Mindray Scientific Co., Ltd. Unit 501, No. 2 Building, 218 Sangtian Street, Suzhou Industrial Park, China, 215123 | Automatic Urinalysis System: EU-3000, EU-5300, EU-5600, ; Automatic Urinalysis System Reagent: EU-50 | In Vitro | Pajisje mjekesore dhe reagente per kryerjen e abnalizave te urines. | Pajisje te diagnostikimit in vitro
12092 | Digital Orbital Shaker: YM-KE053 | 2A - PHARMA shpk | 02.06.2022 | Ningbo Yingmed Medical Instruments Co., Ltd. Room 1201-9, No. 456 Tai'an Middle RD, Yinzhou district, Ningbo, Zhejiang, P.R.China | Digital Orbital Shaker: YM-KE053 | l | Mikroplate per perzierje , ngroheje dhe ftohje te mostrave ne laborator. | Pajisje laboratori
12093 | Pulse ocimeter CMS50D | Copier Computer Center sh.p.k | 02.06.2022 | CONTEC MEDICAL SYSTEMS CO., LTD No.112 Qinhuang West Street, Economic & Technical Development Zone, Qinhuangdao, Hebei Province, PEOPLES REPUBLIC OF CHINA | Pulse ocimeter CMS50D | IIb | Sherben per matjen e pulsit dhe oksigjenit ne gjak. | Produkte per institucione te kujdesit shendetesor
12094 | Ortho Bio Vue System Molded cassette Liner - 4056 | Swissmed sh.p.k | 02.06.2022 | Ortho-Clinical Diagnostics, Inc. 1001 US Highway 202 Raritan, NJ 08869-0606 U.S.A | Ortho Bio Vue System Molded cassette Liner - 4056 | In Vitro | Pjese konsumi per perdorim aparati. | Pajisje te diagnostikimit in vitro
12095 | Anti-D (RH1) IgM+IgG BioClone®- 6902041; Rhesus Reagent Control BioClone®- 69020426/2/2022 | Swissmed sh.p.k | 02.06.2022 | Ortho-Clinical Diagnostics Felindre Meadows Pencoed Bridgend CF35 5PZ United Kingdom | Anti-D (RH1) IgM+IgG BioClone®- 6902041; Rhesus Reagent Control BioClone®- 6902042; | In Vitro | Reagent per percaktimin e grupit te gjakut faktorit rhesus. | Pajisje te diagnostikimit in vitro
12096 | Otrtho BioVue® System Blood Grouping Reagents (sipas listes bashkengjitur) | SWISSMED shpk | 02.06.2022 | Ortho-Clinical Diagnostics Felindre Meadows, Pencoed, Bridgend, CF35 5PZ, United Kingdom | Otrtho BioVue® System Blood Grouping Reagents (sipas listes bashkengjitur) | In Vitro | Reagente per grupet e gjakut. | Pajisje te diagnostikimit in vitro
12097 | Nitrex™ Guidewire (sipas listes bashkengjitur) | O.E.S DISTRIMED shpk | 02.06.2022 | ev3, Inc. 4600 Nathan Lane North, Plymouth, MN 55442, USA | Nitrex™ Guidewire (sipas listes bashkengjitur) | lla, lll | Tela drejtues per perdorim ne kirurgji. | Pajisje nje perdorimeshe
12098 | Spirometer | Copier Computer Center | 02.06.2022 | CONTEC MEDICAL SYSTEMS CO., LTD No.112 Qinhuang West Street, Economic & Technical Development Zone, Qinhuangdao, Hebei Province, PEOPLES REPUBLIC OF CHINA | Spirometer SP80B | Iia | Nje pajisje dore per kontrollin e kushteve te mushkerise | Produkte per institucione te kujdesit shendetesor
12099 | Digital Brain electric Activity Mapping | Copier Computer Center | 02.06.2022 | CONTEC MEDICAL SYSTEMS CO., LTD No.112 Qinhuang West Street, Economic & Technical Development Zone, Qinhuangdao, Hebei Province, PEOPLES REPUBLIC OF CHINA | Digital Brain electric Activity Mapping KT88-3200 | Iia | Pajisje mbledh sinjalin ECG me elektroda per kontrollin e semundjeve te ndryshme | Produkte per institucione te kujdesit shendetesor
12100 | Intraocular Lenses (sipas listes basshkengjitur) | Gen-Alb Farma shpk | 02.06.2022 | Physiol s.a. Liege Science Park, Allee des Noisetiers 4, B-4031 Liege, Belgium | Intraocular Lenses (sipas listes basshkengjitur) | llb | Lente intraokulare. | Pajisje oftalmike dhe optike
12101 | SKATER™ Introducer Set; SKATER™ Drainage Catheter | Montal sh.p.k | 03.06.2022 | Argon Medical Devices, Inc. 1445 Flat Creek Road Athens, Texas 75751, USA | SKATER™ Introducer Set; SKATER™ Drainage Catheter (sipas listes bashkengjitur) | Iia; Iib | Udhezues qe sherben per vendosjen e telave ne procedurat vaskulare dhe kateter. | Pajisje nje perdorimeshe
12102 | Electrocatheter "SPIKE LC S" | O.E.S Distrimed sh.p.k | 06.06.2022 | FIAB SpA , via P.Costoli, 4-50039 Vicchio(FI), Itali | Electrocatheter "SPIKE LC S"(sipas listes bashkengjitur) | III | Eletrokateter per stimulim kardiak per perdorim ne kardiologji. | Pajisje nje perdorimeshe
12103 | Fully gelled electrodes for neurostimulation (Basic UDI-DI: 803300326208000001PF) | O.E.S Distrimed | 06.06.2022 | Fiab SpA Via Costoli 4, 50039 Vicchio (FI), Italy | Fully gelled electrodes for neurostimulation (Basic UDI-DI: 803300326208000001PF) PG100 - PG200 - PG200W - PG200WN - PG470 - PG470/MIC - PG470L - PG470LN - PG470N - PG470N/500 - PG470W - PG470WN - PG471 - PG471/40 - PG471/40N - PG471/40W - PG471/40WN - PG471/50 - PG471/50W - PG471/50W-16 - PG471/50WN - PG471/63W - PG471/63WN - PG471L - PG471N - PG471W - PG471WN - PG472 - PG472/2C - PG472/90 - PG472/90W - PG472N - PG472W - PG472W2 - PG472WN - PG473 - PG473/2 - PG473/2N - PG473L - PG473LN - PG473N - PG473W - PG473W2 - PG473W2N - PG473W2N/DUE - PG473WN - PG474 - PG474L - PG474N - PG474W - PG474WN - PG475 - PG475L - PG475LN - PG475W - PG476 - PG476L - PG476N - PG476W - PG477 - PG477N - PG477W - PG479/32 - PG479/32N - PG479/32W - PG479/32WN - PG479/50 - PG479/50N - PG479/50W - PG479/50WN - PG479/75 - PG479/75W - PG479/75WN - PG479OVW - PG480/95W2 - PG490 - PG490N - PG500 - PG691WN - PG771/50 - PG771/50W - PG772/902 - PG772/90W - PG774W - PG871/40W - PG871/50 - PG871/50W - PG873 - PG873N - PG873W - PG873W2 - PG874W - PG879/32N - PG879/32W - PG879/50W - PG879/75 - PG880/95W2 - PG880/95W2N - PG890W | l | Elektroda me xhel per neurostimulim | Instrumenta shumeperdorimesh
12104 | Infusion Therapy Products | O.E.S Distrimed sh.p.k | 06.06.2022 | La-Med Healthcare Pvt. Ltd. 136/24 Faridabad 121005, Haryana INDIA | Infusion Therapy Products (sipas listes bashkengjitur) | Iia | Kanjula intravenoze me krahe dhe me porte per terapi intravenoze. | Pajisje nje perdorimeshe
12105 | Sterile Sodium Hyaluronate for intra-articular use: Synart pre-filled syringe of 2ml with 1.2% of medium chain HA (24mg); Synart pre-filled syringe of 2ml with 1.5% of medium chain HA (30mg); Synart pre-filled syringe of 2ml with 2% of medium chain HA (40mg); Synart pre-filled syringe of 4ml with 1.5% of medium chain HA (60mg); Synart pre-filled syringe of 4ml with 2% of medium chain HA (80mg) | Eurofarma T&Q Tolica | 06.06.2022 | Pharma Labs Via Magenta 106, 71016 San Severo (FG), Italy | Sterile Sodium Hyaluronate for intra-articular use: Synart pre-filled syringe of 2ml with 1.2% of medium chain HA (24mg); Synart pre-filled syringe of 2ml with 1.5% of medium chain HA (30mg); Synart pre-filled syringe of 2ml with 2% of medium chain HA (40mg); Synart pre-filled syringe of 4ml with 1.5% of medium chain HA (60mg); Synart pre-filled syringe of 4ml with 2% of medium chain HA (80mg) | lll | Acid hialuronik ne forme kripe te natriumit per perdorim intra-artikular | Pajisje te implantueshme jo aktive
12106 | Raucodape®; Raucodape® PRO; Raucodape® SMART | Gen-Albfarma | 07.06.2022 | Lohmann & Rauscher Inernational GmbH & Co. KG Westerwaldstraße 4, 56579 Rengsdorf, GERMANY | Raucodape®; Raucodape® PRO; Raucodape® SMART (sipas listes bashkangjitur) | ls | Raucodrape janë perde të papërshkueshme nga lëngjet me veprim të mirë mbulimi, të bëra nga film polietileni rezistent ndaj grisjes dhe pëlhurë prej polipropileni absorbues jo te endur , për mbulimin e pacientëve dhe pajisjeve në sallën e operacionit ose në një ambient ambulator | Pajisje një përdorimëshe
12107 | Electrocardiograph/ SE-12, SE-12 Express, SE-1200, SE-1200 Express ; Patient Monitor/ iM8, M8, iM8A, iM8B, M8B; Diagnostic Ultrasound System / U50; | Euromed sh.p.k | 07.06.2022 | Edan Instruments, Inc. #15 Jinhui Road, Jinsha Community, Kengzi Sub-District, pingshan District, 518122 Shenzhen, P.R.China | Electrocardiograph/ SE-12, SE-12 Express, SE-1200, SE-1200 Express ; Patient Monitor/ iM8, M8, iM8A, iM8B, M8B; Diagnostic Ultrasound System / U50; | Iia; Iib; | Sistem diagnostikimi me ultratingujt portabel; Pajisje elektrokardiogram per matjen e impulsive elektrike te zemres; Monitor pacienti . | Tjeter
12108 | Urology washing sets: Washout Systems - M06xxxx/y | 2A Pharma | 07.06.2022 | HMC Premedical S.p.A Via Bosco, 1/3 41037 Mirandola (MO) Italy | Urology washing sets: Washout Systems - M06xxxx/y | lla | Siseme lavashi urologjik | Pajisje një përdorimëshe
12109 | Elecsys HIV Combi PT | Evita | 07.06.2022 | Roche Diagnostics GmbH Sandhofer Strasse 116 D-68305 Mannheim, Germany | Elecsys HIV combi PT: 08924163190/08924180190 | In Vitro | Regente per matjen e HIV-1 dhe HIV-2 | Pajisje të diagnostikimit in vitro
12110 | Decalcifer for biopsy with EDTA | Krijon sh.p.k | 07.06.2022 | Kaltek S.r.l. Via Progresso, 2-I- 35127 Padova, Italy | Decalcifer for biopsy with EDTA 1000ml - 2149 | In Vitro | Deklacifikues per biopsi me EDTA, solucione histologjike per heqjen e depozitave te kalciumit | Pajisje të diagnostikimit in vitro
12111 | Surgical Power System - SCOREN (sipas listes bashkengjitur) | 2A - PHARMA shpk | 07.06.2022 | Aygyn Cerrahi Aletler Sanayi Ve Ticaret Anonim Sirketi Kerimbey OSB Mahallesi Yasardogy Cad. No:76/1 Tekkekoy, Samsun, Turkiye | Surgical Power System - SCOREN (sipas listes bashkengjitur) | lla | Pajisje per perdorim spitalor, sistem energjitik kirurgjikal. | Pajisje elektromekanike.
12112 | Products for blood typing and determination of infection markers (sipas listes bashkengjitur) | SWISSMED shpk | 07.06.2022 | Ortho-Clinical Diagnostics Felindre Meadows, Pencoed, Bridgend, CF35 5PZ, United Kingdom | Products for blood typing and determination of infection markers (sipas listes bashkengjitur) | In Vitro | Produkte per grupet e gjakut dhe percaktimin e markuesve te infeksionit. | Pajisje te diagnostikimit in vitro
12113 | QUANTIA D-DIMER | O.E.S Distrimed shpk | 07.06.2022 | Coral Clinical Systems, A Division of Tulip Diagnostics¦P¦ Ltd. Phase III B. Plot Nos. M-46/47. Verna Industrial Estate, verna Goa - 403 722, India | QUANTIA D-DIMER | In Vitro | Reagente diagnostike per perdorim laboratorik | Pajisje te diagnostikimit in vitro
12114 | Control Units | O.E.S Distrimed shpk | 07.06.2022 | Bien-Air Surgery SA, Rue de l\ouest 2b, 2340 le Noirmont, Switzerland | Control units (including associated foot pedal) (sipas listes bashkangjitur) | Iia | Njesi kontrolli dhe aksesoret e saj per perdorim ne kirurgjine te ndryshme | Pajisje elektromekanike
12115 | Cemente dentare | Safir. DIS.TIC A.S shpk | 07.06.2022 | B&E Korea Co., Ltd. #802, #803, B Dong, 60 Haan-ro, Gwangmyeong-si, Gyeonggi-do, Korea | Dental materials (sipas listës bashkëngjitur) | Iia | Cemente dentare provizore | Pajisje dentare
12116 | Reagent | Evita shpk | 08.06.2022 | Roche Diagnostics GmbH, Sandhofer Strasse 116, 68305 Mannheim, Germany | CRP4: 07876033190 (UDI-DI 761333600633AJ); 07876424190 (UDI-DI 761333600634AL); 07876432190 (UDI-DI 761333600635AN); 08057591190 (UDI-DI 761333600639AW) | In Vitro | Reagent per matjen e CRP ne plazmen dhe serumin human | Pajisje te diagnostikimit in vitro
12117 | VIDAS 3 - 412590; VIDAS 3 Assay Dilution Cup - 412500; VIDAS 3 Sample Tip - 412501 | Labopharma | 08.06.2022 | BioMerieux S.A. 376 Chemin de l'Orme 69280 - MARCY L'ETOILE- FRANCE | VIDAS 3 - 412590; VIDAS 3 Assay Dilution Cup - 412500; VIDAS 3 Sample Tip - 412501 | In Vitro | Sistem imunodiagnostik, dhe zonat e instrumentit ku behen hollimi dhe pozicionimi I mostrave | Pajisje të diagnostikimit in vitro
12118 | Consolidated Chemistry Calibrator | Pegasus | 08.06.2022 | Abbott Ireland Diagnostics Division Lisnamuck, Longford, Co. Longford, Ireland | Consolidated Chemistry Calibrator - 04V6201 | In Vitro | Kalibrator I cili perdoret per kalibrimin e testeve kimike klinike | Pajisje të diagnostikimit in vitro
12119 | Polyglactin 910 Dynthetic Absorbable Suture | Evita Shpk | 08.06.2022 | Ethicon, LLC 475 C Street Los Frailes Industrial Park Suite 401 Guaynabo Puerto Rico 00969 USA | VICRYL RAPIDE™ (Polyglactin 910) Synthetic Absorbable Suture | III | Penj per qepje kirurgjikale me perberje poliglaktin, te absorbueshme. | Pajisje një përdorimëshe
12120 | Radiography System RADspeed fit | Biometric Albania | 08.06.2022 | SHIMADZU CORPORATION Medical Systems Division 1, NISHINOKYO-KUWABARACHO, NAKAGYO-KU, KYOTO, 604-8511, JAPAN | Radiography System: Radiography System RADspeed fit - 566-12700-60; 566-12700-61; 566-12700-62; 566-12700-70; 566-12700-71 | IIb | Pajisje sisteme radiologjie | Pajisje elektromekanike
12121 | Tongue depressor, Diagnostic devices, Devices for gynecology, Devices for investigation, Device for cold therapy, Surgical skin markers (sipas listes bashkengjitur) | KRIJON shpk | 08.06.2022 | Kaltek S.r.l. Via Liguria, 29, 35020 Saonara, PD - Italia | Tongue depressor, Diagnostic devices, Devices for gynecology, Devices for investigation, Device for cold therapy, Surgical skin markers (sipas listes bashkengjitur) | ls, lla | Pajisje mjkesore qe perdoren ne laboratore per qellime te nfryshme diagnostikuese. | Pajisje laboratori
12122 | Test tubes for blood collection (sipas listes bashkengjitur) | KRIJON shpk | 08.06.2022 | F.L. Medical s.r.l. Unipersonale Torreglia (PD) Via Enrico Mattei, 20 | Test tubes for blood collection (sipas listes bashkengjitur) | In Vitro | Tuba testimi laboratorike per marrjen e gjakut. | Pajisje laboratori
12123 | Digital intra-oral X-ray imaging system, Pluto0001X- Pluto0002X | Moto-Mania sh.p.k | 09.06.2022 | iRay Technology Co. Ltd. RM202, Building 7 No. 590, Ruiqing RD. Zhangjiang East, Pudong 201201 Shanghai P.R.China | Digital intra-oral X-ray imaging system, Pluto0001X- Pluto0002X | Iia | Sensor intraoral ofron imazhe diagnostifikuese te dhembeve, ndihmon ne identifikimin e problemeve te dhembeve. | Pajisje dentare
12124 | PROMED® SWAB PLASTIC STICK WITH RAYON TIP IN POLYPROPYLENE TEST TUBE Ø 12X150mm, STERILE - 26061 | Krijon sh.p.k | 09.06.2022 | F.L Medical s.r.l. Unipersonale, Via Enrico Mattei, 20 TORREGLIA (PD), ITALY | PROMED® SWAB PLASTIC STICK WITH RAYON TIP IN POLYPROPYLENE TEST TUBE Ø 12X150mm, STERILE - 26061 | In Vitro | Tampona steril sintetik me epruvete qe perdoren per te mbledh mostra te ndryshme ne hunde, fyt, lekure etj. | Pajisje laboratori
12125 | STERILE APPLICATOR WITH COTTON TIP - 7242 | Krijon sh.p.k | 09.06.2022 | Jiangsu Suyun Medical Materials Co., Ltd. No.1 Medicine Lane, Renmin Road. 222002 Lianyungang, People's Republic of China | STERILE APPLICATOR WITH COTTON TIP - 7242 | I | Tampona steril pambuku me bisht druri qe perdoren per te mbledh mostra te ndryshme ne hunde, fyt, lekure etj. | Pajisje laboratori
12126 | VIDAS® 3 V1.4 Softwre Ref. 423694 | Labopharma sh.p.k | 09.06.2022 | BIOMERIEUX SA, 376 CHEMIN DE l'Orme, 69280 Marcy I'Etoile - France | VIDAS® 3 V1.4 Softwre Ref. 423694 | In Vitro | Software qe instalohet ne instrumentat VIDAS 3. | Pajisje te diagnostikimit in vitro
12127 | Instruments for Hofer systems | Layo | 09.06.2022 | Hofer GmbH & Co KG Jahnstrasse 10-12 A-8280 Fürstenfeld, Austria | Instruments for Hofer systems (sipas listes bashkangjitur) | l | Instrumenta traume per osteosinteze qe perdoren per fiksimin e frakturave | Instrumenta shumeperdorimesh
12128 | Architect Septum | Pegasus | 09.06.2022 | Abbott Laboratories, 1915 Hurd drive, Irving, TX 75038 USA | Architect Septum: 4D18-03; Architect Replacement Caps : 4D19-01; Architect Sample Cups 7C14-01; Architect Reaction Vessels: 7C15-02; Architect Reaction Vessels: 7C15-03 | In Vitro | Jane tapa qe uk qe nuk lejojne avullimin dhe kontaminimine reagenteve, proveza per marrje mase, kapuc zevendesimi dhe proveza reaksionesh | Pajisjet e diagnostikimit in vitro
12129 | VIDAS IFNg QC panel | Labopharma | 09.06.2022 | BIOMERIEUX SA 376 Chemin de l'Orme - 69280 Marcy l'Etoile - France | VIDAS IFNg QC panel: 424069 | In Vitro | Eshte solucion i cili perdoret per procedura te kontrollit te cilesise | Pajisje te diagnostikimit in vitro
12130 | VIDAS TB-IGRA / 423111 | Labopharma shpk | 09.06.2022 | BIOMERIEUX SA 376 Chemin de l'Orme - 69280 Marcy l'Etoile - France | VIDAS TB-IGRA / 423111 | In Vitro | Reagent per te ndihmuar ne diagnostikimin e individeve te infektuar me mjicrobacterium tuberkulosis. | Pajisje te diagnostikimit in vitro
12131 | Microwave Therapeutic System: SABERWAVE ECO-200G, ECO-100E2; Disposable Microwave Therapeutic Antennas: ECO-100CL22C, ECO-100L5C, ECO-100AL23C, ECO-100AL13C, ECO-100AI30, ECO-100CL10C, ECO-100CL8C, ECO-100AL8C | MONTAL shpk | 09.06.2022 | Nanjijang ECO Microwave System Co., Ltd. Third & Fourth Floors, J5 Building, NJUT Science & Technology Industrial Park, No. 15 Wanshou Road, Pukou District, 211800, Nanjng, Jiangsu, P.R. China | Microwave Therapeutic System: SABERWAVE ECO-200G, ECO-100E2; Disposable Microwave Therapeutic Antennas: ECO-100CL22C, ECO-100L5C, ECO-100AL23C, ECO-100AL13C, ECO-100AI30, ECO-100CL10C, ECO-100CL8C, ECO-100AL8C | llb | Gjenerator per ablacion me mikrovale dhe set ablacioni. | Pajisje elektromekanike
12132 | Hofer Systems (sipas listes bashkengjitur) | LAYO shpk | 10.06.2022 | Hofer GmbH & Co KG Jahnstrasse 10-12, A-8280 Furstenfeld, Austria | Hofer Systems (sipas listes bashkengjitur) | llb | Implante traume per osteosinteze qe perdoren ne sherbimin e ortopedise per fiksimin e frakturave. | Pajisje te implantueshme jo aktive
12133 | Hearing Instrument Systems | EPES Group sh.p.k | 10.06.2022 | Sonova AG, Laubisrutistrasse 28, 8712 Stafa Switzerland | Hearing Instrument Systems (sipas listes bashkengjitur) | Iia | Aparate degjimi qe vendosen ne pjesen e jashteme te aparateve te degjimit dhe aksesore me qellim permirsimin e degjimit tek pacientte. | Tjeter
12134 | Transfer Sets incl. Accessories | Fedos | 10.06.2022 | Fresenius Kabi AG 61346 Bad Homburg, Germany | Transfer Sets incl. Accessories (sipas listes bashkangjitur) | llb | Sisteme te transferimit te gjakut si qese , filtra etj me aksesoret perkates per filtrimin dhe grumbullimin e gjakut. | Pajisje një përdorimëshe
12135 | Hearing Instruments Systems (sipas listes bashkangjitur) | Epes Group | 10.06.2022 | SONOVA AG, Laubisrütistrasse 28, CH-8712 STÄFA SWITZERLAND | Hearing Instruments Systems (sipas listes bashkangjitur) | lla | Aparate Degjimi qe vendosen ne pjesen e jashteme te aparatit te degjimit ( te paimplantueshem) dhe aksesore me qellim permiresimin e degjimit tek pacientet dhe aksesore | Tjeter
12136 | Instrumenta dhe aksesore | Fedos shpk | 10.06.2022 | Shenzen YKD Technology Co., Ltd. 6F, Building 6, Huaxinruiming Industrial Area, Langrong RD, Xinwei Village, Dalang Community, Dalang Street, Longhua, 518000 Shenzen, PR of China | ECG CABLE, SPO2 SENSOR, TEMPERATURE PROBE, IBP CABLE: CEAXXXAXC; CSLXXX; CI005B; CSL036B; W001A; CEA060A3C | I | Kabuj, sonda dhe sensore per lidhjen dhe funksionimin e pajisjeve mjekesore. | Instrumenta shume perdorimeshe
12137 | BioR flex 01 BBS AD0191A BioR flex 01 BBSS AD0191B BioR flex 01 BBS AS01910 BioR flex 01 BBS AS0191A BioR flex AT AS0191C BioR flex 01 BBS BP AS01912 BioR flex 01 BBS PAEDI AV0191A | Fedos sh.p.k | 10.06.2022 | Fresenius Kabi AG 61346 Bad Homburg, Germany | BioR flex 01 BBS AD0191A BioR flex 01 BBSS AD0191B BioR flex 01 BBS AS01910 BioR flex 01 BBS AS0191A BioR flex AT AS0191C BioR flex 01 BBS BP AS01912 BioR flex 01 BBS PAEDI AV0191A | IIb | Filter gjaku I cili peroret për filtrimin sipas nevojes së koncentrateve të qelizave të kuqe | Pajisje nje perdorimeshe
12138 | Pediatirc Bed: U0016.S; Pediatric Bed for Small Children (0-5 years): U0016.SP; IV Stand: U0071.S | Fedos shpk | 10.06.2022 | IHC Medikal A.S. Bahcelievler District Yavuz Road No:31, Hasanoglan Elmadag, Ankara, Turkiye | Pediatirc Bed: U0016.S; Pediatric Bed for Small Children (0-5 years): U0016.SP; IV Stand: U0071.S | l | Shtreter pediatrik dhe mbajtese serumesh. | Pajisje per mobilim spitalor
12139 | Sterile Blood Lancet: TD-5084 | Euromed shpk | 13.06.2022 | TaiDoc Technology Corporation B1-7F, No. 127, Wugong 2nd Road, Wugu Dist., 24888 New Taipei City, Taiwan | Sterile Blood Lancet: TD-5084 | lla | Lanceta per shpimin e gishtit per marrjen e kampionit e gjakut per testimin e glukozes ne gjak. | Pajisje nje perdorimeshe
12140 | Blood Glucose monitoring system TD-4116; Blood Glucose Test Strip TD-4302 | Euromed sh.p.k | 13.06.2022 | TaiDoc Technology Corporation B1-7F, No. 127, Wugong 2nd Road, Wugu Dist., 24888 New Taipei City, TAIWAN | Blood Glucose monitoring system TD-4116; Blood Glucose Test Strip TD-4302 | In Vitro | Sistem I monitorimit te glukozes ne gjak. | Pajisje te diagnostikimit in vitro
12141 | Disposable medical devices and devices for aspiration and vacuum extraction | Fedos shpk | 13.06.2022 | Biçaklicilar Tibbi Cihazlar Sanayi ve Ticaret A.S. Osmangazi Mhallesi, Gazi Caddeesi No:21,enyurt 34522 Instanbul, Turkiye | Disposable medical devices and devices for aspiration and vacuum extraction : Leukocyte Filter Set - 157 00XX 1; 015 20XX 1; 157 00XX 1G; 015 20XX 1G. Pressure Monitoring Set: 040 XXXX 1; 400 XXXX 1. | IIb | Sete sterile | Pajisje nje perdorimeshe
12142 | Ventana Her2 Dual ISH DNA Probe Coctail | Evita sh.p.k | 13.06.2022 | Roche Diagnostics G,bH, Sandhofer Strasse 116, 68305 Mannheim, Germany | VENTANA HER2 Dual ISH DNA Probe Coctails: 08314373001 (800-6043) | In Vitro | Antitrup per detektimin e proteines HER@ me metoden Imunohistokimike | Pajisje te diagnostikimit in vitro
12143 | Disposable Medical Devices and Devices for aspiration and vacuum extraction (sipas listes bashkangjitur) | Fedos | 13.06.2022 | Bicakcilar Tibbi Cihazlar Sanayi ve Ticaret A.Ş., Osmangazi Mahallesi, Gazi Caddesi No:21, Esenyurt 34522 Istanbul, Turkiye | Disposable Medical Devices and Devices for aspiration and vacuum extraction (sipas listes bashkangjitur) | lla | Age, filtra, pompa infuzioni, tuba drenzhimi, sete transfuzioni. Katetere te ndryshem, sete tubash dhe konektoresh, kanjula te ndryshme, etj | Pajisje një përdorimëshe
12144 | KINOro - Denture Cleaning Tablets - 900555 (Basic UDI-DI: 4002033RTLU) | Delta Pharma-AL | 13.06.2022 | Helago-Pharma GmbH & Co. KG Neuhofer Weiche 48 DE-19370 Parchim, Germany | KINOro - Denture Cleaning Tablets - 900555 (Basic UDI-DI: 4002033RTLU) | llb | Tableta per pastrimim e dhembeve nga njollat, pllakat bakteriale | Pajisje dentare
12145 | Fully-auto chemiluminescence immunoassay analyzer | Swissmed sh.p.k | 13.06.2022 | Shenzen New Industries Biomedical Engineering Co., Ltd. No.23, Jinxu East Road, Pingshan District, 518122 Shenzen, P.R. Of China | Fully-auto chemiluminescence immunoassay analyzer - Maglumi 600: 23020018; Maglumi 800: 23020003; Maglumi 1000: 23020009; Maglumi 1000 Plus: 23020020; Maglumi 2000: 23020006; Maglumi 2000 Plus: 23020007; Maglumi 4000: 23020014; Maglumi 4000 Plus: 23020037 | In Vitro | Aparat mjekesore automatik per imuanalizimin e kemiluminishences | Pajisje te diagnostikimit in vitro
12146 | Ortho Bliss | Swissmed sh.p.k | 13.06.2022 | Ortho-Clinical Diagnostics, Felindre Meadows, Pencoed, Bridgend, CF35 PZ, United Kingdom | Ortho® BLISS (10 ml) - 6902040; Ortho® BLISS (50 ml) - 708116; | In Vitro | Pjese konsumi per aparate mjekesore | Pajisje te diagnostikimit in vitro
12147 | Ortho Vision | Swissmed sh.p.k | 13.06.2022 | Ortho-Clinical Diagnostics, Felindre Meadows, Pencoed, Bridgend, CF35 PZ, United Kingdom | ORTHO VISION® Analyzer: 6904579; Accessories: ORTHO VISION Evaporation Caps (3ml) - 6843004; ORTHO VISION Evaporation Caps (10ml) - 6843005; ORTHO VISION Dilution Tray - 6904591 | In Vitro | Aparature mjekesore dhe aksesoret | Pajisje te diagnostikimit in vitro
12148 | Ortho Vision Max Analyzer | Swissmed | 13.06.2022 | Ortho-Clinical Diagnostics Felindre Meadows Pencoed, Bridgend CF35 5PZ United Kingdom | Ortho Vision Max Analyzer - 6904578 | In vitro | Aparature mjekesore per perdorim laboratorik | Pajisje të diagnostikimit in vitro; Pajisje laboratori
12149 | In Vitro Medical Devices (sipas listes se bashkengjitur) | Swissmed | 13.06.2022 | Shenzhen New Industries Biomedical Engineering Co., Ltd. No.23, Jinxiu East Road, Pingshan District, 518122 Shenzhen, P.R.China | In Vitro Medical Devices (sipas listes se bashkengjitur) | In vitro | Pjese konsumi per aparaturat mjekesore | Pajisje të diagnostikimit in vitro; Pajisje laboratori
12150 | Oropharyngeal Airway | Arli Pharma sh.p.k | 14.06.2022 | Foremount Enterprise Co., Ltd. No. 17, Alley 15, Lane 5, Shenan St., Shengang Dist., Taichung City 42944, Taiwan | Oropharyngeal Airway: 124450-000080; 124450-000090; 124450-000100 | lla | Produkt per te mbajtur hapur rruget e frymemarrjes duke ndaluar gjuhen te mbuloje epiglotisin | Pajisje një përdorimëshe
12151 | VitA-POS (eye ointment) - 55.0790-5g | Italmed Distribution Sh.p.k | 15.06.2022 | URSAPHARMA Arzneimittel GmbH Industriestrasse 66129 SAARBRÜCKEN, Germany | VitA-POS (eye ointment) - 55.0790-5g | llb | Pomade per sy per lubrifikim | Tjeter
12152 | Face Mask | Montal | 15.06.2022 | Shanghai Channelmed Import&Export Co., Ltd Room 1402,No.707 of Zhangyang Road 200120 Shanghai People's Republic of China | Face Mask | l | Maska fytyre jo sterile | Pajisje një përdorimëshe
12153 | Shoocin™ Introducer Kits | Gen-Albfarma | 16.06.2022 | LEPU Medical Technology (Beijing) Co., Ltd. No.37 Chaoqian Road,Changping District, Beijing, 102200, P. R. China | Shoocin™ Introducer Kits (sipas listes se bashkengjitur) | lla | Eshtë një krah fleksibël steril, joinvaziv, i destinuar për t'u përdorur gjatë kateterizimit kardiovaskular | Pajisje një përdorimëshe
12154 | DIDECO PERFUSING TUBING SYSTEM | Gen-Albfarma | 16.06.2022 | Sorin Group Italia S.r.l. Via Statale 12 Nord, 86 41037 Mirandola (MO)-Italy | DIDECO PERFUSING TUBING SYSTEM (sipas listes se bashkengjitur) | lla | Sisteme tubash perfuzioni per kirurgjine kardiake | Pajisje një përdorimëshe
12155 | VENTANA PD-LI (SP142) Assay 741-4860 - 08008540001; | Evita sh.p.k | 16.06.2022 | Roche Diagnostics GmbH Sandhofer Strasse 116 68305 Mannheim Germany | VENTANA PD-LI (SP142) Assay 741-4860 - 08008540001; | In Vitro | Antitrup per detektimin e PD-LI me metoden imunohistokimike. | Pajisje te diagnostikimit in vitro
12156 | VENTANA ROS1 (SP384) Rabbit Monoclonal Primary Antibody 790-6087 - 08404160001; | Evita sh.p.k | 16.06.2022 | Roche Diagnostics GmbH Sandhofer Strasse 116 68305 Mannheim Germany | VENTANA ROS1 (SP384) Rabbit Monoclonal Primary Antibody 790-6087 - 08404160001; | In Vitro | Antitrup per detektimin e ROSI me metoden imunohistokimike. | Pajisje te diagnostikimit in vitro
12157 | Hysan Hyalurontropfen | Italmed Distribution Sh.p.k | 16.06.2022 | URSAPHARM Arzneimittel GmbH, Industriestr. 35, 66129 Saarbrücken, Deutschland | Sterile nasal preparations: hysan® Hyalurontropfen 10 ml - 55.0787 | Is | Pika per hunden qe permban natrium hialuronat, natrium hidrogjen fosfat i dehidratuar qe mundeson hidratim dhe lehtesim ne pastrim te hundes. | Tjeter
12158 | Wooden Tongue Depressor | Montal sh.p.k | 16.06.2022 | Shanghai Channelmed Import & Export Co., (Channelmed Group) Room 1402, No.707 of Zhangyang Road, Shanghai, China | Wooden Tongue Depressor | I | Jane pajisje mjekesore ne formen e nj spatule prej druri te cilat perdoren per te shypur gjuhen per te lejuar nje pamje te papenguar te fytit gjate ekzaminimit klinik | Pajisje nje perdorimeshe
12159 | BICON-PLUS CUP INSTRUMENTS | Layo | 17.06.2022 | Smith & Nephew Orthopeadics AG, Oberneuhofstrasse 10d, 6340 Baar, Switzerland | BICON-PLUS CUP INSTRUMENTS (sipas listes se bashkengjitur) | lla | Instrumenta qe perdoren ne ortopedi | Instrumenta shumeperdorimesh
12160 | Reaction Module ; Waste Bag; Cuvette; Reaction Cup; Ion Selective Electrode etj. | Swissmed sh.p.k | 16.06.2022 | Shenzhen New Industries Engineering Co., Ltd. No.23, Jinxiu East Road, Pingshan District, 518122 Shenzhen,P.R. China | Reaction Module ; Waste Bag; Cuvette; Reaction Cup; Ion Selective Electrode etj. (sipas listes bashkengjitur) | In Vitro | Pjese konsumi per aparature mjeksore. | Pajisje te diagnostikimit in vitro
12161 | Disposable medical devices and devices for aspiration and vacuum extraction (sipas listes bashkengjitur) | Fedos shpk | 16.06.2022 | Bicakcilar Tibbi Cihazlar Sanayi ve Ticaret A.S. Osmangazi Mahallesi,Gazi Caddesi No:21, Esanyurt 34522 Istanbul Turkiye | Disposable medical devices and devices for aspiration and vacuum extraction (sipas listes bashkengjitur) | ls | Set infuzioni, rregullues fluksi, set infuzioni me flowmeter, zgjatues, tapa, set transferimi, konektore te ndryshem, qese per mbledhjen e urines dhe feces, pinca te ndryshme, sete tubash te ndryshem, shiringa, speculum vaginal, etj. | Pajisje nje perdorimeshe
12162 | GC COE PACK | Eurodenta shpk | 16.06.2022 | GC Europe N.V. Research park, Interleuvenlaan 33, Leuven B-3001, Belgium | GC Coe-Pak; GC Coe-Pak Automix NDS | IIA | Materiale me dy komponente per veshjen e plageve per te mbuluar qepjet ose per te stabilizuar dhembet lirshem | Pajisje dentare
12163 | OROBEN Collutorio - ALOROOLX | GLOBALSHER SH.P.K | 16.06.2022 | Aboca Spa Societa Agricola, Localita Aboca 20, 52037 Sansepolcro (AR) Italy | OROBEN Collutorio - ALOROOLX | Iia | Pajisje qe zvogelon dhimbjen dhe favorizon sherimin e afteve ne goje. | Pajisje terapie komplementare
12164 | Surgispon: Dental 20x20x07 - SSP-202007; Dental Cubes 10x10x10 - SSP-101010; Dental Tampon 12x8ø - SSP-1208; | Primary Dental sh.p.k | 16.06.2022 | AEGIS Lifesciences Pvt Ltd. 215/216 Mahagujarat Industrial Estate 382-213, Ahmedabad, Gujarat, India | Surgispon: Dental 20x20x07 - SSP-202007; Dental Cubes 10x10x10 - SSP-101010; Dental Tampon 12x8ø - SSP-1208; | III | Sfungjer hemostatik per perdorim kirurgjikal, steril, me baze xhelatine. | Pajisje dentare
12165 | POP BANDAGE | Montal sh.p.k | 16.06.2022 | Shanghai Channelmed Import & Export Co., Ltd. (Channelmed Group) Room 1402, No. 707 of Zhangyang Road, 200120 Shanghai, People's Republic of China | POP BANDAGE | I | Material I derdhur tradicional qe perdoret per palevizshmerine e frakturave, kockave dhe nyjeve te semura. | Pajisje nje perdorimeshe
12166 | BioFreedom™Ultra Drug Coated Coronary Stent System | GP Medical AL sh.p.k | 17.06.2022 | Biosensors Europe SA Rue de Lausanne 29 1110 Morges Switzerland | BioFreedom™Ultra Drug Coated Coronary Stent System (sipas listes bashkengjitur) | III | Stente koronare qe perdoren per trajtimin e lezioneve novo ne arteriet koronare vendase. | Pajisje te implantueshme jo aktive
12167 | VENTANA pan-TRK (EPR17341) Assay: 08494665001, 790-7026 | Evita shpk | 17.06.2022 | Roche Diagnostics GmbH Sandhofer Strasse 116 D-68305 Mannheim GERMANY | VENTANA pan-TRK (EPR17341) Assay: 08494665001, 790-7026 | In Vitro | Antitrup per detektimin e pan-TRK me metoden imunohistokimike. | Pajisje te diagnostikimit in vitro
12168 | Surgical Adhesive | Biometric Albania sh.p.k | 17.06.2022 | Cryolife Inc. 1655 Roberts Blvd, NW Kennesaw, Georgia 30144, United States of America | BioGlue® Surgical Adhesive Syringes: 5 Pack, BioGlue Surgical Adhesive Syringes, 2ml - BG3502-5-US; 5 Pack, BioGlue Surgical Adhesive Syringes, 10ml - BG35010-5-US; 5 Pack, BioGlue Surgical Adhesive Syringes, 5ml - BG3515-5-US; | III | Ngjites kirurgjikal | Pajisje nje perdorimeshe
12169 | Medical X-Ray Film Processor | O.E.S Distrimed | 17.06.2022 | Huqiu Imaging (Suzhou) Co., Ltd. Building 22, No.369 Lushan Road, New District 215129 Suzhou, Jiangsu, PR of China | Medical X-Ray Film Processor: HQ-350XT | I | Lres filmash imazherike | Instrumenta shume perdorimeshe
12170 | MAGLUMI X8: 010101008801; MAGLUMI X3: 010101003301 | SWISSMED shpk | 17.06.2022 | Shenzhen New Industries Biomedical Engineering Co., Ltd. No.23, Jinxiu East Road, Pingshan District, 518122 Shenzhen, P.R.China | MAGLUMI X8: 010101008801; MAGLUMI X3: 010101003301 | In Vitro | Aparat plotesisht automatik per imunoanalizimin e kemilumineshences. | Pajisje te diagnostikimit in vitro
12171 | 0.8% Affirmagen® - A1, B1 X 10ML: 719202; 0.8% Affirmagen® 3 - A1, A2, B1 x 10ml: 719212; 0.8% Affirmagen® 4 - A1, A2, B, O1 x 10ml: 719221 | SWISSMED shpk | 17.06.2022 | Ortho-Clinical Diagnostics Felindre Meadows, Pencoed, Bridgend, CF35 5PZ, United Kingdom | 0.8% Affirmagen® - A1, B1 X 10ML: 719202; 0.8% Affirmagen® 3 - A1, A2, B1 x 10ml: 719212; 0.8% Affirmagen® 4 - A1, A2, B, O1 x 10ml: 719221 | In Vitro | Reagente ne trajte solucioni. | Pajisje te diagnostikimit in vitro
12172 | Inflation Device | O.E.S Distrimed | 17.06.2022 | SIS Medical AG Hungerbüelstrasse 12a, 8500 Frauenfeld, Switzerland | Inflation Device: 96346 (40 atm, 25 cc); 96463 (55 atm, 14 cc) | ls; lm | Pajisje fryrese injektor perdorim ne kardiologji | Pajisje një përdorimëshe
12173 | Soundproof boorth for audiometric testing | O.E.S Distrimed | 17.06.2022 | Puma srl Via Volta 17 - 20019 Settimo Milanese, Milano, Italy | Soundproof booths for audiometric testing: Pro-25 | l | Pajisje per ekzaminime audiometrike perdorim spitalor | Tjeter
12174 | Elastic bandages | MONTAL shpk | 20.06.2022 | Shanghai Channelmed Import&Export Co., Ltd Room 1402,No.707 of Zhangyang Road 200120 Shanghai People's Republic of China | Elastic bandages | l | Fasha te shtrira per te krijuar presion te lokalizuar. | Pajisje nje perdorimeshe
12175 | HYLO-COMOD - 10ml : 55.1010; HYLO-GEL - 10ml : 55.10.11 | Italmed - Distribution shpk | 20.06.2022 | Ursapharm Arzneimittel GmbH Industriestrasse 35 66129 Saarbrucken Germany | HYLO-COMOD - 10ml : 55.1010; HYLO-GEL - 10ml : 55.10.11 | lla | Tretesira per perdorim ne sy. | Tjeter
12176 | Disposable Blood Pressure Transducer: MMBPTSA20, MMBPTSA30, MMBPTSB20, MMBPTSB30, MMBPTSC20, MMBPTSC30 | Gen-Alb Farma shpk | 20.06.2022 | Bejing Target Medical Technologies, Inc. No. 60, Shunren Rd., Shunyi District, Bejing, 101300, P.R. China | Disposable Blood Pressure Transducer: MMBPTSA20, MMBPTSA30, MMBPTSB20, MMBPTSB30, MMBPTSC20, MMBPTSC30 | llb | Grup pajisjesh qe perdoret per matje invasive te presionit te gjakut. | Tjeter
12177 | Plastalgin PN: 294S; Plastalgin Fast (ex Ortho): 238S | EURODENTA shpk | 20.06.2022 | SEPTODONT 58 rue du Pont De Creteil 94107 Saint Maur des Fosses, Cedex - France | Plastalgin PN: 294S; Plastalgin Fast (ex Ortho): 238S | l | Material mase per ura. | Pajisje dentare
12178 | Disposable circular stapler | Arli Pharma sh.p.k | 21.06.2022 | Grena Limited 1000 Great West Road Brentford, Middlesex, TW8 9HH United Kingdom | Disposable circular stapler: DCSCN25LC; DCSCN25HC; DCSCN29C; DCSCN31C; DCSCN34C; DCSS32F; DCSS33F | IIb | Produkt per prerjen dhe qepjen e indeve te buta. | Pajisje një përdorimëshe
12179 | Intra Oral Scanner BIS-1 | Begonvil Dental | 21.06.2022 | BenQ AB DentCare Corp. 7th Floor, No. 52, Zhou-z Street, Nei-hu, Taipei 11493, Taiwan | Intra Oral Scanner and scanner tips: BIS-1 (Basic UDI-DI: 471988377Q0199ES) Product Code: 38597 | l | Marrje mase e dhembeve | Pajisje dentare
12180 | Medical Devices (sipas listes bashkengjitur) | GTS-Gazra Teknike Shqiptare shpk | 21.06.2022 | G. SAMARAS S.A. Thermi Industrial Area, Thessaloniki Greece | Medical Devices (sipas listes bashkengjitur) | lla, llb | Njesi terminale per kontrollin e gazrave te komprimuar mjekesore. | Tjeter
12181 | Surgical Power Device (sipas listes bashkengjitur) | 2A - PHARMA shpk | 22.06.2022 | Chongqing Xishan Science & Technology Co., Ltd. Jupiter Science & Technology Development Center, No. 9 Huangshan RD. (Middle), High-tech Park, New North Zone, Chongqing 401121, China | Surgical Power Device (sipas listes bashkengjitur) | llb | Pajisje sterile prerese per kirurgji ORL | instrumenta shumeperdorimesh
12182 | Set Hartmann Ear Spec. 4-5-6 mm - 26770 UDI-DI: 802327900L1490040000000VS | O.E.S Distrimed sh.p.k | 22.06.2022 | Gima S.p.a., Via Marconi, 1, 20060 Gessate (MI), Italy | Set Hartmann Ear Spec. 4-5-6 mm - 26770 UDI-DI: 802327900L1490040000000VS | I | Instrument qe perdoret ne otolaringologji. | Instumenta shumeperdorimesh
12183 | BioMatrix Alpha Drug Eluting Coronary Stent System (sipas listes bashkengjitur) | GP MEDICAL AL shpk | 22.06.2022 | Biosensors Europe SA Rue de Lausanne 29, 1110 Morges, Switzerland | BioMatrix Alpha Drug Eluting Coronary Stent System (sipas listes bashkengjitur) | lll | Platforme kromi kobalit me nje shtrese polimer te biodegradueshme. Stenti eshte indikuar per permiresimin e diametrit koronar luminal per trajtimin e lezioneve de novo ne arteriet koronare. | Pajisje te implantueshme jo aktive
12184 | Thermoplastic Sheets/Masks - Triangular Head Mask F071B | O.E.S DISTRIMED shpk | 22.06.2022 | Guangzhou Renfu Medical Equipment Co., Ltd. Building 2, No. 173 Panyu Avenue South, Nansha District, Guangzhou 511453 China | Thermoplastic Sheets/Masks - Triangular Head Mask F071B | l | Maske trekendore per radioterapi. | instrumenta shumeperdorimesh
12185 | LUPA LED H.F: 09340; LUPA LED H.F 3D: 09340-3; LUPA LED H.F 8D: 09340-8 | O.E.S DISTRIMED shpk | 22.06.2022 | Mimsal Trade S. L. C. Mollet 17, Poligono Industrial Palou Nord, 08401 Granollers (Barcelona) Spain | LUPA LED H.F: 09340; LUPA LED H.F 3D: 09340-3; LUPA LED H.F 8D: 09340-8 | l | Llampe mjekesore zmadhuese. | Pajisje per mobilim spitalor
12186 | OPN NC PTCA Dilatation Catheter | O.E.S Distrimed sh.p.k | 22.06.2022 | SIS MEDICAL AG Hungerbuelstrasse 12a, 8500 Frauenfeld, Switzerland | OPN NC PTCA Dilatation Catheter (sipas listes bashkengjitur) | III | Kateter ballon per perdorim ne kardiologji dhe hemodinamike. | Pajisje nje perdorimeshe
12187 | Synergy lnsufflation accessories | Orthonet 360 sh.p.k | 22.06.2022 | W.O.M. WORLD OF MEDICINE GmbH Salzufer 8, 10587 Berlin, Germany | Synergy lnsufflation accessories: High Pressure hose DIN/US - 2200880 High Pressure hose 1.5m ISO/US -2200881 High Pressure hose 1.5m PIN/US - 2200875 Gas Connector CO2 US - 2200694 Gas connection CO2 house gas DISS - 2200702 Gas connection CO2 house gas NIST -2200703 Change-over valve for gas equipment - 2202034 | lla | Pajisje konkektor gazi, valvula gazi dhe reduktore, te cilat jane elemente perberes te insuflatoreve. Perdorim per qarkullimin e gazit ne kullen e artroskopise gjate nderhyrjeve kirurgjikale me natyre ortopedike. | Produkte për institucione të kujdesit shëndetësor
12188 | Kit aplikimi per administrim nen lekure | Medfau sh.p.k | 22.06.2022 | B. Braun Melsungen AG, carl-Braun-Strasse 1, 34212 melsungen, Germany | Kit 4; Kit 5 (UDI-DI 403923900000249536) (sipas listes bashkengjitur) | Sistem ose pakete proceduriale | Kit aplikimi per administrim nen lekure | Tjeter
12189 | Synthetic Absorbable Suture | O.E.S Distrimed | 22.06.2022 | Foosin medical Supplies Inc., Ltd. No.20, Xingshan Road, Weihai Torch Hi-tech Science park, 264210 Weihai, Shandong Province, PR of China | Synthetic Absorbable Suture: Sterile, Synthetic Poly Glycolic Acid (PGA); Sterile, Synthetic Poly Glactine (PGLA); Sterile, Synthetic Monofilament Poly Diaxanone (PDO) (sipas specifikimeve bashkëngjitur) | III | Sutura kirurgjikale te absorbueshme per kirurgji te pergjithhme | Pajisje nje perdorimeshe
12190 | Mobile equipment carts; Stationary carrier systems (sipas listes bashkengjitur) | OrthoNet 360 shpk | 22.06.2022 | ITD GmbH Sportplatzstraße 3, 84381 Johanniskirchen, Deutschland/Germany | Mobile equipment carts; Stationary carrier systems (sipas listes bashkengjitur) | l | Karroce mbajtese dhe elementet e saj perberese per kullen e atroskopise. | Produkte per institucione te kujdesit shendetesor
12191 | Alpine Femoral Venous Cannula, 20 Fr: FEM-V1020, 22Fr: FEM-V1022, 24 Fr: FEM-V1024, 26 Fr: FEM-V1026, 28 Fr: FEM-V1028 | Biometric Albania shpk | 20.06.2022 | MED Michigan Holdings dba Surge Cardiovascular 2140 Oak Industrial Drive NE, Grand Rapids, MI 49505 USA | Alpine Femoral Venous Cannula, 20 Fr: FEM-V1020, 22Fr: FEM-V1022, 24 Fr: FEM-V1024, 26 Fr: FEM-V1026, 28 Fr: FEM-V1028 | ll (FDA) | Kanjula venoze femorale. | Pajisje nje perdorimeshe
12192 | Vessel Shunt | Biometric Albania sh.p.k | 20.06.2022 | Chase Medical 885 E. Collins Blvd., Suita 110 Richardson, Texas 75081 USA | Vessel Shunt (sipas listes bashkengjitur) | II (FDA) | Shunte koronare per kardikirurgji. | Pajisje nje perdorimedhe
12193 | In vitro medical devices | Biometric Albania sh.p.k | 23.06.2022 | Tosoh Corporation Shiba-koen First Bldg. 3-8-2, Shiba, Minato-ku, Tokyo 105-8623 Japan | In vitro medical devices (sipas listes bashkengjitur) | In Vitro | Pajisje, reagent dhe kontrolle cilesie per pajisje laboratori. | Pajisje te diagnostikimit in vitro
12193 | Harmonic ultrasonic surgical devices and Enseal electrosurgical devices (sipas listes bashkengjitur) | Evita shpk | 22.06.2022 | Ethicon Endo-Surgery,LLC 475 Calle C Guaynabo, Puerto Rico 00969 USA | Harmonic ultrasonic surgical devices and Enseal electrosurgical devices (sipas listes bashkengjitur) | llb | Instrumenta per perdorim kirurgjikal. | instrumenta shumeperdorimesh
12194 | Synergy Insufflation | OrthoNet 360 sh.p.k | 23.06.2022 | W.O.M. WORLD OF MEDICINE GmbH Salzufer 8, 10587 Berlin, Germany | Synergy Insufflation (sipas listes bashkengjitur) | Iia | Insulfator I shoqeruar me aksesoret e nevojshem qe jane pjes perberese e kulles se artroskopise. | Produkte per institucione te kujdesit shendetesor
12195 | Breast Milk Storage Bag - HNK-PST-01 UDI-DI: 869897376HNKPST016T | LIS MEDICAL sh.p.k | 23.06.2022 | Hunkar Ecza ve Medikal Sanayi ve Ticaret Limited Sirketi Akcesme Mah. 2019 sok. No: 5/1 merkezeffendi/ Denizli/ Turkiye | Breast Milk Storage Bag - HNK-PST-01 UDI-DI: 869897376HNKPST016T | I | Qese per ruajtjen e qumeshtit te gjirit. | Tjeter
12196 | Blood Pressure Monitor: B01; B02; B02T; B05; B06T; B07; B07S; B15; B22; B22S; B26; B51; B56; B667; B63; BN1W; BL01; B21H; C01; C02; C03; C04; C05; C01A; C03A; F01; F1101T; F1102T; F1103T; F1701T; F1701TA; | LIS MEDICAL sh.p.k | 23.06.2022 | Shenzhen Jamr technology Co., Ltd 2nd Floor, A-Building, No.2 Guiyuan Road, Guihua Community, Guanlan Town, Longhua New District, Shenzhen, China | Blood Pressure Monitor: B01; B02; B02T; B05; B06T; B07; B07S; B15; B22; B22S; B26; B51; B56; B667; B63; BN1W; BL01; B21H; C01; C02; C03; C04; C05; C01A; C03A; F01; F1101T; F1102T; F1103T; F1701T; F1701TA; | Iia | Aparat per matje tensioni. | Instumenta shumeperdorimesh
12197 | Endotracheal Tubes; Nasal Oxygen Cannulas; Oxygen Masks; Suction Catheters | Montal | 23.06.2022 | Bonree Medical Co., Ltd. No.4 Longzhu Garden, Wanmu Industrial Estate, Nanlang 528451, Zhongshan, Guangdong, P. R. China | Endotracheal Tubes; Nasal Oxygen Cannulas; Oxygen Masks; Suction Catheters (sipas listes se bashkengjitur) | lla | Materiale mjekimi qe perdoren ne terapine e reparteve intensive | Pajisje një përdorimëshe
12198 | Sterilizer - GSS67H | MSE | 23.06.2022 | Maquet GmbH Kehler Str. 31 D-76437 Rastatt Germany | Sterilizer - GSS67H | llb | Sterilizues autoklave per pajisjet mjekesore | Tjeter
12199 | Manual Breast pump | Lis Medical | 23.06.2022 | Hunkar Ecza Ve Medikal Sanayi Ve Ticaret Limited Sirketi Akcesme Mah. 2019 Sok. No: 5/1, Merkezefendi/Denizli, Turkiye | Manual Breast pump (nimo) - HNK-SETPUMP-MNL (Basic UDI-DI: 869897376HNKSUTPUMPMNLWQ) | l | Pompe manuale gjiri | Tjeter
12200 | Aneroid Sphygmomanometer: HS-50A, HS-30A, HS-30C, HS-20C, HS-20F, HS-201B2, HS-107A, HS-201Q, HS201Q1 | Lis Medical | 23.06.2022 | HonSUN (NANTONG) Co .,Ltd No.8 Tongxing Road Nantong Economic & Technological Development area, 226009, Jiangsu Province, P. R. China | Aneroid Sphygmomanometer: HS-50A, HS-30A, HS-30C, HS-20C, HS-20F, HS-201B2, HS-107A, HS-201Q, HS201Q1 | lm | Aparat tensioni manual | Instrumenta shumeperdorimesh
12201 | Surgical Power Device | 2A Pharma sh.p.k | 24.06.2022 | Chongqing Xishan Science & Technology Co., Ltd. Jupiter Science & Technology Development Center, No.9 Huangshan RD. (Middle), High-tech Park, New North Zone, Chongqing 401121, China | Surgical Power Device (DK-O-MCS)- Foot Switch: JT3; High-speed Handpiece: MSB series handpiece; Slim Bur Handpiece: MSB2-WX; Slim Sleeve: MSBF series; Arthroscopy Shaver Handpiece: PSB2; Round Carbide Bur: CR series cutting tools; Round Diamond Bur: DR series cutting tools; Round Stainless-Steel Bur: SR series cutting tools; Arthroscopy Shaver: GPD series cutting tools; Arthroscopy Bur: GZT series cutting tools; | IIb | Pajisje prerese per kirurgji ortopedike | Instrumenta shume perdorimesh
12202 | Hospital and Office furniture Equipment | Sombrero | 24.06.2022 | KENMAK Hastane Malzemeleri ve Elektrostatik Boya San. Tic. ve A.Ş.,SARNIÇ YOLU ÜZERİ NO: 23 GAZİEMİR – İZMİR / TURKEY | Hospital and Office furniture Equipment (sipas listes se bashkengjitur) | I | Shtreter manuale/karrige me rrota/ tavolina | Tjeter
12203 | Vertise Flow | Advantage Dental sh.p.k | 24.06.2022 | Kerr Corporation, 1717 West Collins Avenue, Orange, California 92867, USA | Vertise Flow (sipas listes bashkengjitur) | IIa | Kompozit i rrjedhshem | Pajisje dentare
12204 | Enema Bag: 1000ml, 1200ml, 1500ml, 1750ml, 2000ml | MONTAL shpk | 27.06.2022 | Changshu Taining Medical Equipment Co., Ltd. Nan Shou, Yangyuan Town, Changshu City, Jiangsu Province, P.R. China | Enema Bag: 1000ml, 1200ml, 1500ml, 1750ml, 2000ml | ls | Pajisje qe sherben per te lehtesuar evakuimin e jashteqitjes nepermjet nje tratimi te lengshem. | Pajisje nje perdorimeshe
12205 | ESCHWEILER combi line (sipas listes bashkengjitur) | O3 LAB shpk | 27.06.2022 | Eschweiler GmbH & Co. KG Holzkoppelweg 35, 24118 Kiel, Germany | ESCHWEILER combi line (sipas listes bashkengjitur) | In Vitro | Pjese kembimi dhe reagente per kryerjen e analizave te gazrave ne gjak, elektrolitet dhe metabolitet. | Pajisje te diagnostikimit in vitro
12206 | Suction Catheter V.K.K ; Suction Catheter; Feeding Tube;Thoracic Catheter anled; Thoracic catheter w/trocar; Three way stopcock-blue | Euromed Sh.p.k | 27.06.2022 | Bicakcilar Tibbi Cihazlar Sanayi ve Ticaret A.S. Osmangazi Mahallesi, Gazi Caddesi No:21, Esanyurt 34522 Istanbul Turkiye | Suction Catheter V.K.K (1911 XX11 1; 019 XXXX 1); Suction Catheter (190 XXXX 1; 191 XX17 1; 019 XXXX 1); Feeding Tube (197 XXXX 1; 019 XXXX 1);Thoracic Catheter angled (182 XXXX 1); Thoracic catheter w/trocar (184 XXXX 1); Three way stopcock-blue (760 XXXX 1; 076 XXXX 1) | IIa | Kateter per aspirimin e sekrecioneve respiratore ne rruget e frymemarrjes. | Pajisje anestezie dhe respiratore; Pajisje nje perdorimeshe
12207 | ACL Elite/Elite Pro (sipas listes se bashkengjitur) | Biometric Albania | 27.06.2022 | Instrumentation Laboratory Co 180 Hartwell Road Bedford, MA 01730-2443 U.S.A | ACL Elite/Elite Pro (sipas listes se bashkengjitur) | In Vitro | Aparat per koagulimin e gjakut me aksesoret perkates | Pajisje të diagnostikimit in vitro; Pajisje laboratori; Produkte te kujdesit shendetesor
12208 | Synergy Tower System | OrthoNEt 360 sh.p.k | 27.06.2022 | Arthrex, Inc. 1370 Creekside Boulevard, Naples, Florida 34108-1945, USA | Synergy Tower System UHD4 (sipas listes bashkengjitur) | IIa | Sistem endoskopie dhe artroskopie per perdorim spitalor gjate kirurgjise | Produkte per institucione te kujdesit shendetesor
12209 | Blood Glucose Monitoring Systems | Lis Medical sh.p.k | 27.06.2022 | Changsha Sinocare Inc. No.265 Guyuan Road, Hi-tech Zone, Changsha, Hunan Province, 41025, PR of China | Blood Glucose Monitoring Systems: Safe AQ Smart Blood Glucose Meter; Safe AQ Air Blood Glucose Meter; Safe AQ Voice Blood Glucose Meter; Safe AQ Blood Glucose Test Strip; Blood Glucose Control Solution. | In Vitro | Aparate per matjen e glicemise ne gjak | Pajisje te diagnostikimt in vitro
12210 | Natural Latex Rubber Condom | Lis Medical sh.p.k | 27.06.2022 | Shandong Ming Yuan Latex Co., Ltd. Middle Licheng Road, Development Zone of Linyi Country, 251500 Dezhou City, Shandong PR of China | Natural Latex Rubber Condom | IIb | Kondom lateksi | Pajisje nje perdorimeshe
12211 | Reagente Kimike | MONTAL shpk | 27.06.2022 | Beckman Coulter Ireland Inc. Lismeehan O'Callaghan's Mills Co. Clare, Ireland | LDL Cholesterol: OSR6183, OSR6187 | In Vitro | Reagente kimike qe sherbejne per te diagnostikuar ose monitoruar problemet ne gjak ose ne organet e tjera te trupit. | Pajisje te diagnostikimit in vitro
12212 | Mobile Radiographic units | Euromed shpk | 27.06.2022 | IBIS Srl 24121 Bergamo (BG) - Via Monte Grappa 7 (ITA) - Italy | Mobile Radiographic units: SIMPLY DR | IIb | pajisje diagnostikuese me rrezatim e levizshme dixhitale, perdoret ne ambjentet spitalore per te kryer diagnostikime imazherike | Pajisje diagnostikuese dhe terapeutike me rrezatim
12213 | Motiva Flora ® Port Locator | ArliPharma sh.p.k | 27.06.2022 | Establishment Labs S.A. Coyol Free Zone and Business Park Building 4th Street Building B-15, Alajuela, Costa Rica | Motiva Flora ® Port Locator: MFPL-001 (UDI-DI 7445161PortlocatorUY) | I | Port lokator qe perdoret perdoret per te gjetur vendin e injektimit te Motiva Tissue Expander | Instrumenta shumeperdorimesh
12214 | Acustar Instrument | Biometric Albania shpk | 27.06.2022 | Instrumentation Laboratory Co. 180 Hartwell Road, Bedford, MA 01730-2443 USA | In vitro diagnostic devices (sipas listes bashkengjitur) | In Vitro | Pajisje per koagulimin e gjakut dhe aksesoret perkates | Pajisje te diagnostikimit in vitro
12215 | Container systems with MicroStop barrier TD-00042 | MSE sh.p.k | 27.06.2022 | Gebruder Martin GmbH & Co. KG KLS Martin Platz 1 78532 Tuttlingen Deutschland | Container systems with MicroStop barrier TD-00042 (sipas listes bashkengjitur) | I | Kontejnere sterilizues | Tjeter
12216 | Arterial Cetheterization Device | Biometric Albania | 28.06.2022 | Arrow International LLC Subsidiary of Teleflex Incorporated 3015 Carrington Mill.Blvd. Morrisville North Carolina 27560 USA | Arterial Cetheterization Device (sipas listes bashkengjitur) | Iia | Kit kateterizimi arterial | Pajisje nje perdorimeshe
12217 | Voltolini Nose Speculum | O.E.S Distrimed sh.p.k | 28.06.2022 | GIMA S.p.A Via Marconi, 1 20060 Gessate (MI), Italy | Voltolini Nose Speculum adjustable, size 2 - 26774 (UDI-DI 802327900L1490040000000VS) | I | Instrumenta mjekesore per perdorim ne otorinolaringologji | Instrumenta shume perdorimesh
12218 | Hartmann Ear Forceps | O.E.S Distrimed sh.p.k | 28.06.2022 | GIMA S.p.A Via Marconi, 1 20060 Gessate (MI), Italy | Hartmann Ear Forceps, 14cm - 26779 (UDI-DI 802327900L1405020000000QE) | I | Instrumenta mjekesore per perdorim ne otorinolaringologji | Instrumenta shume perdorimesh
12219 | Nellcor™ Portable SpO2 Patient Monitoring System | O.E.S Distrimed sh.p.k | 28.06.2022 | Covidien LLC, 15 Hampshire Street Mansfield, Massachusetts 02048 USA | Nellcor™ Portable SpO2 Patient Monitoring System: PM10N | IIb | Sistem monitorimi per pacientet, oksimeter | Instrumenta shume perdorimesh
12220 | SpiderFX Embolic Protection Device | O.E.S Distrimed | 29.06.2022 | ev3, Inc. 4600 Nathan Lane North Plymouth, MN 55442 USA | SpiderFX™ Embolic Protection Device (sipas listes se bashkengjitur) | lll | Pajisje per mbrojtje embolike perdorim ne kirurgji vaskulare | Pajisje një përdorimëshe
12221 | Non-absorbable surgical suture with or without needle: WEGO-SILK; WEGO-NYLON | O.E.S Distrimed | 29.06.2022 | Foosin Medical Supplies Inc., Ltd. No.20 Xingshan Road, Weihai Torch Hi-tech Science Park, Shandong, China | Non-absorbable surgical suture with or without needle: WEGO-SILK (Suture diameter gauge: European pharmacopeia (EP)standard 0.2~7(USP10-0~5#) Suture length:≤3.9m SutureColour: blue,black or undyed. Structurediagrams: Braided Needle length:4mm~90mm Needle type: Taper, cutting, spatula, blunt , taper cut, diamond, premium cutting and square. Needle quantity:0~20,Suture quantity:1~50) ;WEGO-NYLON (Suture diameter gauge: European pharmacopeia (EP)standard 0.2~7(USP10-0~5#) Suture length:≤3.9m Suture Colour: blue or Logwood black Structure diagrams: Monofilament Needle length:4mm~90mm Needle type: Taper, cutting, spatula, blunt ,taper cut, diamond, premium cutting and square. Needle quantity:0~20,Suture quantity:1~50) | llb | Sutura kirurgjikale te pa absorbueshme perdorim ne kirurgji te ndryshme | Pajisje një përdorimëshe
12222 | Digital neurophysiological systems, digital systems for monitoring of physiological parameters, transcranial electrical stimulators, magnetic stimulators with accessories and active rehabilitation devices | O.E.S Distrimed | 29.06.2022 | Neurosoft LLC 5, Voronin str., Ivanovo, 153032, Russia | Digital neurophysiological systems, digital systems for monitoring of physiological parameters, transcranial electrical stimulators, magnetic stimulators with accessories and active rehabilitation devices (sipas listes se bashkengjitur) | lla | Sisteme digitale neurofiziologjike per monitorimin e parametrave fiziologjik | Produkte për institucione të kujdesit shëndetësor
12223 | ARIA - Meter, strips and controls for the determination of Glucose in whole blood | LaserMed | 29.06.2022 | Biochemical Systems International S.p.A Localita Palazzo del Pero 23, 52100, Arezzo, Itali | ARIA - Meter, strips and controls for the determination of Glucose in whole blood | In Vitro | Apatat me stripe vete-testuese per matjen e glukozes | Pajisje të diagnostikimit in vitro
12224 | BLX implant system | Brianza Dent sh.p.k | 29.06.2022 | Institut Straumann AG, Peter Merian Weg 12, CH-4002 Basel, Switzerland | BLX implant system (sipas listes bashkengjitur) | IIb | Implante dentare. | Pajisje dentare
12225 | Fully-auto Nucleic Acid Purification Systems | Swissmed sh.p.k | 29.06.2022 | Shenzen New industries Biomedical Engineering Co., Ltd. No.23, Jinxiu East Road, Pingshan District, 518122 Shenzen, P.R. China | Fully-auto Nucleic Acid Purification Systems: Molecision MP-32 - 010109010101; Molecision MP-96 - 010109030101 | In Vitro | Sistem purifikimi i acidit nukleik plotesisht i automatizuar | Pajisje te diagnostikimit in vitro
12226 | Pins wires Staples and Bands | Layo sh.p.k | 29.06.2022 | Smith & Nephew Inc. 1450 Brooks Road Memphis, TN 38116 USA | Pins wires Staples and Bands (sipas listes bashkengjitur) | I, Is, Im, IIa, IIb | Jane instrumenta dhe implante qe pedoren ne sherbimin e ortopedise per nderhyrjet endoskopike dhe fiksimit te frakturave. | Instumenta shumeperdorimesh
12227 | MAGLIUM total PINP (CLIA): 130211005M; 130611005M; 130711005M | Swissmed | 29.06.2022 | Shenzhen New Industries Biomedical Engineering Co., Ltd. No.23, Jinxiu East Road, Pingshan District, 518122 Shenzhen, P.R.China | MAGLUMI® total PINP (CLIA): 130211005M; 130611005M; 130711005M | In Vitro | Kite diagnostikuese me metoden CLIA | Pajisje të diagnostikimit in vitro
12228 | Diagnostics Utrasound System | Fedos | 29.06.2022 | Shenzhen Mindray Bio-Medical Co., Ltd. Mindray Building, Keji 12th Road South, Hi-tech Industrial Park, Nanshan, Shenzhen, 518057, P. R. China | Diagnostics Utrasound System: DC-70/ DC-70T/ DC-70 Pro / DC-70 Exp/ DC-70S/ DC-75/ DC-78/ DC-75 Exp / DC-78 Exp/ DC-70W/ DC-70 CV/ DC-70 Nova/ DC-70 Plus/ DC-68; Transducers: C5-2E, Cl l-3E, C7-3E, L12-3E, L14-6NE, L14-6WE, V1l-3E, V1l-3WE, V1l-3BE, P4-2E, P7-3E, D6-2E, D6-2NE, DE10-3E, CW5s, Pl0-4E, P7-3TE, CB10-4E, C5-1E, SP5-1E, DE1l-3E, V1l-3HE, L9-3E, L16-4HE, D7-2E, SC6-1E, SD8-1E, L14-5WE, L20-5E, LM14-6E, 6LB7E, LAP13-4Cs, DE10-3WE; Needle-guided brackets: NGB-004, NGB-007, NGB-009, NGB-011, NGB-015, NGB-018, NGB-019, NGB-020, NGB-021, NGB-023, NGB-025, NGB-027, NGB-034, NGB-035, NGB-039 | lla | Sistem Ekografie me Ultratinguj per diagnostike te ndryshme dhe Aksesoret perkates si sonda dhe kapese per drejtimin e ages | Pajisje elektromekanike
12229 | Accessories for Dental Implants | Dental Leader Corsi shpk | 29.06.2022 | Leone S.p.a. Via ponte a Quaracchi 50, 50019 Sesto Fiorentino (FI), Italy | Accessories for Dental Implants (sipas listes se bashkengjitur) | l | Aksesore per implante dentare | Pajisje dentare
12230 | Elastics | Dental Leader Corsi shpk | 29.06.2022 | Leone S.p.a. Via ponte a Quaracchi 50, 50019 Sesto Fiorentino (FI), Italy | Elastics (sipas listes se bashkengjitur) | l | Elastike per perdorim ne ortodonci | Pajisje dentare
12231 | Stethoscope - cardiophon 2.0 : 4240-01 - 4240-04 | SAER MEDICAL shpk | 01.07.2022 | Rudolf Riester GmbH Bruckstrasse 31, D-72417 Jungingen, Germany | Stethoscope - cardiophon 2.0 : 4240-01 - 4240-04 | l | Stetoskop dixhital per amplifikimin e zhurmave fiziologjike. | Tjeter
12232 | Stethoscopes : 4001-01 - 4240-03 | SAER MEDICAL shpk | 01.07.2022 | Rudolf Riester GmbH Bruckstrasse 31, D-72417 Jungingen, Germany | Stethoscopes : 4001-01 - 4240-03 | l | Stetoskop dixhital per amplifikimin e zhurmave fiziologjike. | Tjeter
12233 | Oval Tape: MMT-7015WW (Basic UDI-DI: 0763000B00004157F) | O.E.S Distrimed | 01.07.2022 | Medtronic MiniMed 18000 Devonshire Street Northridge,CA 91325 USA | Oval Tape: MMT-7015WW (Basic UDI-DI: 0763000B00004157F) | l | Ngjitese ovale per transmetuesit e glukozes me lekuren | Pajisje një përdorimëshe
12234 | Cocoon PFO occluders and delivery systems | O.E.S Distrimed | 01.07.2022 | Vascular Innovations Co., Ltd. 88/38 Moo 1, 345 Rd., Bangtanai, Pakkret, Nonthaburi 11120, Thailand | Cocoon PFO occluders and delivery systems (sipas listes se bashkengjitur) | lll | Pajisje qe sherben per mbylljen e vrimave ne zemer | Pajisje te implantueshme jo aktive
12235 | ICP Monitoring Kits and Accessory Kit | O.E.S Distrimed | 01.07.2022 | Integra LifeSciences Production Corporation 11 Cabot Boulevard Mansfield, MA 02048, USA | ICP Monitoring Kits and Accessory Kit (sipas listes se bashkengjitur) | lll | Kit monitorimi dhe kit aksesoresh per presionin intrakranial | Pajisje një përdorimëshe
12236 | CODMAN® Versatru™ Disposable Non-Strick Bipolar Forceps | O.E.S Distrimed | 04.07.2022 | Integra LifeSciences Production Corporation 11 Cabot Boulevard Mansfield, MA 02048, USA | CODMAN® Versatru™ Disposable Non-Strick Bipolar Forceps (sipas listes se bashkengjitur) | lll | Instrumenta mjekesor perdorim ne kirurgji | Instrumenta shumeperdorimesh
12237 | Reagent per perdorim me metoden Clia | Swissmed | 01.07.2022 | Shenzen New industries Biomedical Engineering Co., Ltd. No.23, Jinxiu East Road, Pingshan District, 518122 Shenzen, P.R. China | Reagents (sipas listes bashkengjitur) | In Vitro | Reagent per perdorim me metoden Clia | Reagent te diagnostikimitin vitro
12238 | Strerile single use polydioxanone suture with needle | Medial | 01.07.2022 | 21 Century Medical Co., Ltd. 32, Jungga-ro, Buk-gu, Gwangju, Korea | Strerile Single Use Polydioxanone Suture with Needle (Brand Name: April Bride) (sipas listes bashkengjitur) | III | Material me perberje proteinike dhe i absorbueshem qe stimulon prodhimin e kolagjenit | Produkte per institucione te kujdesit shendetesor
12239 | Orthodontic Expansion Screws | Dental Leader Corsi | 01.07.2022 | Leone SPA, 50019 Sesto Fiorentino (FI) - Via Ponte A Quaracchi 48/50 (ITA) - Italy | Orthodontic Expansion Screws (sipas listes bashkengjitur) | I | Vida zgjeruese per perdorim ne ortodonci dhe aparate ortodontike fikse. | Pajisje dentare
12240 | Acrylic Resins and Accessories | Dental Leader Corsi | 01.07.2022 | Leone SPA, 50019 Sesto Fiorentino (FI) - Via Ponte A Quaracchi 48/50 (ITA) - Italy | Acrylic Resins and Accessories (sipas listes bashkengjitur) | I | Rezina akrilike dhe aksesore | Pajisje dentare
12241 | Casting tape | Gen-Alb Farma | 04.07.2022 | T&L (Jiaxing) Co., Ltd. 4F, No.159-1, Chenggong Road, Huimin Street, Jianshan, Jianxing, Zhejiang, China | Casting Tape: Cellacast Xtra; Cellacast Active; Cellacast Soft. (sipas listes bashkengjitur) | I | Eshte nje shirit i ngurte, sintetik qe siguron stabilizimin maskimal, per tu perdorur per semundjet e kockave dhe kyceve si dhe per te formuar splinta per perforcime | Pajisje nje perdorimeshe
12242 | Prisman desofectant | Eurodenta | 04.07.2022 | PRISMAN GmbH, Otto-Hahn-Ring 6-18, 64653 Lorsch | Rapid Surface Disinfection BIO, RAD 410 including disinfecting wipes (sipas listes bashkengjitur) | IIb | Dezinfekttant siperfaqesh | Pajisje dentare
12243 | Knee Systems | Layo | 04.07.2022 | Smith & Nephew, Inc. 1450 Brooks Rd. Memphis Tennessee 38116 USA | Knee Systems (sipas listes bashkengjitur) | I; IIa; IIb | Instrumenta dhe implante qe perdoren per sherbimin orotpedil gjate vendosjes se protezave te gjurit | Pajisje te implantueshme jo aktive; Instrumenta shume perdorimesh
12244 | Diaquick H.pylori Stool Cassette | Pegasus | 04.07.2022 | DIALAB Produktion und Vertrieb von chemisch-technischen Produkten und Laborinstrumenten Gesellschaft m.b.H. IZ-NOE Sued, Hondastrasse, Objekt M55, A-2351 Wiener Neudorf, Austria | Diaquick H.pylori Stool Cassette: Z08090CE (20 Tests (20xref Z08090B) 20 Collection Tubes with Buffer); Diaquick H.pylori Stool Cassette: Z08091CE 5 Tests (5xref Z08090B0 5 Collection tubes with Buffer) | In Vitro | Teste te shpejta imunokromatografike te antigenit te Helikobakter pilori | Pajisje të diagnostikimit in vitro
12245 | 20ml Truncated, Clear - 4J67-20 | Pegasus | 04.07.2022 | Abbott Laboratories Diagnostic Division, 100 Abbott Park Road, IL 60064, USA | 20ml Truncated, Clear - 4J67-20 (Basic UDI-DI: 038074LCY0002R9) | In Vitro | Pjese kembimi e instrumentit Architect | Pajisje të diagnostikimit in vitro
12246 | Urine Strips | Pegasus | 04.07.2022 | DIALAB Produktion und Vertrieb von chemisch-technischen Produkten und Laborinstrumenten Gesellschaft m.b.H. IZ-NOE Sued, Hondastrasse, Objekt M55, A-2351 Wiener Neudorf, Austria | Urine Strip 1 - G04001 (100 strips); Urine Strip 2 - G04002 (100 strips); Urine Strip 2A - G04002A (100 strips); Urine Strip 2MC - G11002MC (50 strips); Urine Strip 3A - G04003A (100 strips); Urine Strip 4 - G04004 (100 strips); Urine Strip 4SG - G04004SG (100 strips); Urine Strip 5 - G04005 (100 strips); Urine Strip 9 - G04009 (100 strips); Urine Strip 10C - G04010C (100 strips); Urine Strip 11 - G04011 (100 strips); Urine Strip 13 - G18013 (100 strips) | In Vitro | Jane analizues kimik te urines me strisha per shume parametra | Pajisje të diagnostikimit in vitro
12247 | Storz Type Head Mirror with battery case | O.E.S Distrimed | 04.07.2022 | GIMA S.p.A Via Marconi, 1 20060 Gessate (MI), Italy | Storz Type Head Mirror with battery case: 31108 (UDI-DI 8023279Z12149099C800000PZ) | I | Instrumenta mjekesore per perdorim ne otorinolaringologji | Instrumenta shumeperdorimesh
12248 | Spirometer | O.E.S Distrimed | 04.07.2022 | MIR S.r.l. - Medical International Research Via del Maggiolino, 125 00155 Roma, RM - Italia | Spirometer: Spirolab 9110080xx | Iia | Pajisje diagnostikuese, mates i kapacitetit te ajrit ne mushkeri per perdorim spitalor | Instrumenta shumeperdorimesh
12249 | Hartman Nose Forceps | O.E.S Distrimed | 04.07.2022 | GIMA S.p.A Via Marconi, 1 20060 Gessate (MI), Italy | Killian/Hartmann Nose Forceps 75mm, 15 cm: 26764 (UDI-DI 802327900L1402020000000MP) | I | Instrument mjekesore diagnostikues per perdorim ne ORL | Instrumenta shumeperdorimesh
12250 | CRRT SYSTEMS- CCRT system AcuSmar | Fedos | 04.07.2022 | MEDICA S.p.A. Via degli Artigiani, 7 - 41036 Medolla (Modena) - ITALY | CRRT SYSTEMS- CCRT system AcuSmart - 230V: M03879; CRRT SYSTEMS- CCRT system AcuSmart - 115V: M03880 | llb | Pajisje per dialize te vazhdueshme per për terapine e pastrimit te gjakut që përdoret ne pacientët me sepsis ose demtim akut renal | Pajisje elektromekanike
12251 | Large Cartridge, Natural | Pegasus | 04.07.2022 | Abbott Laboratories Diagnostic Division, 100 Abbott Park Road, Abbott Park, Illinois 60064, USA | Large Cartridge, Natural (55ml): 3E22-20 (Basic UDI-DI 038074LCY0002R9) | In Vitro | Xhepa te instrumentit ku vendoset solucioni per kryerjen e analizave | Pajisje te diagnostikimit in vitro
12252 | Large Cartridge, White | Pegasus | 04.07.2022 | Abbott Laboratories Diagnostic Division, 100 Abbott Park Road, Abbott Park, Illinois 60064, USA | Large Cartridge, White (55ml) 3E23-20 (Basic UDI-DI 038074LCY0002R9) | In Vitro | Xhepa te instrumentit ku vendoset solucioni per kryerjen e analizave | Pajisje te diagnostikimit in vitro
12253 | Container Caps | Pegasus | 04.07.2022 | Abbott Laboratories Diagnostic Division, 100 Abbott Park Road, Abbott Park, Illinois 60064, USA | Container Caps: 3E24-20 (Basic UDI-DI 038074LCY0002R9) | In Vitro | Jane kapake te eneve te instrumentave architect | Pajisje te diagnostikimit in vitro
12254 | Truncates, Opaque | Pegasus | 04.07.2022 | Abbott Laboratories Diagnostic Division, 100 Abbott Park Road, Abbott Park, Illinois 60064, USA | Truncates, Opaque 20 ml: 4J66-20 (Basic UDI-DI 038074LCY0002R9) | In Vitro | Pjese kembimi i instrumetati architect | Pajisje te diagnostikimit in vitro
12255 | Nebulizator | Fedos | 04.07.2022 | Fazzini S.r.l. SS PADANA SUPERIORE 317 IT - 20090 VIMODRONE (MI), Italy | Powered Diaphragm, Piston and Ulrasonic Nebulizers: Nebulizer for Aerosoltherapy: F-201; Compresspr Nebulizer for Aerosoltherapy for Intense Use: F-205; Compresspr fpr Aerosol Therapy for Professional Duty and Intensive Use: F-210 PRO | IIa | Nebulizator me membrane, piston dhe ultratinguj te perdorur per administrimin e medikamenteve nepermjet avullit | Pajisje elektromekanike
12256 | Sterile, single use instrument for delivery of silicone gel implants | Evita | 04.07.2022 | Kims Med CO., LTD. #1,2 #214 Bio Material and Component Service Center, Gwangju Techno park, 249, Chuam-ro, Buk-gu, Gwangju, Korea | Sterile, single use instrument for delivery of silicone gel implants: 01KR | IIa | Instrument steril njeperdorimesh qe perdoret per implantimin e protezave te gjirit | Pajisje nje perdorimeshe
12257 | Programming Head 2067, 2067L | O.E.S Distrimed sh.p.k | 04.07.2022 | Medtronic Inc. 710 Medtronic Parkway Minneapolis MN 55432 USA | Programming Head 2067, 2067L | Të implantueshme aktive | Programues per pajisje te implantueshme. | Pajisje te implantueshme aktive
12258 | Diagnostic Instrument Ri-scope L Otoscope from 3700 to-3716 | O.E.S Distrimed sh.p.k | 04.07.2022 | Rudolf Riester GmbH Bruckstrabe 31, D-72417 Jungingen, Germany | Diagnostic Instrument Ri-scope® L Otoscope from 3700 to-3716 UDI-DI:4045396105628Z | I | Instrument mjekesore per diagnostike ,perdorim spitalor. | Instumenta shumeperdorimesh
12259 | Suction Tubes; Intra-cardiac Suction Tube; Macro Suction Tube (sipas listes bashkengjitur) | O.E.S Distrimed sh.p.k | 05.07.2022 | Medtronic Inc. 710 Medtronic Parkway Minneapolis MN 55432 USA | Suction Tubes; Intra-cardiac Suction Tube; Macro Suction Tube (sipas listes bashkengjitur) | Iia | Tuba dhe shafte thithes per perdorim spitalor. | Pajisje nje perdorimeshe
12260 | Single use grasping forceps | MSE | 05.07.2022 | Olympus Medical Systems Corp. 2951 Ishikawa-cho, Hachioji-shi, Tokyo 192-8507 Japan | Single Use Grasping Forceps: FG-804L, FG-600U | Is | Instrument qe perdoret ne procedura endoskopike | Tjeter
12261 | HemoCue | Biometric Albania | 05.07.2022 | HemoCue AB Kuvettgatan 1, SE-262 71 Ängelholm, Sweden | HemoCue® Hb 301 Analyzer | In Vitro | Analizator per matjen e nivelit te hemoglobines dhe derivatet | Pajisje te diagnostikimit in vitro
12262 | Pipit SC PTCA Balloon Dilatation Catheter | O.E.S Distrimed sh.p.k | 05.07.2022 | Sahajanand Medical Technologies Limited Plot No.33, 34, 35, 52, 53, 54 Surat Special Economic Zone, Sachin, Surat-394230 Gujarat, INDIA | Pipit SC PTCA Balloon Dilatation Catheter (sipas listes bashkengjitur) | III | Kateter me ballon dilatacioni per perdorim ne kirurgji. | Pajisje nje perdorimeshe
12263 | Pipit NC PTCA Non-Compliant (NC) Balloon Dilatation Catheter | O.E.S Distrimed sh.p.k | 05.07.2022 | Sahajanand Medical Technologies Limited Plot No.33, 34, 35, 52, 53, 54 Surat Special Economic Zone, Sachin, Surat-394230 Gujarat, INDIA | Pipit NC PTCA Non-Compliant (NC) Balloon Dilatation Catheter (sipas listes bashkengjitur) | III | Kateter me ballon dilatacioni jo te perputhshem per perdorim ne kirurgji. | Pajisje nje perdorimeshe
12264 | Wire and preformed wire products for removable orthodontic appliance | Dental Leader Corsi sh.p.k | 05.07.2022 | Leone S.p.a. Via Ponte a Quaracchi 50, 50019 Sesto Fiorentino (FI) Italia | Wire and preformed wire products for removable orthodontic appliance (sipas listes bashkengjitur) | I | Tela te ndryshem per perdorim ne aparate ortodontike te levizshme. | Pajisje dentare
12265 | Ortho Mini Screw Tool Kit | Marlen/E | 05.07.2022 | GNI Co., Ltd. 5F 501, 63-12, Dongtancheomdansaneop 1-ro, Hwaseong-si, Gyeonggi-do, Korea | Ortho Mini Screw Tool Kit: Smaart Ancher, Driver Shaft(SA-004), Handle Driver(SA-002), Short Handle driver(SA-003), Drill tip(SA-004), Short tip(SA-005), Long tip(SA-006) Surgical tray(SA-020) | I | Kit i mjeteve te mini vidave ortodontike, anker i zgjatur, drejtues me doreze te shkurter, maje shpuese etj | Pajisje dentare
12266 | Microbial medical gas filter/Humidifier | MSE | 05.07.2022 | Drägerwerk AG&Co. KGaA Moislinger Allee 53-55 23542 Lübeck Germany | Microbial medical gas filter/Humidifier (sipas listes se bashkengjitur) | lla | Filter mikrobial gazi dhe regulator lageshtie | Pajisje një përdorimëshe
12267 | GT FLEX™: GT FLEX™ Original; GT FLEX™ PRO; GT FLEX™ MAX | Dental Leader Corsi sh.p.k | 05.07.2022 | Good Fit Technologies LLC 100 Cambridge St. Suite 1400 Boston, MA 02114, USA | GT FLEX™: GT FLEX™ Original; GT FLEX™ PRO; GT FLEX™ MAX | I | Material qe perdoret per te prodhuar kuti mjkesore, tabaka mjekesore etj. | Tjeter
12268 | Chemiluminescent Immunoassay Diagnostic Kits | Swissmed sh.p.k | 05.07.2022 | Shenzhen New Industries Biomedical Engineering Co., Ltd. No.23, Jinxiu East Road, Pingshan District, 518122 Shenzhen,P.R. China | Chemiluminescent Immunoassay Diagnostic Kits (sipas listes bashkengjitur) | In Vitro | Kite diagnostike per perdorim me metoden CLIA. | Pajisje te diagnostikimit in vitro
12269 | Light guide adapter | MSE shpk | 05.07.2022 | Olympus Winter & Ibe GmbH, Kuehnstr.61 22045 Hamburg, Germany | Light-guide adapter, OES telescope to Wolf Light-guide cable: O0332 (UDI-DI 4042761110134M); Ligh-guide cable, 3mm, 2.5m, fluid, plug type PDD: A93200A (UDI-DI 4042761110154R); Light-guide adapter, Light-guide cable WA032xxA to Wolf telescope: WA03021A (UDI-DI 4042761110134M); Light-guide adapter, Light-guide cable WA032xxA to Storz telescope (UDI-DI 4042761110134M) | I | Aksesore qe peroren ne procedura endoskopike per te mundesuar ndricimin optimal te imazhit | Tjeter
12270 | Elektroda nje perdorimeshe | Biometric Albania | 05.07.2022 | Fiab SpA. Via P.Costoli, 4 Vicchio (FI) 50039, Italy | Disposable electrodes for ECG: F9079, F9079P, F9079XL, F9079/100, F9079P/100 | I | Elektroda nje perdorimeshe per ECG | Pajisje elektromekanike
12271 | Orthodontic Tools: Opener (SLF-001) | Marlen/E sh.p.k | 05.07.2022 | GNI Co., Ltd. 5F 501, 63-12, Dongtancheomdansaneop 1-ro, Hwaseong-si, Gyeonggi-do, Korea | Orthodontic Tools: Opener (SLF-001) | l | Hapese, mjete dentare | Pajisje dentare
12272 | Surgical Tapes; First-Aid Strip; Eye Pad; Elastic Bandage | Montal | 05.07.2022 | Victores Tibbi Saglik Urunleri Ic Ve Dis Tic. San. Ltd. Sti Esentepe Mah. Cevizli D-100 Guney Yanyol Cad. Lapis Han No: 25/47 Kartal, Istanbul, Turkiye | Surgical Tapes; First-Aid Strip; Eye Pad; Elastic Bandage | l | Materiale mjekimiper izolimin e zones se demtuar te lekures | Pajisje një përdorimëshe
12273 | Otosan natural ear drops | R Farm Distribution | 05.07.2022 | Otosan Srl, Via Degli Scavi 32 - 47122 Forli' (FC) Italia | Otosan Natural Ear Drops: 1000011231 | I | Pajisje per pastrimin dhe higjienen e veshit | Tjeter
12274 | Otosan spray for the ear care | R Farm Distribution | 05.07.2022 | Otosan Srl, Via Degli Scavi 32 - 47122 Forli' (FC) Italia | Otosan Spray for the Ear Care: 1000013161 | I | Pajisje per pastrimin dhe higjienen e veshit | Tjeter
12275 | Otosan cone for the ear care | R Farm Distribution | 05.07.2022 | Otosan Srl, Via Degli Scavi 32 - 47122 Forli' (FC) Italia | Otosan Cone for the Ear Care | I | Pajisje per pastrimin dhe higjienen e veshit | Tjeter
12276 | Stationary Infant Incubator: SI-610-1 Shelly (Ref: 11FY95028G-XX) | Biometric Albania | 05.07.2022 | TSE spol. S r.o. Manesova 390/74, 371 52 Ceske Budejovice, Czech Republic | Stationary Infant Incubator: SI-610-1 Shelly (Ref: 11FY95028G-XX) | llb | Incubator stacionar per foshnjet e porsalindura | Pajisje mobilim spitalor; Produkte për institucione të kujdesit shëndetësor
12277 | Anti-M for card method monoclonal, mouse clone | Pegasus | 05.07.2022 | Antitoxin GmbH, 69245 Bammental, Industriestrasse 88, Germany | Anti-M for card method monoclonal, mouse clone: LM110/140 | In Vitro | Eshte test qe perdoret per gjetjen e antitrupave anti-m per zbulimin e semundjeve hemolitike te foshnjat | Pajisje te diagnostikimit in vitro
12278 | Anti-N for card method monoclonal, mouse clone | Pegasus | 05.07.2022 | Antitoxin GmbH, 69245 Bammental, Industriestrasse 88, Germany | Anti-N for card method monoclonal, mouse clone: 20H12, MN879, 213182 | In Vitro | Eshte test qe perdoret per gjetjen e antitrupave anti-m per zbulimin e semundjeve hemolitike te foshnjat | Pajisje te diagnostikimit in vitro
12279 | Disposable electrodes for electrostimulation, ECG and EMG: PG10C-PG10S (Basic UDI-DI: 803300326608000003SF) | Biometric Albania | 05.07.2022 | Fiab SpA Via Costoli 4, 50039 Vicchio (FI), Italy | Disposable electrodes for electrostimulation, ECG and EMG: PG10C-PG10S (Basic UDI-DI: 803300326608000003SF) | l | Elektroda per elektrostimulim nje perdorimeshe | Pajisje elektromekanike; Pajisje një përdorimëshe; Produkte per institucione te kujdesit shendetesor
12280 | Otosan throat gel Forte | R Farm Distribution | 05.07.2022 | Otosan srl Via Degli Sciavi 32, Forli 47122, Italy | Otosan Throat Gel Forte | lla | Gel me permbajtje bimore per qetesimin e fytit | Tjeter
12281 | Fortuss Otosan Cough Syrup | R Farm Distribution | 05.07.2022 | Otosan srl Via Degli Sciavi 32, Forli 47122, Italy | Fortuss Otosan Cough Syrup | lla | Shurup me baze bimore per qetesimin e fytit | Tjeter
12282 | Surgiplaster; Ghimasplaster | Lookdent | 05.07.2022 | Ghimas S.p.A, via Cimarosa, 85-40033 Casalecchio di Reno (BO), Italy | SURGIPLASTER SINUS - PFSU0010; SURGIPLASTER G 170 - PFSU0020; SURGIPLASTER P 30 - PFSU0030; GHIMASIPLASTER SINUS - PFSU0011; GHIMASPLASTER G 170 - PFSU0021; GHIMASPLASTER P 30 - PFSU0031 | lll | Biomateriale per rigjenerimin e kockes se dhembit me baze te sulfatit t kaliumit | Pajisje te implantueshme jo aktive
12283 | Fisiograft | Lookdent | 05.07.2022 | Ghimas S.p.A, via Cimarosa, 85-40033 Casalecchio di Reno (BO), Italy | Synthetic Bone Graft made with PLA/PGA and Hydroxyapatite: Fisiograft (sipas listes se bashkengjitur) | lll | Biomateriale per rigjenerimin e kockes se dhembit me baze te hidroksiapatitit | Pajisje te implantueshme jo aktive
12284 | Architecht Rubella IgM Reagent Kit - 6C18-25; Architecht Rubella IgM Calibrator - 6C18-01; Architecht Rubella IgM Controls - 6C18-10; Architecht Rubella IgM Controls - 6C18-13 | Pegasus | 06.07.2022 | Abbott Ireland Diagnostics Division Finisklin Business Park, Sligo, Ireland | Architecht Rubella IgM Reagent Kit - 6C18-25; Architecht Rubella IgM Calibrator - 6C18-01; Architecht Rubella IgM Controls - 6C18-10; Architecht Rubella IgM Controls - 6C18-13 | In vitro | Reagent, kalibrator dhe kontrolle per percaktimin sasior te antitrupave IgM te prodhuaar kunder virusit te Rubelles | Pajisje të diagnostikimit in vitro
12285 | Alinity Rubella IgM Reagent Kit: 08P4722; 08P4732; Alinity Rubella IgM Calibrator - 08P4701; Alinity Rubella IgM Controls: 08P4710; 08P4713 | Pegasus | 06.07.2022 | Abbott Ireland Diagnostics Division Finisklin Business Park, Sligo, Ireland | Alinity Rubella IgM Reagent Kit: 08P4722; 08P4732; Alinity Rubella IgM Calibrator - 08P4701; Alinity Rubella IgM Controls: 08P4710; 08P4713 | In vitro | Reagent, kalibrator dhe kontrolle per percaktimin sasior te antitrupave IgM te prodhuaar kunder virusit te Rubelles | Pajisje të diagnostikimit in vitro
12286 | Anti-s for card method Coombs-reactive, polyclonal, human - 213185 | Pegasus | 06.07.2022 | Antitoxin GmbH 69245 Bammental, Industriestrasse 88, Germany | Anti-s for card method Coombs-reactive, polyclonal, human - 213185 | In vitro | Test qe sherben per gjetjen e Anti-S I cili eshte nje antitrup IgG dhe nje nder shkaqet e semundejs hemofilike te fetusit dhe te te porsalindurit | Pajisje të diagnostikimit in vitro
12287 | Cocoon septal occluders; Cocoon septal occluder delivery systems | O.E.S Distrimed sh.p.k | 06.07.2022 | Vascular Innovations Co., Ltd. 88/38 Moo 1, 345 Rd., Bangtanai, Pakkret, Nonthaburi 11120, Thailand | Cocoon septal occluders; Cocoon septal occluder delivery systems (sipas listes bashkengjitur) | III | Pajisja sherben per mbylljen e vrimave ne zemer, perdorim ne kardiologji. | Pajisje te implantueshme jo aktive
12288 | Toplan Dental Implant Drill (sipas listes se bashkengjitur) | Big-Box | 06.07.2022 | Toplan Co., Ldt. Ga-dong, 13, Neunggil-ro, 115beon-gil, Danwon-gu, Ansan-si, Gyeonggi-do, 15420 Republic of Korea | Toplan Dental Implant Drill (sipas listes se bashkengjitur) | lla | Freza implantesh qe sherbejne per vendosjen e implanteve | Pajisje dentare
12289 | FIBER FORCE; FAST SPLINT Clinique; EXO-ARMA LC; EXO-IMPP LC; EXO-BRAID; | New Dental sh.p.k | 06.07.2022 | Bio Composants Medicaux 215 Route de bavonne- ZA Le Talamud 38140 Daint Blaise du Buis France | FIBER FORCE; FAST SPLINT Clinique; EXO-ARMA LC; EXO-IMPP LC; EXO-BRAID; (sipas listes bashkengjitur) | Iia | Materiale dentare qe sherbejne per procedura marrje mase. | Pajisje dentare
12290 | BD Microtainer ® Contact-Activated Lancet 1.8 mm x 21G (0.81mm) 200 - 366593 | Pegasus sh.p.k | 06.07.2022 | Becton, Dickinson and Company Limited, Pottery Road, Dun Laoghaire, Co. Dublin, Ireland | BD Microtainer ® Contact-Activated Lancet 1.8 mm x 21G (0.81mm) 200 - 366593 | Iia | Gjilpera te specializuara per marrje gjaku tek femijet dhe te porsalindurit. | Pajisje nje perdorimeshe
12291 | BD Vacutainer ® Safety-Lok Blood Collection Set 21Gx 3/4 367282 | Pegasus sh.p.k | 06.07.2022 | Becton, Dickinson and Company (BD) 1 Becton Drive Franklin Lakes, NJ 07417 USA | BD Vacutainer ® Safety-Lok Blood Collection Set 21Gx 3/4 367282 | Iia | Sistem per marrjen e gjakut venoz. | Pajisje nje perdorimeshe
12292 | BD Microtainer ® MAP Microtube for Automated Process K2E (0.1 mg) Blood Collection Tubes - 363705 | Pegasus sh.p.k | 06.07.2022 | Becton, Dickinson and Company (BD) 1 Becton Drive Franklin Lakes, NJ 07417 USA | BD Microtainer ® MAP Microtube for Automated Process K2E (0.1 mg) Blood Collection Tubes - 363705 | In Vitro | Sherben per mledhjen mbajtjen ruajtjen transport te gjakut kapilar njerezor. | Pajisje te diagnostikimit in vitro
12293 | Endosolve-HP; Rolene Prophylaxis Brushes; Rolene Bonding Brushes; Polene Flex Compositee Polishing Tires; Imiprint Prophylaxis Paste Capsules; Imiprint Prophylaxis Paste in Jar | MOTO-MANIA shpk | 06.07.2022 | Imicryl Diş Malzemeleri Sanayi ve Ticaret Anonim Şirketi Fetih Mahallesi Mahir Sokak No: 5/201 42030 Karatay/Konya, Turkey | Endosolve-HP; Rolene Prophylaxis Brushes; Rolene Bonding Brushes; Polene Flex Composite Polishing Tires; Imiprint Prophylaxis Paste Capsules; Imiprint Prophylaxis Paste in Jar | l | Pajisje dentare per pastrim, trajtim | Pajisje dentare
12294 | LEONE S.p.a. Via Ponte a Quaracchi 50, 50019 Sesto Fiorentino (FI) - Italia | Dental Leader - Corsi shpk | 12.07.2022 | LEONE S.p.a. Via Ponte a Quaracchi 50, 50019 Sesto Fiorentino (FI) - Italia | Extraoral Products (sipas listes bashkengjitur) | l | Pajisje dentare per aparate ekstraorale. | Pajisje dentare
12295 | Instrumental tables K-4 series- E-1 KO, E-02ST, E-02KO | Fedos | 06.07.2022 | Zaklad Techniki Medycznej "TECH-MED" Sp. z o.o. ul. Ernsta Petersona 6A 85-862 Bydgoszcz , Poland | Instrumental tables K-4 series- E-1 KO, E-02ST, E-02KO (Basic UDI-DI: 5904126-Stoliki-K4/UU) | l | Tavoline per transportin e instrumentave perdorim spitalor | Pajisje mobilimi spitalor
12296 | ANTI-DECUBITUS MATTRESS | Oksialb | 06.07.2022 | Mobiak S.A. Kathiana Akrotiriou- Chania-Crete/ Greece | ANTI-DECUBITUS MATTRESS (Basic UDI-DI: 521300690matrandpumps13BL) (sipas listes se bashkengjitur) | l | Dyshek dekupitues per pacientet e semure qe nuk levizin | Tjeter
12297 | Producte for hospital | Oksialb | 06.07.2022 | Alfacare SA - Orthopedics Medical Kalavriton 46, 26335 Patras, Greece | Producte for hospital (sipas listes se bashkengjitur) | l | Pajisje te ndryshme per mobilim spitalor | Tjeter
12298 | SINGLE MONKEY POLE WITH HANDLE - 805423; CASTORS WITH BRAKE FOR MANUAL BED - 805422; LIFTING POLE (FOR BEDS 0808470 & 0808471) - 809251;MONKEY POLE WITH BASE - 808195 I.V STAND WITH 4 HANGERS & PLASTIC BASE - 806392; I.V STAND WITH 2 HANGERS & STEEL BASE - 808235; WHEELS WITH BRAKES (FOR BEDS 0810068 -71, 058 -059) - 810074 | Oksialb | 06.07.2022 | Mobiak S.A. Kathiana Akrotiriou- Chania-Crete/ Greece | SINGLE MONKEY POLE WITH HANDLE - 805423; CASTORS WITH BRAKE FOR MANUAL BED - 805422; LIFTING POLE (FOR BEDS 0808470 & 0808471) - 809251;MONKEY POLE WITH BASE - 808195; I.V STAND WITH 4 HANGERS & PLASTIC BASE - 806392; I.V STAND WITH 2 HANGERS & STEEL BASE - 808235; WHEELS WITH BRAKES (FOR BEDS 0810068 -71, 058 -059) - 810074(Basic UDI-DI:521300690bedaccsries25HX) | l | Pajisje qe vendosen ne krevatet e pacienteve | Pajisje mobilimi spitalor
12299 | Disposable Tubing Sets and Accessories for Blood Treatment | Fedos sh.p.k | 06.07.2022 | MEDICA s.p.a Via degli Artigiani, 7 - 41036 Medolla (Modena) ITALY | Disposable Tubing Sets and Accessories for Blood Treatment (sipas listes bashkengjitur) | Iia | Aksesore dhe sete tubash nje perdorimeshe per perdorim ne aparaturat te trajtimit te gjakut. | Pajisje nje perdorimeshe
12300 | Latex Examination Gloves, Powdered Diamond | Diamant Pharma | 06.07.2022 | Top Glove SDN. BHD Lot 4969, Jalan Teratai, Batu 6, Off Jalan meru, 41050 Klang, Selangor D.E., Malaysia | Latex Examination Gloves, Powdered Diamond (XS, S, M, L, XL) (Basic UDI-DI: 955760100000F5) | l | Doreza lateks ekzaminimi me puder | Pajisje një përdorimëshe
12301 | Optonic Eye Drops | Winpharma | 06.07.2022 | Ioulia & Irene Tseti Pharmaceutical Laboratories S.A. (Intermed) 27, Kalyftaki Str. Kifissia, 14564, Greece | Optonic® Eye Drops (10 sterile single use vials x 0.5ml) | lla | Pika sterile per sy per hidratim | Tjeter
12302 | LIQUID ASSAYED SPECIFIC PROTEIN CONTROL-LEVEL 1 (SP CONTROL 1) - PS2682; LIQUID ASSAYED SPECIFIC PROTEIN CONTROL-LEVEL 2 (SP CONTROL 2) - PS2683; LIQUID ASSAYED SPECIFIC PROTEIN CONTROL-LEVEL 3 (SP CONTROL 3) - PS2684 | Labor Dr. Limbach Heidelberg Germany | 07.07.2022 | Randox Laboratories LTD. 55 Diamond Road, Crumlin, County Antrim, BT29 4QY, UK | LIQUID ASSAYED SPECIFIC PROTEIN CONTROL-LEVEL 1 (SP CONTROL 1) - PS2682; LIQUID ASSAYED SPECIFIC PROTEIN CONTROL-LEVEL 2 (SP CONTROL 2) - PS2683; LIQUID ASSAYED SPECIFIC PROTEIN CONTROL-LEVEL 3 (SP CONTROL 3) - PS2684 | In vitro | Reagente Kontrolli qe synon qellimin per kontrollin e cilesise dhe saktesise per testet qe realizohen ne Sistemin Atellica | Pajisje të diagnostikimit in vitro
12303 | LIQUID CHEMISTRY PREMIUM PLUS - LEVEL 1 (LIQ CHEM PREMIUM PLUS 1) - LUL5069; LIQUID CHEMISTRY PREMIUM PLUS - LEVEL 1 (LIQ CHEM PREMIUM PLUS 1) - LUL5093; LIQUID CHEMISTRY PREMIUM PLUS - LEVEL 2 (LIQ CHEM PREMIUM PLUS 2) - LUN5070; LIQUID CHEMISTRY PREMIUM PLUS - LEVEL 2 (LIQ CHEM PREMIUM PLUS 2) - LUN5094; LIQUID CHEMISTRY PREMIUM PLUS - LEVEL 3 (LIQ CHEM PREMIUM PLUS 3) - LUE5071; LIQUID CHEMISTRY PREMIUM PLUS - LEVEL 3 (LIQ CHEM PREMIUM PLUS 3) - LUE5095 | Labor Dr. Limbach Heidelberg Germany | 07.07.2022 | Randox Laboratories LTD. 55 Diamond Road, Crumlin, County Antrim, BT29 4QY, UK | LIQUID CHEMISTRY PREMIUM PLUS - LEVEL 1 (LIQ CHEM PREMIUM PLUS 1) - LUL5069; LIQUID CHEMISTRY PREMIUM PLUS - LEVEL 1 (LIQ CHEM PREMIUM PLUS 1) - LUL5093; LIQUID CHEMISTRY PREMIUM PLUS - LEVEL 2 (LIQ CHEM PREMIUM PLUS 2) - LUN5070; LIQUID CHEMISTRY PREMIUM PLUS - LEVEL 2 (LIQ CHEM PREMIUM PLUS 2) - LUN5094; LIQUID CHEMISTRY PREMIUM PLUS - LEVEL 3 (LIQ CHEM PREMIUM PLUS 3) - LUE5071; LIQUID CHEMISTRY PREMIUM PLUS - LEVEL 3 (LIQ CHEM PREMIUM PLUS 3) - LUE5095 | In vitro | Reagente Kontrolli qe synon qellimin per kontrollin e cilesise dhe saktesise per testet qe realizohen ne Sistemin Atellica | Pajisje të diagnostikimit in vitro
12304 | DiaClon Anti-H - 50150 (001911) | Diahem | 07.07.2022 | Diamed GmbH Pra Rond 23 1785 Cressier FR, Switzerland | DiaClon Anti-H - 50150 (001911) | In vitro | Karte ID me 6 mikrotuba qe permbajne anti-H monoklonal, brenda depozites se xhelit | Pajisje të diagnostikimit in vitro
12305 | EmBody (Evolve) - AG608081A; EmBodyFX (Trim) - AG608084A; EmBodyPLUD (Tite) - AG608083A; Tone - AG608499A | LaserMed | 07.07.2022 | Inmode Ltd. Tavor Building, Shaar Yokneam, P.O.Box 533 Yokneam 2069206, Israel | EmBody (Evolve) - AG608081A; EmBodyFX (Trim) - AG608084A; EmBodyPLUD (Tite) - AG608083A; Tone - AG608499A | lla | Pajisje per masazh me vakum dhe energji radiofrekuence jo termale per reduktimin e celulitit dhe konturime te trupit | Tjeter
12306 | Digital Thermometer: DMT-101 (Costumer model HNK-ECT-01) | LIS Medical shpk | 07.07.2022 | JOYTECH Healthare Co., Ltd. No. 365, Wuzhou Road, Yuhang Economic Development Zone, Hangzhou City, 311100 Zhejiang, P.R.China | Digital Thermometer: DMT-101 (Costumer model HNK-ECT-01) | lla | Termometer dixhital per matjen e temperatures. | instrumenta shumeperdorimesh
12307 | Washing Tube - MH974 UDI-DI: 04953170071362 | MSE sh.p.k | 07.07.2022 | OLYMPUS MEDICAL SYSTEMS CORP. 2951 Ishikawa-cho, Hachioji-shi, Tokoy 192-8507 Japan | Washing Tube - MH974 UDI-DI: 04953170071362 | I | Instrument qe perdoret ne procedura endoskopike | Tjeter
12308 | Portable Mesh Nebulizer, Compressor Nebulizer, Infrared Thermometer (sipas listes bashkengjitur) | LIS Medical shpk | 07.07.2022 | Hunkar Ecza Ve Medikal Sanayi Ve Ticaret Limited Sirketi Akcesme Mahallesi 2019 Sokak No:5 Merkezefendi, Denizli, Turkey | Portable Mesh Nebulizer, Compressor Nebulizer, Infrared Thermometer (sipas listes bashkengjitur) | lla | Aparat aerozoli dhe termometerr me infrared. | instrumenta shumeperdorimesh
12309 | Breast Pad | LIS Medical shpk | 07.07.2022 | Changzhou Dailys Care Products Co., Ltd. No.89, Rongjia Road, Xixiashu Town, Xinbei District, Changzhou City, Jiangsu Province, China | Breast Pad | l | Produkte qe perdoren gjate gjidhenies per absorbim te qumeshtit. | Pajisje nje perdorimeshe
12310 | MEGAFIX P/L; MEGAFIX aquaset; MEGACEM P/L; MEGACEM aquaset; HYBRISUN classic; HYBRISUN classic flow; HYBRISUN aestetic; HYBRISUN aestetic flow; HYBRISUN nano; HYBRISUN nano flow; HYBRISUN ceram; HYBRISUN ceram low; HYBRISUN eco; HYBRISUN eco flow; HYBRISUN MF; HYBRISUN molar; T-FILL; CAMOUFLAGE; C-BOND; ECOBOND; C-BOND CERAM; N-BOND; C-PRIME SE; C-PRIME S plus; C-Cement flow; C-Seal; N-Seal; C-CID; | Amber dental sh.p.k | 07.07.2022 | Mega-Physik GmbH & Co. KG Industriestrasse 36 D-76437 Rastatt Germany | MEGAFIX P/L; MEGAFIX aquaset; MEGACEM P/L; MEGACEM aquaset; HYBRISUN classic; HYBRISUN classic flow; HYBRISUN aestetic; HYBRISUN aestetic flow; HYBRISUN nano; HYBRISUN nano flow; HYBRISUN ceram; HYBRISUN ceram low; HYBRISUN eco; HYBRISUN eco flow; HYBRISUN MF; HYBRISUN molar; T-FILL; CAMOUFLAGE; C-BOND; ECOBOND; C-BOND CERAM; N-BOND; C-PRIME SE; C-PRIME S plus; C-Cement flow; C-Seal; N-Seal; C-CID; | Iia | Material per ngjitje te perhershme koronash, kompozit mbushes, mbushes fisurit per femijet dhe ngjites kompoziti. | Pajisje dentare
12311 | Monitor Defibrillator Manual/AED: REANIBEX 700; ELIFE 700; RELIFE 700; | Montal sh.p.k | 07.07.2022 | Osatu S. Coop Edificio Zearrekobuelta Subisa de Areitio N 5 48260-Ermua Bizkaia SPAIN | Monitor Defibrillator Manual/AED: REANIBEX 700; ELIFE 700; RELIFE 700; | IIb | Monitor defibrilator qe monitoron EKG, oksigjenin etj. | Pajisje asistive per persona me aftesi te kufizuar
12312 | Ligature Clip | O.E.S Distrimed | 07.07.2022 | Aesculap AG AM Aesculap-Platz 78532 Tuttlingen, Germany | Ligature Clip Large 20 Mag.=120 Pcs - PL561T; Ligature Clip Small 30 Mag.=180 Pcs - PL565T; Ligature Clip Small 8Mag.=192 Pcs. - PL566T; Ligature Clip Medium 30 Mag.=180 Pcs. - PL567T; Ligature Clip Med.Large 20 Mag.=120 Pcs - PL568T | lll | Klipe ligature, kapse bllokuese per bllokimin e eneve te gjakut | Pajisje te implantueshme jo aktive
12313 | Percutaneous Lead Introducer | O.E.S Distrimed | 07.07.2022 | Medtronic, Inc. 710 Medtronic Parkway Minneapolis, MN 55432,USA | Percutaneous Lead Introducer (PLI) kit (sipas listes se bashkengjitur) | Te implantueshme aktive | Introduktore perkutan te elektrodave te implantueshme, perdorim ne kirurgji | Pajisje te implantueshme aktive
12314 | Surgical instruments | O.E.S Distrimed | 07.07.2022 | Aesculap AG AM Aesculap-Platz 78532 Tuttlingen, Germany | Surgical instruments (sipas listes se bashkengjitur) | lll | Instrumenta kirurgjikal | Instrumenta shumeperdorimesh
12315 | OTOSAN NASAL SPRAY FORTE 1000013212 | R Farm Distribution sh.p.k | 07.07.2022 | OTOSAN S.r.l. Via Gedli Scavi, 32-47122 Forli (FC) Italia | OTOSAN NASAL SPRAY FORTE 1000013212 | I | Produkte per pastrimin dhe higjenne e hundes. | Tjeter
12316 | OTOSAN NASAL WASH 30 BUSTINE 1000016285 | R Farm Distribution sh.p.k | 07.07.2022 | OTOSAN S.r.l. Via Gedli Scavi, 32-47122 Forli (FC) Italia | OTOSAN NASAL WASH 30 BUSTINE 1000016285 | I | Produkte per pastrimin dhe higjenne e hundes. | Tjeter
12317 | Toplan Dental Implant KIT: T01 Taper KIT- Model: TTK; T01 Surgical KIT-Model: TT01K; | BIG-BOX sh.p.k | 07.07.2022 | Toplan Co., Ltd. Ga-dong, 13, Neunggil-ro, 115beon-gil, Danwon-gu, Ansan-si, Gyeonggi-do, 15420 Republic of Korea | Toplan Dental Implant KIT: T01 Taper KIT- Model: TTK; T01 Surgical KIT-Model: TT01K; | Iia | Kite qe sherbejne per vendosjen e implanteve. | Pajisje dentare
12318 | Toplan Implant System: T01 One Abutment, T02 One Abutment, T01 Port Abutment, T01 Two Abutment, T01 Two Abutment Set, T02 Two Abutment Set, T01 Milling Abutment, T01 Milling Abutment Set, T02 Milling Abutment Set, T01 Angled Abutment, T01 Angled Abutment Set, T02 Angled Abutment Set, T01 Port Angled Abutment, T01 Port Angled Abutment Set, T02 Port Angled Abutment Set, T01 Abutment Screw, T02 Abutment Screw, T01 Port Angeld Abutment Screw, T02 Port Angled Abutment Screw (sipas listes bashkengjitur) | BIG-BOX sh.p.k | 07.07.2022 | Toplan Co., Ltd. Ga-dong, 13, Neunggil-ro, 115beon-gil, Danwon-gu, Ansan-si, Gyeonggi-do, 15420 Republic of Korea | Toplan Implant System: T01 One Abutment, T02 One Abutment, T01 Port Abutment, T01 Two Abutment, T01 Two Abutment Set, T02 Two Abutment Set, T01 Milling Abutment, T01 Milling Abutment Set, T02 Milling Abutment Set, T01 Angled Abutment, T01 Angled Abutment Set, T02 Angled Abutment Set, T01 Port Angled Abutment, T01 Port Angled Abutment Set, T02 Port Angled Abutment Set, T01 Abutment Screw, T02 Abutment Screw, T01 Port Angeld Abutment Screw, T02 Port Angled Abutment Screw (sipas listes bashkengjitur) | IIb | Abutment qe perdoren si kulte ne rastin e vendosjes se implanteve. | Pajisje dentare
12319 | Medical devices | Oksialb sh.p.k | 07.07.2022 | MOBIAK S.A Kathiana Akrotiriou, Chania Crete Greece | Medical devices (sipas listes bashkengjitur) | I | Karrige per paciente qe nuk levizin. | Tjeter
12320 | Medical devices | Oksialb sh.p.k | 07.07.2022 | MOBIAK S.A Kathiana Akrotiriou, Chania Crete Greece | Medical devices (sipas listes bashkengjitur) | I | Aksesore per krevatet e spitaleve | Tjeter
12321 | Medical devices | Oksialb sh.p.k | 07.07.2022 | MOBIAK S.A Kathiana Akrotiriou, Chania Crete Greece | Medical devices (sipas listes bashkengjitur) | I | Karrige me rrota | Tjeter
12322 | Operating Table, Obstetric Bed, Hospital Bed, Stretcher Trolley, Hodpital Trolley, Operating Shadowless Light - Nantong | Geshi - Medical shpk | 07.07.2022 | Nantong Pulong Medical Apparatus Co., Ltd. Industrial Park of Shizong Town, Tongzhzhou District, Nantong City, Jiangsu Province, China P.R. China | Operating Table, Obstetric Bed, Hospital Bed, Stretcher Trolley, Hodpital Trolley, Operating Shadowless Light - Nantong | l | Tavolina operacioni, krevate spitalore. | Pajisje per mobilim spitalor
12323 | Easyret et accessories | Pegasus | 07.07.2022 | Quantel Medical 11, Rue du Bois Joli - CS40015 63808 Cournon d'Auvergne Cedex, France | Laser for ophthalmologic application: Easyret | llb | Laser per aplikime oftalmologjike | Pajisje oftalmike dhe optike
12324 | Evotouch (et accessories) | Pegasus | 07.07.2022 | Quantel Medical 11, Rue du Bois Joli - CS40015 63808 Cournon d'Auvergne Cedex, France | Diagnostic Ultrasound echograph and accessories: Evotouch | lla | Ekografi per aplikime oftalmologjike | Pajisje oftalmike dhe optike
12325 | Evotouch + (and accessories) | Pegasus | 07.07.2022 | Quantel Medical 11, Rue du Bois Joli - CS40015 63808 Cournon d'Auvergne Cedex, France | Diagnostic Ultrasound echograph and accessories: Evotouch+ | lla | Ekografi per aplikime oftalmologjike | Pajisje oftalmike dhe optike
12326 | Evotouch+7StarScope (and accessories) | Pegasus | 07.07.2022 | Quantel Medical 11, Rue du Bois Joli - CS40015 63808 Cournon d'Auvergne Cedex, France | Ultrasound system with endoscopic application: Evotouch+7StarScope | lla | Ekografi per aplikime endoskopik | Pajisje oftalmike dhe optike
12327 | Perceval PLUS | GP Medical Al | 07.07.2022 | Corcym S.r.l. Via Crescentino sn 13040 Saluggia (VC), Italy | Perceval PLUS: S - PVF-S; M - PVF-M; L - PVF-L; XL - PVF-XL | lll | Valvula zemra biologjike pa sutura | Pajisje te implantueshme jo aktive
12328 | Carbomedics Mechanical Bileaflet Heart | GP Medical Al | 07.07.2022 | Corcym S.r.l. Via Crescentino sn 13040 Saluggia (VC), Italy | Carbomedics Mechanical Bileaflet Heart (sipas listes se bashkengjitur) | lll | Valvula Carbomedics Prosthetic Heart Valve është një protezë e profilit të ulët e destinuar për t'u përdorur si zëvendësim për valvulën e zemrës humane. | Pajisje te implantueshme jo aktive
12329 | Memo 3D; Memo 3D ReChord | GP Medical Al | 07.07.2022 | Corcym S.r.l. Via Crescentino sn 13040 Saluggia (VC), Italy | Memo 3D; Memo 3D ReChord (sipas listes se bashkengjitur) | lll | Unaze anuloplastike per riparimin e valvulave mitrale te zemres | Pajisje te implantueshme jo aktive
12330 | Cryogenic Surgical Instruments - Freezpen 8g: CL-FP-00/01/02; Freezpen 8g: CL-FPU-02; Cartridges 8g for Freezpen: CL-N2O-8G-BOX/CARTON; Cartridges 8g for Freezpen: CL-N2O-8G-NBOX/CARTON; Cartridges 8g for Freezpen: CL-N2O-8G-UNIBOX/CARTON; | Laser Med shpk | 07.07.2022 | H&O Equipments NV/SA also trading as Clinic6, Rue des Journaliers 1, 7822 Ghislenghien, Belgium | Cryogenic Surgical Instruments - Freezpen 8g: CL-FP-00/01/02; Freezpen 8g: CL-FPU-02; Cartridges 8g for Freezpen: CL-N2O-8G-BOX/CARTON; Cartridges 8g for Freezpen: CL-N2O-8G-NBOX/CARTON; Cartridges 8g for Freezpen: CL-N2O-8G-UNIBOX/CARTON; | lla | Instrumenta kirurgjikale kriogjenike me azot te lengshem me depozita mbushese. | instrumenta shumeperdorimesh
12331 | Shimmelbusch 100 CC - all metal: 25807 | O.E.S DISTRIMED shpk | 07.07.2022 | GIMA S.P.A., Via Macroni 1, 20060 Gessate (MI) - Italy | Shimmelbusch 100 CC - all metal: 25807 | l | Intrument mjekesor shiringe per perdorim ne otorinolaringologji. | instrumenta shumeperdorimesh
12332 | Lucae Hook - 14cm: 26771 | O.E.S DISTRIMED shpk | 07.07.2022 | GIMA S.P.A., Via Macroni 1, 20060 Gessate (MI) - Italy | Lucae Hook - 14cm: 26771 | l | Instrumetn mjekesor per perdorim spitalor. | instrumenta shumeperdorimesh
12333 | Cholesterol Analysis System: (Cholesterol Analyzer): LP-M3-11; (Lipid Profile Test Strip): LP-S3-01 | O.E.S DISTRIMED shpk | 07.07.2022 | Lepu Medical Technology (Bejing) Co., Ltd. No. 37, Chaoqian Road, Changping District, Bejing, 102200, P.R.China | Cholesterol Analysis System: (Cholesterol Analyzer): LP-M3-11; (Lipid Profile Test Strip): LP-S3-01 | In Vitro | Sisteme analizues per kolesterolin, perdorim laboratorik. | Psjisje te diagnostikimit in vitro
12334 | Coagulation Analysis System: (Coagulation Analyzer): PT-M1-11; (Prothrombin Time Test Strip): PT-S1-01 | O.E.S DISTRIMED shpk | 07.07.2022 | Lepu Medical Technology (Bejing) Co., Ltd. No. 37, Chaoqian Road, Changping District, Bejing, 102200, P.R.China | Coagulation Analysis System: (Coagulation Analyzer): PT-M1-11; (Prothrombin Time Test Strip): PT-S1-01 | In Vitro | Sisteme analizues per koagulimin, perdorim laboratorik. | Psjisje te diagnostikimit in vitro
12335 | MAGLUMI®β-CTx (CLIA): 130211006M, 130611006M, 130711006M | SWISSMED shpk | 07.07.2022 | Shenzhen New Industries Biomedical Engineering Co., Ltd. No.23, Jinxiu East Road, Pingshan District, 518122 Shenzhen, P.R.China | MAGLUMI®β-CTx (CLIA): 130211006M, 130611006M, 130711006M | In Vitro | Kite diagnostikuese per metoden CLIA. | Psjisje te diagnostikimit in vitro
12336 | Chemiluminescent Immunoassay Diagnostic Kits and Quality Codntrols (sipas listes bshkengjitur) | SWISSMED shpk | 07.07.2022 | Shenzhen New Industries Biomedical Engineering Co., Ltd. No.23, Jinxiu East Road, Pingshan District, 518122 Shenzhen, P.R.China | Chemiluminescent Immunoassay Diagnostic Kits and Quality Codntrols (sipas listes bshkengjitur) | In Vitro | Kite diagnostikuese dhe kontrolle me metoden CLIA. | Psjisje te diagnostikimit in vitro
12337 | Nephrostomy Pigtail Catheter Set: 260208; Ureteral Stents: 444626, 444628, 447570, 447670, 447870 | 2A - PHARMA shpk | 07.07.2022 | Uromed Kurt Drews KG Meesen 7/11, 22113 Oststeinbek, Germany | Nephrostomy Pigtail Catheter Set: 260208; Ureteral Stents: 444626, 444628, 447570, 447670, 447870 | llb | Materiale urologjike, kateter urologjik. | Tjeter
12338 | Otosan throat spray forte 1000015281 | R Farm Distribution sh.p.k | 08.07.2022 | OTOSAN S.r.l. Via Gedli Scavi, 32-47122 Forli (FC) Italia | Otosan throat spray forte 1000015281 | Iia | Spray me baze bimore per qetsimin e fytit | Tjeter
12339 | In vitro diagnostic medical devices (sipas listes bashkengjitur) | Fedos Uppsala | 08.07.2022 | Lorne Laboratories Ltd, Unit 1 Cutbush Park Industrial Estate, Danehill, Lower Earley, Berkshire, RG6 4UT, UK | In vitro diagnostic medical devices (sipas listes bashkengjitur) | In vitro | Teste diagnostifikuese laboratori | Pajisje të diagnostikimit in vitro
12340 | Anti-Jka for card method monoclonal, human IgM clone: MS-15 | Pegasus sh.p.k | 08.07.2022 | Antitoxin GmbH 69245 Bammental, Industriestrasse 88 Deutschland Germany | Anti-Jka for card method monoclonal, human IgM clone: MS-15 | In Vitro | Test per gjetjen e antitrupave Anti-Jka. | Pajisje te diagnostikimit in vitro
12341 | Anti-Jka for card method monoclonal, human IgM clone: MS-8 | Pegasus sh.p.k | 08.07.2022 | Antitoxin GmbH 69245 Bammental, Industriestrasse 88 Deutschland Germany | Anti-Jka for card method monoclonal, human IgM clone: MS-8 | In Vitro | Test per gjetjen e antitrupave Anti-Jka. | Pajisje te diagnostikimit in vitro
12342 | DG Gel Sol (2x100ml) - 210354 | Pegasus | 08.07.2022 | Diagnostic Grifols, S.A. Passeig Fluvial, 24 08150-Parets del Valles Barcelona, Espana | DG Gel Sol (2x100ml) - 210354 | In vitro | Regaent qe perdoret per pergatitjen e suspensioneve te qelzave te kuqe te gjakut | Pajisje të diagnostikimit in vitro
12343 | Hematies Reactivo/RBC Reagent | Pegasus | 08.07.2022 | Diagnostic Grifols, S.A. Passeig Fluvial, 24 08150-Parets del Valles Barcelona, Espana | Hematies Reactivo/RBC Reagents: Serigrup Diana A₁/B (2x10ml) - 213659; Sergrup Diana A₂ (1x10ml) - 213658; Serigrup Diana 4 (4x10ml) - 210215 | In vitro | Reagent qe perdoren per percaktimin e grupit te kundert per te konfirmuar grupin e gjakut ABO bazuar ne pranin ose jo te anti-A dhe anti-Bne serum | Pajisje të diagnostikimit in vitro
12344 | Hematies Reactivo/RBC Reagents | Pegasus | 08.07.2022 | Diagnostic Grifols, S.A. Passeig Fluvial, 24 08150-Parets del Valles Barcelona, Espana | Hematies Reactivo/RBC Reagents (sipas listes bashkengjitur) | In vitro | Reagent qe perdoren per percaktimin e grupit te kundert per te konfirmuar grupin e gjakut ABO bazuar ne pranin ose jo te anti-A dhe anti-Bne serum | Pajisje të diagnostikimit in vitro
12345 | Erytra - 210400 | Pegasus | 08.07.2022 | Diagnostic Grifols, S.A. Passeig Fluvial, 24 08150-Parets del Valles Barcelona, Espana | Erytra® - 210400 | In vitro | Analizues per analizat para transfuzionit | Pajisje të diagnostikimit in vitro
12346 | Tarjetas DG Gel/ DG Gel Cards | Pegasus | 08.07.2022 | Diagnostic Grifols, S.A. Passeig Fluvial, 24 08150-Parets del Valles Barcelona, Espana | Tarjetas DG Gel/ DG Gel Cards (sipas listes bashkengjitur) | In vitro | Kartela origjinale me xhel me 8 kolona per shtypjen e gjakut dhe hetimin e antitrupave te papritur | Pajisje të diagnostikimit in vitro
12347 | Tarjetas DG Gel/ DG Gel Cards | Pegasus | 08.07.2022 | Diagnostic Grifols, S.A. Passeig Fluvial, 24 08150-Parets del Valles Barcelona, Espana | Tarjetas DG Gel/ DG Gel Cards: DG Gel Coombs - 210342; DG Gel DC Scan - 210345; DG Gel Natural/Coombs - 210375; DG Gel Anti-IgG - 210344 | In vitro | Kartela origjinale me xhel me 8 kolona per shtypjen e gjakut dhe hetimin e antitrupave te papritur | Pajisje të diagnostikimit in vitro
12348 | Andocor Arterial and Venous Cannulae & Accessories (sipas listes se bashkengjitur) | Biometric Albania | 08.07.2022 | Andocor N.V. Kwikaard 104 2980 Zoersel, Belgium | Andocor Arterial and Venous Cannulae & Accessories (sipas listes se bashkengjitur) | ls; lla | Kanjula arteriale, venoze dhe aksesore | Pajisje një përdorimëshe; Produkte per instituconet shendetesore
12349 | AirSense 10 AutoSet (Basic UDI-DI: 619498EC1496T) | Pandeli Tashi | 08.07.2022 | ResMed Pty. Ltd. 1 Elizabeth Macarthur Drive Bella Vista NSW 2153, Australia | AirSense 10 AutoSet (Basic UDI-DI: 619498EC1496T) | lla | Pajisje me vete rregullim qe indikohet ne trajtimin e apnese se gjumit tek pacientet mbi peshen 30kg | Pajisje anestezie dhe respiratore
12350 | Vastrip | 2A Pharma | 08.07.2022 | Mediplast AB Bronsaldersgatan 2 213 76 Malmo, Sweden | Vastrip 2+ - 67321; Vastrip Special - 67322 | lla | Pajisje per heqjen e variceve | Pajisje një përdorimëshe
12351 | ECG Electrodes: F2017 - F2017/4FL - F2017H - F2017P - F2060P - F2069RM - F2080 - F2080/60 - F2080P - F3001ECG - F3001ECG/1000 - F3001NECG - F3002ECG - F3002ECG/30 - F9046 - F9046RM - F9047 - F9047/4F - F9047/4FL - F9047/8 - F9047/8MRI - F9047RM - F9048 - F9049/100 - F9060 - F9060P - F9067 - F9069NRM - F9069PRM - F9069RM - F9070 - F9070P - F9070RM - F9079/100 - F9079/XL - F9079P/100 - F9089/100 - F9089/30 - F9089GL - F9089P/100 | Biometric Albania sh.p.k | 12.07.2022 | FIAB Spa Via Costoli 4, 50039 Vicchio (FL) Italia | ECG Electrodes: F2017 - F2017/4FL - F2017H - F2017P - F2060P - F2069RM - F2080 - F2080/60 - F2080P - F3001ECG - F3001ECG/1000 - F3001NECG - F3002ECG - F3002ECG/30 - F9046 - F9046RM - F9047 - F9047/4F - F9047/4FL - F9047/8 - F9047/8MRI - F9047RM - F9048 - F9049/100 - F9060 - F9060P - F9067 - F9069NRM - F9069PRM - F9069RM - F9070 - F9070P - F9070RM - F9079/100 - F9079/XL - F9079P/100 - F9089/100 - F9089/30 - F9089GL - F9089P/100 | I | Elektroda EKG. | Pajisje elektromekanike
12352 | SEDIRATE SYSTEM - 88435- 88437 | Krijon sh.p.k | 12.07.2022 | Kartell Spa Via delle Industrie, 1 20082 Noviglio (MI), Italy | SEDIRATE SYSTEM - 88435- 88437 | In Vitro | Sistem I shpejt I sedimentit te eritrociteve | Pajisje të diagnostikimit in vitro
12353 | In Vitro Diagnostic Microbiological Culture Devices (sipas listes se bashkengjitur) | Krijon sh.p.k | 12.07.2022 | Biolife Italiana Srl Viale Monza 272, 20128, Milano, Italy | In Vitro Diagnostic Microbiological Culture Devices (sipas listes se bashkengjitur) | In Vitro | Terrene mikrobiologjike | Pajisje të diagnostikimit in vitro
12354 | Cocoon duct occluders; Cocoon delivery systems for duct occulders (sipas listes bashkengjitur) | O.E.S DISTRIMED shpk | 12.07.2022 | Vascular Innovations Co., Ltd. 88/38 Moo 1, 345 Rd., Bangtanai, Pakkret, Nonthaburi 11120, Thailand | Cocoon duct occluders; Cocoon delivery systems for duct occulders (sipas listes bashkengjitur) | lll | Pajisje qe sherben per mbylljen e vrimeve ne zemer. | Pajisje te implantueshme jo aktive
12355 | Cocoon VSD occluders; Cocoon delivery systems for VSD occluders; Delivery cables includinf cable sheaths (sipas listes bashkengjitur) | O.E.S DISTRIMED shpk | 12.07.2022 | Vascular Innovations Co., Ltd. 88/38 Moo 1, 345 Rd., Bangtanai, Pakkret, Nonthaburi 11120, Thailand | Cocoon VSD occluders; Cocoon delivery systems for VSD occluders; Delivery cables includinf cable sheaths (sipas listes bashkengjitur) | lll | Pajisje qe sherben per mbylljen e vrimeve ne zemer. | Pajisje te implantueshme jo aktive
12356 | Eva Biolact Ovules; Eva Intima Biolact Ovules; | Winpharma sh.p.k | 12.07.2022 | IOULIA & IRENE TSETI PHARMACEUTICAL LABORATORIES S.A (Distinctive Title: INTERMED) 27, Kalyftaki Str, Kifissia, 14564, Greece | Eva Biolact Ovules; Eva Intima Biolact Ovules; | Iia | Ovula me lactobacile, rivendosin floren natyrale vaginale. | Tjeter
12357 | STYLAGE | Gen-Albfarma | 12.07.2022 | Laboratoires VIVACY, 252, rue Douglas Engelbart, Archamps Technopole, 74160 Archamps, France | STYLAGE® (sipas listes se bashkengjitur) | lll | Filler per mbushjen me acid hialuronik | Pajisje një përdorimëshe
12358 | HemoCue® Plasma/Low Hb Microcuvettes | Biometric Albania | 12.07.2022 | HemoCue AB Kuvettgatan 1 SE 26271 Angelholm Sweden | HemoCue® Plasma/Low Hb Microcuvettes | In Vitro | Mickrokuveta per matjen e hemoglobines | Pajisje të diagnostikimit in vitro
12359 | uniTRAY LC (Light curing tray material) for the upper jaw in pink | EURODENTA shpk | 12.07.2022 | dent a pharm Produktionsgesellschaft mbH Schusterring 35, 25355 Barmstedt, Germany | uniTRAY LC (Light curing tray material) for the upper jaw in pink | l | Material per marrje mase. | Pajisje dentare
12360 | GC KOOLINER | EURODENTA shpk | 12.07.2022 | GC Europe N.V. Research Park, Interleuvenlaan 33, Leuven B-3001 Belgium | GC KOOLINER | lla | material rezine per protezat e forta | Pajisje dentare
12361 | Microscope Slides Coverslips (sipas listes bashkengjitur) | PEGASUS shpk | 12.07.2022 | New Erie Scientific LLC (a subsidiary of Erpedia), 20 Post Road, Portsmuth, NH 03801 | Microscope Slides Coverslips (sipas listes bashkengjitur) | In Vitro | Pajisje te pershtatshme per pergatitijen e mostrave per analiza mikroskopike te destinuara per perdorim diagnostik. | Pajisje te diagnostikimit in vitro
12362 | Small Cartridge, Natural (55ml): 3E20-20 | PEGASUS shpk | 12.07.2022 | Abbott Laboratories Diagnostic Division,Abbott Park,Illinois 60064,USA | Small Cartridge, Natural (55ml): 3E20-20 | In Vitro | Xhepa te instrumentit ku vendoset miostra per kryuerjen e analizave. | Pajisje te diagnostikimit in vitro
12363 | Small Cartridge, Natural (55ml): 3E21-20 | PEGASUS shpk | 12.07.2022 | Abbott Laboratories Diagnostic Division,Abbott Park,Illinois 60064,USA | Small Cartridge, White (55ml): 3E21-20 | In Vitro | Xhepa te instrumentit ku vendoset miostra per kryuerjen e analizave. | Pajisje te diagnostikimit in vitro
12364 | Integrated Nucleic Acid Testing Device - Pluslife Mini Dock - PM001 | Genius shpk | 12.07.2022 | Guangzhou Pluslife Biotech Co., Ltd. Room 402, Lianhuayan Road, Hangpu District, Guangzhou, Guangdong, China | Integrated Nucleic Acid Testing Device - Pluslife Mini Dock - PM001 | In Vitro | Pajisje mjekesore per testimin e acidir nukleik gte integruar qe perdoret me nje chip mikriofluidik te adaptueshem. | Pajisje te diagnostikimit in vitro
12365 | Huber needles straight or cureved; Huber needles with extension lines; ONCO-GRIP® huber needles: GN & GN2; Safety ONCO-GRIP® huber needles: GNSM & GNSB; Power injection ONCO-GRIP® huber needles: GNCT GN2CT; Power injection Safety ONCO-GRIP® huber needles: GNSMCT (sipas listes bashkengjitur) | Euromed shpk | 12.07.2022 | ISOMed S.a.r.l. ZAE Les Pointes 230, rue des Grands Pres, Chambly, 60230, France | Huber needles straight or cureved; Huber needles with extension lines; ONCO-GRIP® huber needles: GN & GN2; Safety ONCO-GRIP® huber needles: GNSM & GNSB; Power injection ONCO-GRIP® huber needles: GNCT GN2CT; Power injection Safety ONCO-GRIP® huber needles: GNSMCT (sipas listes bashkengjitur) | lla | Age Huber te cilat munf te jene te drejta ose te perthyera me kenf 90gr qe perdoren per injektimin ne Porta aksesi prej titani, qe sherbejne per administrimin e mjekimit direkt ne gjak. | Pajisje nje perdorimeshe
12366 | Maternal Controls/Trisomy 21-Risk Hormone Ivd, Control: MSS5024 MATERNAL CONTROL - LEVEL 1 (MATERNAL CONTROL 1); MSS5025 MATERNAL CONTROL - LEVEL 2 (MATERNAL CONTROL 2); MSS5026 MATERNAL CONTROL - LEVEL 3 (MATERNAL CONTROL 3) | Labor Dr. Limbach Heidelberg Germany sh.p.k | 13.07.2022 | RANDOX LABORATORIES LTD. 55 DIAMOND ROAD, CRUMLIN, COUNTRY ANTRIM, BT29 4QY, UK | Maternal Controls/Trisomy 21-Risk Hormone Ivd, Control: MSS5024 MATERNAL CONTROL - LEVEL 1 (MATERNAL CONTROL 1); MSS5025 MATERNAL CONTROL - LEVEL 2 (MATERNAL CONTROL 2); MSS5026 MATERNAL CONTROL - LEVEL 3 (MATERNAL CONTROL 3) | In Vitro | Reagente Kontrolli qe synon qellimin per kontrollin e cilesise dhe saktesise per testet qe realizohen ne Sistemin Atellica Solution | Pajisje te diagnostikimit in vitro
12367 | Multiple Clinical Chemistry Analyte IVD, Control: IA3109-IMMUNOASSAY PREMIUM PLUS - LEVEL 1 (IA PREMIUM PLUS 1); IA3110-IMMUNOASSAY PREMIUM PLUS - LEVEL 2 (IA PREMIUM PLUS 2); IA3111-IMMUNOASSAY PREMIUM PLUS - LEVEL 3 (IA PREMIUM PLUS 3; IA3112-IMMUNOASSAY PREMIUM PLUS - TRI-LEVEL (IA PREMIUM PLUS TRI-LEVEL); | Labor Dr. Limbach Heidelberg Germany sh.p.k | 13.07.2022 | RANDOX LABORATORIES LTD. 55 DIAMOND ROAD, CRUMLIN, COUNTRY ANTRIM, BT29 4QY, UK | Multiple Clinical Chemistry Analyte IVD, Control: IA3109-IMMUNOASSAY PREMIUM PLUS - LEVEL 1 (IA PREMIUM PLUS 1); IA3110-IMMUNOASSAY PREMIUM PLUS - LEVEL 2 (IA PREMIUM PLUS 2); IA3111-IMMUNOASSAY PREMIUM PLUS - LEVEL 3 (IA PREMIUM PLUS 3; IA3112-IMMUNOASSAY PREMIUM PLUS - TRI-LEVEL (IA PREMIUM PLUS TRI-LEVEL); | In Vitro | Reagente Kontrolli qe synon qellimin per kontrollin e cilesise dhe saktesise per testet qe realizohen ne Sistemin Atellica Solution: ACTH, Acetaminophen, AFP, Aldosterone, Amikacin, Androstenedione, B2 Microglobulin, CA 15-3, CA 19-9, CA 125, CEA, Carbamazepine etj. | Pajisje te diagnostikimit in vitro
12368 | Multiple Clinical Chemistry Analyte Ivd, Control: IAS3117 IMMUNOASSAY SPECIALITY II - LEVEL 1 (IA SPECIALITY II LEV 1); IAS3118 IMMUNOASSAY SPECIALITY II - LEVEL 2 (IA SPECIALITY II LEV 2); IAS3119 IMMUNOASSAY SPECIALITY II - LEVEL 3 (IA SPECIALITY II LEV 3); | Labor Dr. Limbach Heidelberg Germany sh.p.k | 13.07.2022 | RANDOX LABORATORIES LTD. 55 DIAMOND ROAD, CRUMLIN, COUNTRY ANTRIM, BT29 4QY, UK | Multiple Clinical Chemistry Analyte Ivd, Control: IAS3117 IMMUNOASSAY SPECIALITY II - LEVEL 1 (IA SPECIALITY II LEV 1); IAS3118 IMMUNOASSAY SPECIALITY II - LEVEL 2 (IA SPECIALITY II LEV 2); IAS3119 IMMUNOASSAY SPECIALITY II - LEVEL 3 (IA SPECIALITY II LEV 3); | In Vitro | Ky test mat nivelin e kalcitoninës në gjakun tuaj. Kalcitonina është një hormon i prodhuar nga tiroidja juaj | Pajisje te diagnostikimit in vitro
12369 | Thrombectomy suction catheter Penumbra System® | GP Medical Al | 13.07.2022 | Penumbra, Inc. One Penumbra Place Almenda, CA 94502, USA | Thrombectomy suction catheter Penumbra® System (sipas listes se bashkengjitur) | lla; lll | Kateter per thithjen e trombeve dhe tuba per aspirim gjate procedures kirurgjikale | Pajisje një përdorimëshe; Pajisje te implantueshme jo aktive
12370 | Neurovascular & Non-neurovasculare Embolization Coil: Ruby® Coli Sysyem; Ruby® Coli Detachment Handle (sipas listes se bashkengjitur) | GP Medical Al | 13.07.2022 | Penumbra, Inc. One Penumbra Place Almenda, CA 94502, USA | Neurovascular & Non-neurovasculare Embolization Coil: Ruby® Coli Sysyem; Ruby® Coli Detachment Handle (sipas listes se bashkengjitur) | ls; lll | Spirale me vellim te madh per grumbullimin e aneurizmave dhe enet ne nje sere aplikimesh klinike | Pajisje te implantueshme jo aktive
12371 | RISE™ NC PTCA Non-Compliant Ballon Catheter (sipas listes se bashkengjitur) | GP Medical Al | 13.07.2022 | Biosensors Europe SA, Rue de Lausanne 29, 1110 Morges, Switzerland | RISE™ NC PTCA Non-Compliant Ballon Catheter (sipas listes se bashkengjitur) | lll | Kateter me balone per angioplastike koronare transluminale perkutane | Pajisje te implantueshme jo aktive
12372 | Adult SpO2 Sensor Reusable ˃40kg DS100A | O.E.S Distrimed sh.p.k | 13.07.2022 | Covidien IIc 15 Hampshire Street Mansfield, Massachusetts 02048 USA | Adult SpO2 Sensor Reusable ˃40kg DS100A | IIb | Sensor per oksimeter per perdorim spitalor. | Instumenta shumeperdorimesh
12373 | Sterile Hypodermic Syringes for Single Use 1ml-100ml | O.E.S Distrimed sh.p.k | 13.07.2022 | Shandong Weigao Group Medical Polymer Co., Ltd. No.18 Xingshan Road, Torch hi-Tech Science Park, 264210 Weihai, Shandong Province, People's Republic of China | Sterile Hypodermic Syringes for Single Use 1ml-100ml | Iia | Shiringa hipodermike. | Pajisje nje perdorimeshe
12374 | Sterile lead introducer set 'PEEL AWAY': F47505, F47506, F47506/2, F47506.35, F47506.35/2, F47506/30, F47506/33, F47507, F47507.35, F47507.35/2, F47507/2, F47507/30, F47507/33, F47508, F47508.35, F47508.35/2, F47508/2, F47508/30, F47508/33, F47509, F47509.35, F47509.35/2, F47509/2, F47509/30, F47509/33, F47510, F47510.35, F47510.35/2, F47510/2, F47510/30, F47510/33, F47511, F47511/30, F47511/33, F47512, F47513, F47514, F47515, F47516, F47517, F47518, F47609, F47609/30, F47609/33, F47610, F47610.35, F47610.35/2, F47610/30, F47610/33 | O.E.S Distrimed sh.p.k | 13.07.2022 | FIAB Spa Via Costoli 4, 50039 Vicchio (FL) Italia | Sterile lead introducer set 'PEEL AWAY': F47505, F47506, F47506/2, F47506.35, F47506.35/2, F47506/30, F47506/33, F47507, F47507.35, F47507.35/2, F47507/2, F47507/30, F47507/33, F47508, F47508.35, F47508.35/2, F47508/2, F47508/30, F47508/33, F47509, F47509.35, F47509.35/2, F47509/2, F47509/30, F47509/33, F47510, F47510.35, F47510.35/2, F47510/2, F47510/30, F47510/33, F47511, F47511/30, F47511/33, F47512, F47513, F47514, F47515, F47516, F47517, F47518, F47609, F47609/30, F47609/33, F47610, F47610.35, F47610.35/2, F47610/30, F47610/33 | Iia | Set introduktor per perdorim gjate implantimit te elektrodave te pacemakerave. | Pajisje nje perdorimeshe
12375 | ICV1235-Dual Collapser-S/M; ICV1236-Dual Collapser-L/XL; | GP Medical AL sh.p.k | 13.07.2022 | Corcym S.r.l. Via Crescentino sn 13040 Saluggia (VC) ITALY | ICV1235-Dual Collapser-S/M; ICV1236-Dual Collapser-L/XL; | Is | Aksesor steril per kirurgjine kardiake. | Tjeter
12376 | Tur Surgery Pack: UTSP-002; Opu Surgery Pack: GOPU-001 | Evita shpk | 13.07.2022 | Su Biyomedikal Sistemler ve Saglik Hizmeteleri Snayi ve Ticaret Limited Sirketi Orhangazi Mah. 1673. Sok. No: 20/2-3 Esenyurt, Istanbul, Turkey | Tur Surgery Pack: UTSP-002; Opu Surgery Pack: GOPU-001 | l, lla | Sete sterile qe perdoren ne procedura te ndryshme kirurgjikale. | Pajisje nje perdorimeshe
12377 | Carbomedics annuloplasty ring sizer set - non sterile - ARMI-700; Sovering mitral sizer set - non sterile - icv0824; Sovering tricuspid sizer set-non sterile- ICV0825; Extended UNI handle-non sterile-ICV1342; Annuloplasty ring sizer set-non sterile-ICV1340; MEMO 4D sizer set-non sterile- ICV1357 | GP Medical AL sh.p.k | 13.07.2022 | Corcym S.r.l. Via Crescentino sn 13040 Saluggia (VC) ITALY | Carbomedics annuloplasty ring sizer set - non sterile - ARMI-700; Sovering mitral sizer set - non sterile - icv0824; Sovering tricuspid sizer set-non sterile- ICV0825; Extended UNI handle-non sterile-ICV1342; Annuloplasty ring sizer set-non sterile-ICV1340; MEMO 4D sizer set-non sterile- ICV1357 | Iia | Pajisje anuloplastike dhe aksesoret e tyre. | Tjeter
12378 | NON-STERILE ACCESSORIES-Dual Collapser Base- ICV1232 Perceval Dual Collapser Base UDI-8022057ACCBASEC3 | GP Medical AL sh.p.k | 13.07.2022 | Corcym S.r.l. Via Crescentino sn 13040 Saluggia (VC) ITALY | NON-STERILE ACCESSORIES-Dual Collapser Base- ICV1232 Perceval Dual Collapser Base UDI-8022057ACCBASEC3 | I | Perdoret si baze per te lejuar pozicionimin e duhur te kolapsit te dyfishte dhe mbajtesit gjate kirurgjise se zemres. | Tjeter
12379 | Single Use Repositionable Clip; Single Use Injector; Air/Water Valve (sipas listes bashkengjitur) | MSE shpk | 13.07.2022 | Olympus Medical Systems Corp. 2951 Ishikawa-cho, Hachioji-shi, Tokyo 192-8507 Japan | Single Use Repositionable Clip; Single Use Injector; Air/Water Valve (sipas listes bashkengjitur) | lla | Instrument qe perdoret ne procedura endoskopike. | Tjeter
12380 | Surgical light systems : Q-Flow (sipas listes bshkengjitur) | MONTAL shpk | 13.07.2022 | Merivaara Corporation Puustellintie 2, FI-15 ¦ 50 Lahti, Finland | Surgical light systems : Q-Flow (sipas listes bshkengjitur) | l | Sistem ndricimi kirurgjikal. | instrumenta shumeperdorimesh
12381 | Sterile kits of needles for intradermal injections (sipas listes bashkengjitur) | MEGAPHARMA shpk | 13.07.2022 | Needle Concept 1 Allee Pierre Georges Latecoere, 64200 Biarritz, France | Sterile kits of needles for intradermal injections (sipas listes bashkengjitur) | lla | Kit steril aggesh per injeksion intradermal. | Tjeter
12382 | Adhesive and conducting paste for EEG, EP, EMG - G014 | Biometric Albania shpk | 13.07.2022 | Fiab SpA Via P. Costoli, 4 Vicchio Firenze, 50039 Italy | Adhesive and conducting paste for EEG, EP, EMG - G014 | l | Aksesore (ngjites dhe paste) per EEG, EP, EMG. | Pajisje nje perdorimeshe
12383 | ALIAXIN SV - Superior Volume | Sollaku Group shpk | 14.07.2022 | Rose Pharma S.A. Via San Gottardo, 10 - 6900 Lugano, Svizzera | ALIAXIN SV - Superior Volume | lll | Produkte per mezoterapi dhe trajtime estetike. | Tjeter
12384 | McGRATH 3.6V Battery - 340-000-000 (Basic UDI-DI: 0763000B000149288) | O.E.S Distrimed | 14.07.2022 | Covidien LLC 15 Hampshire Street Mansfield Massachusetts 02048 USA | McGRATH 3.6V Battery - 340-000-000 (Basic UDI-DI: 0763000B000149288) | l | Bateri per video-laringoskop | Instrumenta shumeperdorimesh
12385 | AEX Generator - 40-405-1; AEX Generator Refurbished - 40-405-1R; Universal Footswitch System - 34-109-1 | O.E.S Distrimed | 14.07.2022 | Medtronic Navigation Inc. 826 Coal Creek Circle Louisville, CO 80027 USA | AEX Generator - 40-405-1; AEX Generator Refurbished - 40-405-1R; Universal Footswitch System - 34-109-1 | llb | Gjenerator per pajisjet mjekesore, perdorim spitalor | Pajisje elektromekanike
12386 | PlasmaBlade Disposable Family | O.E.S Distrimed | 14.07.2022 | Medtronic Navigation Inc. 826 Coal Creek Circle Louisville, CO 80027 USA | PlasmaBlade Disposable Family (sipas listes se bashkengjitur) | llb | Sistem kirurgjikal per prerjen dhe koagulimin e indeve te buta | Pajisje një përdorimëshe
12387 | Otosan Nasal Spray Baby: 100001348 | R Farm Distribution shpk | 14.07.2022 | OTOSAN SRL Via Degli Scavi 32 - 47122 Forli' (FC) Italia | Otosan Nasal Spray Baby: 100001348 | l | Spraj nazal per higjenen e hundes se femijes. | Tjeter
12388 | Otosan Nasal Wash Kit: 1000016286 | R Farm Distribution shpk | 14.07.2022 | OTOSAN SRL Via Degli Scavi 32 - 47122 Forli' (FC) Italia | Otosan Nasal Wash Kit: 1000016286 | l | Kit per pastrimin dhe higjenen e hundes. | Tjeter
12389 | Anti-S for card method Coombs-reactive, polyclobal, human: 213183 | PEGASUS shpk | 14.07.2022 | Antitixin GmbH 69245 Bammental, Industriestrasse 88, Deutschland / Germany | Anti-S for card method Coombs-reactive, polyclobal, human: 213183 | In Vitro | Test qe sherben per gjetjen e Anti-S i cili eshte nje antitrup IgG dhe nje nder shkaqet e semundjes hemotilike te fetusit dhe te porsalinurit. | Pajisje te diagnostikimit in vitro
12390 | Anti-Leb for card method monoclonal, mouse clone: LEB1 : 213219 | PEGASUS shpk | 14.07.2022 | Antitixin GmbH 69245 Bammental, Industriestrasse 88, Deutschland / Germany | Anti-Leb for card method monoclonal, mouse clone: LEB1 : 213219 | In Vitro | Eshte nje test qe sherben per gjetjen e antitrupave te Lewis ne grate shtatezena. | Pajisje te diagnostikimit in vitro
12391 | Anti-Lea for card method monoclonal, mouse clone: GA2 : 213217 | PEGASUS shpk | 14.07.2022 | Antitixin GmbH 69245 Bammental, Industriestrasse 88, Deutschland / Germany | Anti-Lea for card method monoclonal, mouse clone: GA2 : 213217 | In Vitro | Eshte nje test qe sherben per gjetjen e antitrupave te Lea ne grate shtatezena. | Pajisje te diagnostikimit in vitro
12392 | Toplan Implant System (T01 Healing Abutments, T02 Healing Abutment, T01 Cover Screw, T02 Cover Screw) (sipas listes bashkengjitur) | Big-Box shpk | 14.07.2022 | Toplan Co., Ltd. Ga-dong, 13, Neunggil-ro, 115beon-gil, Danwon-gu, Ansan-si, Gyeonggi-do, Republic of Korea | Toplan Implant System (T01 Healing Abutments, T02 Healing Abutment, T01 Cover Screw, T02 Cover Screw) (sipas listes bashkengjitur) | llb | Vida sheruese dhe abutment qe perdoret per implantet. | Pajisje dentare
12393 | Sanifix - Gel disinfettante: 50ml, 80ml, 250ml, 500ml, 1000ml, 2000ml, 5000ml | CFO PHARMA shpk | 14.07.2022 | SANIFIX Srl Piazza Ferrari 22/B, 47921 Rimini, Italy | Sanifix - Gel disinfettante: 50ml, 80ml, 250ml, 500ml, 1000ml, 2000ml, 5000ml | l | Xhel dizinfetkues per duart, permban etanol. | Tjeter
12394 | Orthopaedic Supports (sipas listes bashkengjitur) | OksiAlb shpk | 14.07.2022 | Mobiak S.A Kathiana Akrotitiu-Chania-Ctrete-Greece | Orthopaedic Supports (sipas listes bashkengjitur) | l | Paterica qe ndihmojne ne ecjen e pacientit. | Tjeter
12395 | Orthopaedic Supports (sipas listes bashkengjitur) | OksiAlb shpk | 14.07.2022 | Mobiak S.A Kathiana Akrotitiu-Chania-Ctrete-Greece | Orthopaedic Supports (sipas listes bashkengjitur) | l | Suporte per gjymtyret. | Tjeter
12396 | Mask (sipas listes bashkengjitur) | OksiAlb shpk | 14.07.2022 | BMC Medical Co., Ltd. Room 110 Tower A Fengyu Building, No. 115 Fucheng Road, Haidian 100036 Bejing, P.R. China | Mask (sipas listes bashkengjitur) | lla | Maska te ndryshme oksigjeni. | Pajisje anestezie dhe respiratore
12397 | Electric Beds (sipas listes bashkengjitur) | OksiAlb shpk | 14.07.2022 | Mobiak S.A Kathiana Akrotitiu-Chania-Ctrete-Greece | Electric Beds (sipas listes bashkengjitur) | l | Krevate elektrike. | Pajisje per mobilim spitalor
12398 | BioR flex 01 BBS: AD0191A; BioR flex 01 BS: AW00910; BioR flex 01 BS PF: AW00911 | Fedos shpk | 14.07.2022 | Fresenius Kabi AG 61346 Bad Homburg, Germany | BioR flex 01 BBS: AD0191A; BioR flex 01 BS: AW00910; BioR flex 01 BS PF: AW00911 | llb | Filter gjaku i cili perdoret per filtrimin sipas kerkeses se koncentrateve te qelizave te kuqe te gjakut. | Pajisje nje perdorimeshe
12399 | Nitrile Examination Gloves - Powder Free - DIAMOND | Diamant Pharma shpk | 15.07.2022 | Top Glove Sdn. Bhd. Lot 4969, Jalan Teratai Batu 6, Off Jalan Meru, 41050 Klang, Selangor D. E., MALAYSIA | Nitrile Examination Gloves - Powder Free - DIAMOND | l | Doreza ekzaminimi nitrile pa puder. | Pajisje nje perdorimeshe
12400 | Suspensory tapes: 10400/ ERCELACS BLANC/1 6MMX75CM PLATE; 10420/ ERCELACS BLEU/1 4MMX75CM PLATE; 10430/ ERCELACS VERT/1 2MMX75CM PLATE; 32300M20 STERILAC | Evita sh.p.k | 15.07.2022 | PETERS SURGICAL 42 rue Benoit Frachon 93013 BOBIGNY CEDEX FRANCE | Suspensory tapes: 10400/ ERCELACS BLANC/1 6MMX75CM PLATE; 10420/ ERCELACS BLEU/1 4MMX75CM PLATE; 10430/ ERCELACS VERT/1 2MMX75CM PLATE; 32300M20 STERILAC | IIa | Shirit ndihmes kirurgjikal qe perdoret per te diferencuar enet e gjakut, nervave dhe organeve. | Tjeter
12401 | GEM Premier 3500 Analyzer | Biometric Albania sh.p.k | 15.07.2022 | Instrumentation Laboratory Company 180 Hartwell Road Bedford Massachusetts 01730-2443 USA | GEM Premier 3500 Analyzer (sipas listes bashkengjitur) | in vitro | Analizator me kontrollet dhe reagentet perkates. | Pajisje laboratori
12402 | EVA Mycosis Ovules; EVA Intima Mycosis Ovules | Winpharma shpk | 15.07.2022 | Ioulia & Irene Tseti Pharmaceutical Laboratories S.A (Distinctive Title: INTERMED) 27, Kalyftaki Str, Kifissia, 14564, Greece | EVA Mycosis Ovules; EVA Intima Mycosis Ovules | lla | Ovula per monoterapi ne infeksionet mykotike vaginale te perseritura. | Tjeter
12403 | Soluble Transferrin Receptors Controls (STFR Control): TF10162 | Labor Dr. Limbach Heidelberg Germany shpk | 15.07.2022 | Randox Laboratories Limited 55 Diamond Road, Crumlin, County Antrim, BT29 4QY, United Kingdom | Soluble Transferrin Receptors Controls (STFR Control): TF10162 | In Vitro | Reagent kontrolli per vleresimin e mungeses se dyshuar te hekurit. | Pajisje te diagnostikimit in vitro
12404 | Soluble Transferrin Receptors Calibrator (STFR CAL): TF10161 | Labor Dr. Limbach Heidelberg Germany shpk | 15.07.2022 | Randox Laboratories Limited 55 Diamond Road, Crumlin, County Antrim, BT29 4QY, United Kingdom | Soluble Transferrin Receptors Calibrator (STFR CAL): TF10161 | In Vitro | Reagent kalibrimi per vleresimin e mungeses se dyshuar te hekurit. | Pajisje te diagnostikimit in vitro
12405 | ACL TOP | Biometric Albania sh.p.k | 15.07.2022 | Instrumentation Laboratory Company 180 Hartwell Road Bedford Massachusetts 01730-2443 USA | ACL TOP (sipas listes bashkengjitur) | in vitro | Pajisje, reagente dhe aksesore per koagulometer. | Pajisje laboratori
12406 | HemoCue® Hb 201+ Analyzer | Biometric Albania sh.p.k | 15.07.2022 | HemoCue AB Kuvettgatan 1 SE-262 71 Angelholm Sweden | HemoCue® Hb 201+ Analyzer | in vitro | Analizator per matjen e nivelit te hemoglobines dhe derivateve. | Pajisje laboratori
12407 | CARDIOPLEGIA CANNULAE | Gen-Albfarma | 15.07.2022 | Sorin Group Italia S.r.l. Via Statale 12 Nord, 86 41037 Mirandola (MO)-Italy | CARDIOPLEGIA CANNULAE (sipas listes se bashkengjitur) | lla | Një pajisje tubulare sterile, me një lumen të vetëm, e krijuar për të dhënë zgjidhje kardioplegjike në rrënjën e aortës për të ndaluar rrahjet e zemrës dhe për ta mbajtur atë në gjumë; mund të përdoret gjithashtu për të ajrosur aortën dhe zemrën e majtë gjatë një procedure bypass kardiopulmonar | Pajisje një përdorimëshe
12408 | Radio Frequency Systems for non-invasive skin ablation, skin resufacing, cirkumferential reduction, body contouring, improvement of cellulite apparence and tratment of wrinkles (sipas listes bashkengjitur) | Laser Med shpk | 15.07.2022 | InMode Ltd. Tavor building, Shaar Yokneam, P.O.Box 533 Yokneam 2069206, Israel | Radio Frequency Systems for non-invasive skin ablation, skin resufacing, cirkumferential reduction, body contouring, improvement of cellulite apparence and tratment of wrinkles (sipas listes bashkengjitur) | llb | Sisteme radiofrrekuence per ablacion jo invaziv, rimodelim te lekures, reduktim te perimetrit dhe konturim te trupit, permiresim i oaraqitjes se celulitit dhe trajtim i rrudhave. | Tjeter
12409 | Anti-A1 Lectin 213437 | Pegasus sh.p.k | 15.07.2022 | Medion Grifols Diagnostics AG Bonnstrasse 9 CH-3186 Dudingen | Anti-A1 Lectin 213437 | in vitro | Antisera te lengeta per tipezimin e qelizave te kuqe te gjakut duke perdorur teknika konvencionale serologjike si tuba mikropllaka etj. | Pajisje te diagnostikimit in vitro
12410 | Anti-Lub Mono-Type® Dual 213295 | Pegasus sh.p.k | 15.07.2022 | Medion Grifols Diagnostics AG Bonnstrasse 9 CH-3186 Dudingen | Anti-Lub Mono-Type® Dual 213295 | in vitro | Antisera te lengeta per tipezimin e qelizave te kuqe te gjakut duke perdorur teknika konvencionale serologjike si tuba mikropllaka etj. | Pajisje te diagnostikimit in vitro
12411 | Anti-D IgG Mono-Type® 213005 | Pegasus sh.p.k | 15.07.2022 | Medion Grifols Diagnostics AG Bonnstrasse 9 CH-3186 Dudingen | Anti-D IgG Mono-Type® 213005 | in vitro | Antisera te lengeta per tipezimin e qelizave te kuqe te gjakut duke perdorur teknika konvencionale serologjike si tuba mikropllaka etj. | Pajisje te diagnostikimit in vitro
12412 | Sero-Cyte® Pool 0.8% 213634 | Pegasus sh.p.k | 15.07.2022 | Medion Grifols Diagnostics AG Bonnstrasse 9 CH-3186 Dudingen | Sero-Cyte® Pool 0.8% 213634 | in vitro | Antisera te lengeta per tipezimin e qelizave te kuqe te gjakut duke perdorur teknika konvencionale serologjike si tuba mikropllaka etj. | Pajisje te diagnostikimit in vitro
12413 | Bromelase® 213578 | Pegasus sh.p.k | 15.07.2022 | Medion Grifols Diagnostics AG Bonnstrasse 9 CH-3186 Dudingen | Bromelase® 213578 | in vitro | Antisera te lengeta per tipezimin e qelizave te kuqe te gjakut duke perdorur teknika konvencionale serologjike si tuba mikropllaka etj. | Pajisje te diagnostikimit in vitro
12414 | Anti-K Mono-Type® (2) -213557; 213558; | Pegasus sh.p.k | 15.07.2022 | Medion Grifols Diagnostics AG Bonnstrasse 9 CH-3186 Dudingen | Anti-K Mono-Type® (2) -213557; 213558; | in vitro | Antisera te lengeta per tipezimin e qelizave te kuqe te gjakut duke perdorur teknika konvencionale serologjike si tuba mikropllaka etj. | Pajisje te diagnostikimit in vitro
12415 | Essential II Control 213287 | Pegasus sh.p.k | 15.07.2022 | Medion Grifols Diagnostics AG Bonnstrasse 9 CH-3186 Dudingen | Essential II Control 213287 | in vitro | Antisera te lengeta per tipezimin e qelizave te kuqe te gjakut duke perdorur teknika konvencionale serologjike si tuba mikropllaka etj. | Pajisje te diagnostikimit in vitro
12416 | Sprint Quattro Secure S MRI™ SureScan™ : 6935M - Lead Lengths: 55cm, 62cm | O.E.S DISTRIMED shpk | 15.07.2022 | Medtronic Inc. 710Medtronic Parkway N.E. Minneapolis MN 55432 USA | Sprint Quattro Secure S MRI™ SureScan™ : 6935M - Lead Lengths: 55cm, 62cm | Te implantueshme aktive | Electroda te implantueshme active per funksionimin e pacemakerave te implantueshem. | Pajisje te implantueshme aktive
12417 | Sprint Quattro Secure S MRI™ SureScan™ : 6947M - Lead Lengths: 55cm, 62cm | O.E.S DISTRIMED shpk | 15.07.2022 | Medtronic Inc. 710Medtronic Parkway N.E. Minneapolis MN 55432 USA | Sprint Quattro Secure S MRI™ SureScan™ : 6947M - Lead Lengths: 55cm, 62cm | Te implantueshme aktive | Electroda te implantueshme active per funksionimin e pacemakerave te implantueshem. | Pajisje te implantueshme aktive
12418 | Embolectomy catheters (sipas listes bashkengjitur) | O.E.S DISTRIMED shpk | 15.07.2022 | HAGMED Spotka z o. o. sp. k. Tomaszowska 32, 96-200 Rawa Mazowiecka, Poland | Embolectomy catheters (sipas listes bashkengjitur) | lla | Katetere mjekesore per embolektomi. | Pajisje nje perdorimeshe
12419 | Aerobika Oscillating Positive Expiratory Pressure (OPEP) Device REF:110501 UDI-DI: 762860OPEP1G$ | Pandeli Tashi sh.p.k | 15.07.2022 | Trudell Medical International 725 Baransway Drive London, Ontario, Canada N5V 5G4 | Aerobika Oscillating Positive Expiratory Pressure (OPEP) Device REF:110501 UDI-DI: 762860OPEP1G$ | I | Pajisje qe perdoret per presione expiratore pozitive. | Pajisje anestezie dhe respiratore
12420 | In vitro medical devices | Krijon sh.p.k | 18.07.2022 | BioMaxima S.A. Vetterow 5, 20-277 Lublin, Poland | In vitro medical devices (sipas listes bashkengjitur) | In Vitro | Disqe antibiotikesh qe sherbejne per studimin e ndjeshmerise antimikrobiale. | Tjeter
12421 | MagMAX™ Viral/Pathogen II (MVP II) Nucleic Acid Isolation Kit - A48383 | Krijon sh.p.k | 18.07.2022 | Life Technologies Europe B.V., kwartsweg 2, 2665 NN Bleiswijk, The Netherlands, RG24 8 PW | MagMAX™ Viral/Pathogen II (MVP II) Nucleic Acid Isolation Kit - A48383 | In Vitro | Kite per izolimin e acideve nukleike nga tamponat nazofaringeal te njerezit. | Pajisje te diagnostikimit in vitro
12422 | Vascular guide-catheter, single use: Neuron ™Intracranial Access System | GP Medical AL sh.p.k | 18.07.2022 | Penumbra, Inc. One Penumbra Place Alameda, CA 94502, USA | Vascular guide-catheter, single use: Neuron ™Intracranial Access System (sipas listes bashkengjitur) | III | kateter nje perdorimesh vaskular. | Pajisje te implantueshme jo aktive
12423 | Neurovascular & Non-neurovascular Embolization Coil Penumbra Coil System/ Penumbra Coil 400 Penumbra Coil Detachment Handle | GP Medical AL sh.p.k | 18.07.2022 | Penumbra, Inc. One Penumbra Place Alameda, CA 94502, USA | Neurovascular & Non-neurovascular Embolization Coil Penumbra Coil System/ Penumbra Coil 400 Penumbra Coil Detachment Handle (sipas listes bashkengjitur) | III;Is | Spirale embolizimi neurovaskular dhe jo neurovaskular. | Pajisje te implantueshme jo aktive
12424 | Intravascular Microflow Catheters: PX 400™ Microcatheter, PX SLIM™ Delivery Microcatheter, Velocity® Delivery Microcatheter, LANTERN™ Delivery Microcatheter | GP Medical AL sh.p.k | 18.07.2022 | Penumbra, Inc. One Penumbra Place Alameda, CA 94502, USA | Intravascular Microflow Catheters: PX 400™ Microcatheter, PX SLIM™ Delivery Microcatheter, Velocity® Delivery Microcatheter, LANTERN™ Delivery Microcatheter (sipas listes bashkengjitur) | III | Microcateter vaskular te perdorura ne procedura minimalisht invazive. | Pajisje te implantueshme jo aktive
12425 | Stainless Steel Hospital Furniture: AB10.60, AB10.66, AB10.50, AB10.55, AB20.20, AB20.50, AB20.60, AB40.32, AB40.40, AB20.90, AB30.00, AB30.01, AB90.30, AB90.40, AB90.50, AB90.10, AB90.20, AB90.00, AB90.70, AB90.71, AB90.72, AB90.73, AB90.74, AB90.75, AB90.76, AB90.77, AB90.80, AB90.81, AB90.82, AB90.83, AB90.84, AB90.85, AB90.86, AB90.87, AB90.15, AB90.12, AB80.50, AB80.51, AB00.40, AB50.50, AB90.90, AB90.92, AB90.91, AB50.44, AB50.55, AB61.90, AB61.80, AB61.70, AB60.90, AB60.80, AB60.70, AB62.20, AB62.30, AB62.10, AB00.21, AB00.23, AB00.22, AB00.10, AB00.11, AB00.12, AB00.13, AB70.20, AB70.30, AB75.05, AB75.15, AB00.50, AB90.95, AB90.96, AB90.97, AB90.98, AB90.99, AB90.04, AB90.05, AB90.01, AB90.02, AB90.03, AB90.93, AB90.94, AB00.30 | SOMBRERO sh.p.k | 19.07.2022 | INSPITAL MEDIKAL TEKNOLOJI A.S. Karaoglan Mah. Kume Evleri No. 74506830 Golbasi Ankara, Turkiye | Stainless Steel Hospital Furniture: AB10.60, AB10.66, AB10.50, AB10.55, AB20.20, AB20.50, AB20.60, AB40.32, AB40.40, AB20.90, AB30.00, AB30.01, AB90.30, AB90.40, AB90.50, AB90.10, AB90.20, AB90.00, AB90.70, AB90.71, AB90.72, AB90.73, AB90.74, AB90.75, AB90.76, AB90.77, AB90.80, AB90.81, AB90.82, AB90.83, AB90.84, AB90.85, AB90.86, AB90.87, AB90.15, AB90.12, AB80.50, AB80.51, AB00.40, AB50.50, AB90.90, AB90.92, AB90.91, AB50.44, AB50.55, AB61.90, AB61.80, AB61.70, AB60.90, AB60.80, AB60.70, AB62.20, AB62.30, AB62.10, AB00.21, AB00.23, AB00.22, AB00.10, AB00.11, AB00.12, AB00.13, AB70.20, AB70.30, AB75.05, AB75.15, AB00.50, AB90.95, AB90.96, AB90.97, AB90.98, AB90.99, AB90.04, AB90.05, AB90.01, AB90.02, AB90.03, AB90.93, AB90.94, AB00.30 | I | Mobilje spitalore inox. | Tjeter
12426 | Electrosurgical Unit: NS04.00; NS02.50; NS02.00; NS01.60; SM-20 | SOMBRERO sh.p.k | 19.07.2022 | INSPITAL MEDIKAL TEKNOLOJI A.S. Karaoglan Mah. Kume Evleri No. 74506830 Golbasi Ankara, Turkiye | Electrosurgical Unit: NS04.00; NS02.50; NS02.00; NS01.60; SM-20 | I | Pajisje te salles se operacionit | Tjeter
12427 | Powerline Percutaneous Transluminal Coronary Angioplasty (PTCA) Catheter | GP Medical AL sh.p.k | 19.07.2022 | Biosensors Interventional Technologies Pte. Ltd. 36 Jalan Tukang Singapore 619266 Singapore | Powerline Percutaneous Transluminal Coronary Angioplasty (PTCA) Catheter | III | Kateter me shkempim te shpejte me nje bosht te integruar dhe nje balon distal. | Pajisje te implantueshme jo aktive
12428 | VITRA 2 and accessories | PEGASUS shpk | 19.07.2022 | Quantel Medical 11, Rue du Bois Joli - CS40015, 63808 Cournon d'Auvergne Cedex, France | VITRA 2 and accessories | llb | Lazer per aplikime oftalmologjike. | Pajisje oftalmike dhe optike
12429 | VITRA 689 and accessories | PEGASUS shpk | 19.07.2022 | Quantel Medical 11, Rue du Bois Joli - CS40015, 63808 Cournon d'Auvergne Cedex, France | VITRA 689 and accessories | llb | Lazer per aplikime oftalmologjike. | Pajisje oftalmike dhe optike
12430 | VITRA 810 and accessories | PEGASUS shpk | 19.07.2022 | Quantel Medical 11, Rue du Bois Joli - CS40015, 63808 Cournon d'Auvergne Cedex, France | VITRA 810 and accessories | llb | Lazer per aplikime oftalmologjike. | Pajisje oftalmike dhe optike
12431 | ConfigXplorer (REF 30-0100-01) (UDI-DI: 91201229230JV) | PEGASUS shpk | 19.07.2022 | Macro Array Diagnostics Lembockgasse 59/Top 4, A-1230, Vienna | ConfigXplorer (REF 30-0100-01) (UDI-DI: 91201229230JV) | In Vitro | Instrument kalibrimi per pajisjen Xplorer. | Pajisje te diagnostikimit in vitro
12432 | Memo 4D (sipas listes bashkengjitur) | GP MEDICAL AL shpk | 19.07.2022 | Corcym S.r.l. Via Crescentino sn, 13040 Saluggia (VC), Italy | Memo 4D (sipas listes bashkengjitur) | lll | Unaze anuloplastike e destinuar per tu perdorur ne riparimin e valzulave mitrale te zemres. | Pajisje te implantueshme jo aktive
12433 | Carbomedics Carbo-Seal Aortovalvular Prothesis; Carbomedics Carbo-Seal Valsalva Aortovalvular Prothesis (sipas listes bashkengjitur) | GP MEDICAL AL shpk | 19.07.2022 | Corcym S.r.l. Via Crescentino sn, 13040 Saluggia (VC), Italy | Carbomedics Carbo-Seal Aortovalvular Prothesis; Carbomedics Carbo-Seal Valsalva Aortovalvular Prothesis (sipas listes bashkengjitur) | lll | Protezat e aortes ngjitese qe perdoren ne kirurgjine e zemres se hapur per zevendesimin e njekohshem te aortes ascendente. | Pajisje te implantueshme jo aktive
12434 | Accessories for the Perceval autureless aortic heart valve (sipas listes bashkengjitur) | GP MEDICAL AL shpk | 19.07.2022 | Corcym S.r.l. Via Crescentino sn, 13040 Saluggia (VC), Italy | Accessories for the Perceval autureless aortic heart valve (sipas listes bashkengjitur) | lla | Aksesore per valvulat e zemres gjate procedurave te implantimit. | instrumenta shumeperdorimesh
12435 | Anti-Fyᵃ for DG Gel: 213206 | PEGASUS shpk | 20.06.2022 | Medion Grifols Diagnostics AG Bonnstrasse 9, CH - 3186 Düdingen | Anti-Fyᵃ for DG Gel: 213206 | In Vitro | Antisera te lenget per ripizimin e qelizave te kuqe te gjakut. | Pajisje te diagnostikimit in vitro
12436 | Anti-Fyᵇ for DG Gel: 213207 | PEGASUS shpk | 20.06.2022 | Medion Grifols Diagnostics AG Bonnstrasse 9, CH - 3186 Düdingen | Anti-Fyᵇ for DG Gel: 213207 | In Vitro | Antisera te lenget per ripizimin e qelizave te kuqe te gjakut. | Pajisje te diagnostikimit in vitro
12437 | Anti-P₁ Mono-Type® Dual: 213292 | PEGASUS shpk | 20.06.2022 | Medion Grifols Diagnostics AG Bonnstrasse 9, CH - 3186 Düdingen | Anti-P₁ Mono-Type® Dual: 213292 | In Vitro | Antisera te lenget per ripizimin e qelizave te kuqe te gjakut. | Pajisje te diagnostikimit in vitro
12438 | Anti-Luᵃ for DG Gel: 213294 | PEGASUS shpk | 20.06.2022 | Medion Grifols Diagnostics AG Bonnstrasse 9, CH - 3186 Düdingen | Anti-Luᵃ for DG Gel: 213294 | In Vitro | Antisera te lenget per ripizimin e qelizave te kuqe te gjakut. | Pajisje te diagnostikimit in vitro
12439 | Anti-Kpᵇ Dual: 213996 | PEGASUS shpk | 20.06.2022 | Medion Grifols Diagnostics AG Bonnstrasse 9, CH - 3186 Düdingen | Anti-Kpᵇ Dual: 213996 | In Vitro | Antisera te lenget per ripizimin e qelizave te kuqe te gjakut. | Pajisje te diagnostikimit in vitro
12440 | Anti-Kpᵃ Dual: 213995 | PEGASUS shpk | 20.06.2022 | Medion Grifols Diagnostics AG Bonnstrasse 9, CH - 3186 Düdingen | Anti-Kpᵃ Dual: 213995 | In Vitro | Antisera te lenget per ripizimin e qelizave te kuqe te gjakut. | Pajisje te diagnostikimit in vitro
12441 | Anti-H Mono-Type®: 213633 | PEGASUS shpk | 20.06.2022 | Medion Grifols Diagnostics AG Bonnstrasse 9, CH - 3186 Düdingen | Anti-H Mono-Type®: 213633 | In Vitro | Antisera te lenget per ripizimin e qelizave te kuqe te gjakut. | Pajisje te diagnostikimit in vitro
12442 | Li-lon rech. Battery 3.5V ri-accu® L for plug-in charger from 10694 to 10694 | O.E.S Distrimed sh.p.k | 20.07.2022 | Rudolf Riester GmbH Bruckstrabe 31, D-72417 Jungingen, Germany | Li-lon rech. Battery 3.5V ri-accu® L for plug-in charger from 10694 to 10694 | I | Bateri oftolmoskopi per perdorim spitalor. | Instumenta shumeperdorimesh
12443 | ri-scope® - handle Type C from 10630 to 10670 | O.E.S Distrimed sh.p.k | 20.07.2022 | Rudolf Riester GmbH Bruckstrabe 31, D-72417 Jungingen, Germany | ri-scope® - handle Type C from 10630 to 10670 | I | Doreze per bateri oftalmoscopi. | Instumenta shumeperdorimesh
12444 | ri-scope® - L Ophthalmoscope head from 10568 to 10596-301 | O.E.S Distrimed sh.p.k | 20.07.2022 | Rudolf Riester GmbH Bruckstrabe 31, D-72417 Jungingen, Germany | ri-scope® - L Ophthalmoscope head from 10568 to 10596-301 | I | Instrument mjekesore per diagnostike ,perdorim spitalor. | Pajisje oftalmike dhe optike
12445 | CO2 laser system - FRAXIS - FRX-C1 | Mediline shpk | 20.06.2022 | ILOODA Co., Ltd. 120, Jangan-ro 458beon-gil, Jangan-gu, Suwon-si, Gyeonggi-do, 16200, Republic of Korea | CO2 laser system - FRAXIS - FRX-C1 | llb | Lazer CO2 me teknologji RF fraksionale me mikrogjilpere per trajtime estetike te lekures. | Pajisje elektromekanike.
12446 | HemoCue® Hb 301 Microcuvettes | Biometric Albania shpk | 20.06.2022 | HemoCue AB Kuvettgatan 1, SE-262 71 Angelholm, Sweden | HemoCue® Hb 301 Microcuvettes | In Vitro | Mikrokuveta per aparatin HemoCue 301 Analyzer. | Pajisje te diagnostikimit in vitro
12447 | Patient Monitor: BMO210, BMO220, BMO310, BMO100 | Sombrero shpk | 20.06.2022 | BMV Technology Co., Ltd. 4/F, BMV of Yinjin Buiding, Block 71, Baoan Centre District, Shenzehen 518010, Guangdong, P.R.China | Patient Monitor: BMO210, BMO220, BMO310, BMO100 | llb | Monitor per matjen e parametrave vital te njeriut. | Tjeter
12448 | Patient Monitor: K10, K12, K15 | Sombrero shpk | 20.06.2022 | Shenzhen Creative Industry Co., Ltd. Floor 5, BLD 9, BaiWangxin High-Tech Industrial Park, Songbai Road, Xili Street, Nanshan District, 518110 Shenzhen, P.R.China | Patient Monitor: K10, K12, K15 | llb | Monitor per matjen e parametrave vital te njeriut. | Tjeter
12449 | HemoCue® Hb 201 Microcuvettes | Biometric Albania shpk | 21.06.2022 | HemoCue AB Kuvettgatan 1, SE-262 71 Angelholm, Sweden | HemoCue® Hb 201 Microcuvettes | In Vitro | Mikrokuveta per aparatin HemoCue 301 Analyzer. | Pajisje te diagnostikimit in vitro
12450 | mucoderm® : 15x20mm - 1 piece - 701520; 20x30mm - 1 piece - 702030; 30x40mm - 1 piece - 703040; ø10mm - 710210 | New Dental shpk | 21.06.2022 | botiss biomaterials GmbH Hauptstrasse 28, 15806 Zossen, Germany | mucoderm® : 15x20mm - 1 piece - 701520; 20x30mm - 1 piece - 702030; 30x40mm - 1 piece - 703040; ø10mm - 710210 | lll | Matrice kolagjeni qe ofron nje alternative te sigurte per transplantet autologe te indeve te buta. | Pajisje dentare
12451 | sterile swab in PS tube, single labeled: 111198; swab 111198 - single wrap: 111298; swab 112191 sterile - single wrap: 12298; swab 12491 sterile - single wrap: 112498; swab 112591 sterile - single wrap: 112598; swab 112691 sterile - single wrap: 112698 | KRIJON shpk | 21.06.2022 | LP Italiana SPA Via C. Reale 15/4, 20157 Milano, Italy | sterile swab in PS tube, single labeled: 111198; swab 111198 - single wrap: 111298; swab 112191 sterile - single wrap: 12298; swab 12491 sterile - single wrap: 112498; swab 112591 sterile - single wrap: 112598; swab 112691 sterile - single wrap: 112698 | ls | Tampona sterile qe perdoren per te marre mostra biologjike nga trupi i njeriut. | Pajisje te diagnostikimit in vitro
12451 | RT Plus Modular Knee System Instruments | Layo sh.p.k | 21.07.2022 | Smith & Nephew Orthopaedics AG, Oberneuhofstrasse 10d, 6340 Baar, Switzerland | RT Plus Modular Knee System Instruments (sipas listes bashkengjitur) | Iia | Instrumente ne sherbimin e ortopedise per implantimin e komponenteve te protezimit te gjurit. | Instumenta shumeperdorimesh
12452 | Test tubes for sample of human body fluids (sipas listes bashkengjitur) | KRIJON shpk | 21.06.2022 | LP Italiana SPA Via C. Reale 15/4, 20157 Milano, Italy | Test tubes for sample of human body fluids (sipas listes bashkengjitur) | In Vitro | Mjete laboratorike si ene, materiale konsumi plastike, tuba testimi qe perdoren per te mbledhur mostra nga lengjet e ndryshme te trupit. | Pajisje te diagnostikimit in vitro
12453 | Tips and Pipettes for tranferring samples of biological fluids coming from human body (sipas listes bashkengjitur) | KRIJON shpk | 21.06.2022 | LP Italiana SPA Via C. Reale 15/4, 20157 Milano, Italy | Tips and Pipettes for tranferring samples of biological fluids coming from human body (sipas listes bashkengjitur) | In Vitro | Mjete laboratorike si maja, pipeta etj qe perdoren per te mbledhur mostra nga lengjet e ndryshme te trupit. | Pajisje te diagnostikimit in vitro
12454 | Sterile gauze swabs without x-ray; Disposable surgical gowns; Sterile Hemosttasis adhesive dressinger series(sterile wound plasters liquid transfusion plaster and adhesive dressing: COULTER DxH Diiff Pack - I.V.Dressing- Wound dressing- Zinc oxide plaster- PE/Silk/Non-woven Plaster; Umbilical cord clamp; Sterile latex examination gloves:S, M, L, XL; Urine Bags | Montal sh.p.k | 22.07.2022 | Shanghai Channelmed Import & Export Co., Ltd. (Channelmed Group) Room 1402, No. 707 of Zhangyang Road, 200120 Shanghai, People's Republic of China | Sterile gauze swabs without x-ray; Disposable surgical gowns; Sterile Hemosttasis adhesive dressinger series(sterile wound plasters liquid transfusion plaster and adhesive dressing: COULTER DxH Diiff Pack - I.V.Dressing- Wound dressing- Zinc oxide plaster- PE/Silk/Non-woven Plaster; Umbilical cord clamp; Sterile latex examination gloves:S, M, L, XL; Urine Bags | Is | Materiale mjekimi sterile. | Pajisje nje perdorimeshe.
12455 | Artemis™ Neuro Evacuation Device 1.5mm: AP15, 2.1mm: AP21, 2.8mm: AP28 | GP MEDICAL AL shpk | 22.06.2022 | Penumbra, Inc. One Penumbra Place Alameda, CA 94502, USA | Artemis™ Neuro Evacuation Device 1.5mm: AP15, 2.1mm: AP21, 2.8mm: AP28 | lll | Pajisje per aspirim ose shpelarje gjate kirurgjise. | Pajisje nje perdorimeshe
12456 | Benchmark™ Intracranial Access System (sipas listes bashkengjitur) | GP MEDICAL AL shpk | 22.06.2022 | Penumbra, Inc. One Penumbra Place Alameda, CA 94502, USA | Benchmark™ Intracranial Access System (sipas listes bashkengjitur) | lll | Kateter njeperdorimesh intravaskular. | Pajisje te implantueshme jo aktive
12457 | DDC™ Catheter (sipas listes bashkengjitur) | GP MEDICAL AL shpk | 22.06.2022 | Penumbra, Inc. One Penumbra Place Alameda, CA 94502, USA | DDC™ Catheter (sipas listes bashkengjitur) | lll | Kateter njeperdorimesh vaskular. | Pajisje te implantueshme jo aktive
12458 | NASAL SPLINTS AND THERMOPLASTIC SHEETS: EXTERNAL NASAL SPLINT METAL AND KIT (small, medium, large); EXTERNAL NASAL SPLINT THERMOPLASTIC AND KIT (small, medium, large); THERMOPLASTIC sheet 45x60 cm (white, skin colour, blue, red); INTERNAL NASAL SPLINT AND KIT (small, medium, large); SEPTAL SPLINT AND BUTTON; NASAL BIVAL AND SPLINT- NORMAL; THIN (small, medium, large); | Aquarius Medical sh.p.k | 22.07.2022 | AD MEDIKAL UR. IC VE DIS TIC. SAN. LTD. STI. GEDELEK KOYU ACMALAR MEVKII ORHANGAZI SANAYI BOLGESI 122. ADA 5. PARSEL NO 15 ORHANGAZI - BURSA- TURKEY | NASAL SPLINTS AND THERMOPLASTIC SHEETS: EXTERNAL NASAL SPLINT METAL AND KIT (small, medium, large); EXTERNAL NASAL SPLINT THERMOPLASTIC AND KIT (small, medium, large); THERMOPLASTIC sheet 45x60 cm (white, skin colour, blue, red); INTERNAL NASAL SPLINT AND KIT (small, medium, large); SEPTAL SPLINT AND BUTTON; NASAL BIVAL AND SPLINT- NORMAL; THIN (small, medium, large); | I | Splinte nazale per perdorim te brendshem dhe te jashtem dhe perdoren per rinoplastiken. | Pajisje nje perdorimeshe.
12459 | Profhilo | Sollaku Group sh.p.k | 25.07.2022 | IBSA Farmaceutici Italia S.r.l. Via Martiri di Cefalonia, 2 - 26900 Lodi (LO) Italia | PROFHILO- 3,2%; 16 mg (H-HA) + 16mg (L-HA)/ 1 ml Hyaluronic acid sodium salt. PROFHILO- 3,2%; 32 mg (H-HA) + 32mg (L-HA)/ 2 ml Hyaluronic acid sodium salt. PROFHILO BODY- 3,2%; 48 mg (H-HA) + 48mg (L-HA)/ 3 ml Hyaluronic acid sodium salt. | III | Produkte per mezoterapi dhe trajtime estetike | Tjeter
12460 | INSPITAL - Operating Lamp (sipas listes bashkengjitur) | Euromed shpk | 25.07.2022 | INSPITAL Medical Technology GmbH Kaiserswether str. 83b, 40878 Ratingen, Germany | INSPITAL - Operating Lamp (sipas listes bashkengjitur) | l | Llampa operatore per sallat kirurgjikale. | Pajisje per mobilim spitalor
12461 | Toplan Dental Implant Fixture | Big-Box sh.p.k | 25.07.2022 | Toplan Co., Ltd, Ga-dong, 13, Neunggil-ro, 115beon-gil, Danwon-gu, Ansan-si, Gyronggi-do, 15420, Republic of Korea | Toplan Dental Implant Fixture: T01 Fixture- T013606S, T013607S, T013608S, T013610S, T013612S, T013614S, T014006S, T014007S, T014008S, T014010S, T014012S, T014014S,T014506S, T014507S, T014508S, T014510S, T014512S, T014514S, T015006S, T015007S, T015008S, T015010S, T015012S, T015014S. T01 Ultra Wide Fixture - T016006S, T016007S, T016008S, T016010S, T016012S, T017006S, T017007S, T017008S, T017010S, T017012S. | IIb | Kite implantesh qe sherbejne per zevendesimin e dhembeve te humbur | Pajisje dentare
12462 | Medical Devices (sipas listes bashkengjitur) | Medik Line Stewart shpk | 25.07.2022 | General Topics s.r.l. Via Enrico Fermi, 7 - 25087 Salo (BS) ITALIA | Medical Devices (sipas listes bashkengjitur) | l, lla | Materiale dentare, konsumi. | Pajisje dentare
12463 | Patient Monitor (M40); Defibrillator/monitor (D700) | 2A Pharma sh.p.k | 25.07.2022 | Mediana Co.Ltd. 132, Donghwagongdan-ro, Munmak-eup, Wonju-si, gangwon-do, 26365, Republic of Korea | Patient Monitor (M40); Defibrillator/monitor (D700) | IIb | Monitor per monitorimin e frymarrjeve, defibrilator. | Pajisje anestezie dhe respirtaore
12464 | Pajisje per levizjen e pacientit | OKSIALB | 25.07.2022 | Mobiak S.A, Kathiana Akrotiriou-Chania-Crete-Greece | ELECTRIC FOLDABLE PATIENT LIFT "ACHILLEAS" WITHOUT SLING: 803150; PATIENT LIFT ΜΒC PEGASUS (135KGR): 804900; PATIENT LIFT MBC ATLAS (150KG): 808038; PATIENT LIFT MBC TALOS (180KGR): 804902 (UDI-DI 521300690patientlrs14PP) | I | Pajisje qe ndihmojne ne levizjen e pacienteve | Tjeter
12465 | Krevat per pacientin | OKSIALB | 25.07.2022 | Mobiak S.A, Kathiana Akrotiriou-Chania-Crete-Greece | Hospital beds (sipas listes bashkengjitur) | I | Krevate spitalore qe perdoren per shtrimin e pacientit, ekzaminimin etj | Tjeter
12466 | Mbajtese per terapine venoze | OKSIALB | 25.07.2022 | Mobiak S.A, Kathiana Akrotiriou-Chania-Crete-Greece | Medical Devices (sipas listes bashkengjitur) | I | Mbajtese per terapine venoze te pacientit | Tjeter
12467 | Ambulatory Blood Pressure Cuffs and Covers: 015-0068-06Q, Cuff, ABP, Adult, 24-32 CM; 015-0118-05Q, Cuff, ABP, Child, 12-20 CM; 016-0077-06Q, Cuff, ABP, Adult L, 32-42 CM; 016-0109-05Q, Cuff, ABP, Adult XL, 38-50 CM; | Konex sh.p.k | 25.07.2022 | Spacelabs Healthcare Limited Unit B, Foxholes Centre, John Tate Road, Hertford, SG13 7DT, UK | Ambulatory Blood Pressure Cuffs and Covers: 015-0068-06Q, Cuff, ABP, Adult, 24-32 CM; 015-0118-05Q, Cuff, ABP, Child, 12-20 CM; 016-0077-06Q, Cuff, ABP, Adult L, 32-42 CM; 016-0109-05Q, Cuff, ABP, Adult XL, 38-50 CM; | I | Mansheta per aparatin e matjes se tensionit. | tjeter
12468 | Silicone Thoracic Drain Tube: 2018 series | MONTAL shpk | 25.07.2022 | Fortune Medical Instrument Corp. 6F, No.29,Sec.2, Jhongjheng E.Rd.251 Danshuei Dist. New Tapei City Taiwan | Silicone Thoracic Drain Tube: 2018 series | lla | Pajisje mjekesore qe perdoren per drenazhim, kateterizim, qarkullimin e ajrit dhe te lengjeve etj. | Pajisje nje perdorimeshe
12469 | Disposable Cleaning Brush (sipas listes bashkengjitur) | MONTAL shpk | 25.07.2022 | Alton (Shanghai) Medical Instruments Co., Ltd. No. 24 Building, JinShao Rd. 1688, Baoshan District, 200949 Shanghai, P.R.China | Disposable Cleaning Brush (sipas listes bashkengjitur) | l | Furca pastrimi nje perdorimeshe qe sigurojne nje endoskop te paster. | Pajisje nje perdorimeshe
12470 | DxTerity™ Diagnostic Angiography Catheters (sipas listes bashkengjitur) | O.E.S DISTRIMED shpk | 25.07.2022 | Medtronic Inc. 710Medtronic Parkway N.E. Minneapolis MN 55432 USA | DxTerity™ Diagnostic Angiography Catheters (sipas listes bashkengjitur) | lll | Katetere diagnostikues angiografike per kardiologji. | Pajisje nje perdorimeshe
12471 | Combidyn - Pressure Tubings (sipas listes bashkengjitur) | O.E.S DISTRIMED shpk | 25.07.2022 | B. Braun Melsungen AG Carl-Braun-Str. 1, 34212 Melsungen, GERMANY | Combidyn - Pressure Tubings (sipas listes bashkengjitur) | lla | Sete monitorimi per matjen e presionit fiziologjik. | Instrumenta shumeperdorimesh
12472 | Plug-in charger for Li-Ion rech. Battery 3.5V ri-accu® L: 10707 | O.E.S DISTRIMED shpk | 25.07.2022 | Rudolf Riester GmbH Bruckstrasse 31, D-72417 Jungingen, Germany | Plug-in charger for Li-Ion rech. Battery 3.5V ri-accu® L: 10707 | l | Karikues per bateri oftalmoskopie. | instrumenta shumeperdorimesh
12473 | Operating table | Fedos | 25.07.2022 | FAMED Zywiec Sp. Z o. o. ul. Fabryczna 1, PL / 34-300 Zywiec | Operating Table SU-02 | I | Krevat operacioni | Pajisje elektromekanike
12474 | Aquarius 3 Hematology Analyser for in vitro determinations :A3N-1 | Genius sh.p.k | 25.07.2022 | Diatron MI Plc. H-1097 Tablas u.39, Budapest, Hungary | Aquarius 3 Hematology Analyser for in vitro determinations :A3N-1 | In Vitro | Instrumente in vitro, IVD, autoanalizator hematologjik per te diagnostifikuar, matur dhe llogaritur parametrat WBC, LYM%, LYM, GRA, GRA%, MID etj. | tjeter
12475 | UNIVERSAL CARD: SI 195.901 (1.000 tests); SI 195.904 (4.000 tests); SI 195.910 (10.000 tests); SI 195.920 (20.000 tests) | Genius sh.p.k | 25.07.2022 | ALIFAX S.r.l. via petrarca 2/1 35020 POLVERARA (PD) ITALY | UNIVERSAL CARD: SI 195.901 (1.000 tests); SI 195.904 (4.000 tests); SI 195.910 (10.000 tests); SI 195.920 (20.000 tests) | In Vitro | UNIVERSAL CARD: SI 195.901 (1.000 tests); SI 195.904 (4.000 tests); SI 195.910 (10.000 tests); SI 195.920 (20.000 tests) | tjeter
12476 | Reagente Kimike | Fedos-Uppsala | 25.07.2022 | R&D Systems - a Bio-techne brand, 614 McKinley Place, N.E. Minneapolis MN 55413, USA | Reagent: CBC-3D | In Vitro | Teste diagnostikuese | Pajisje te diagnostikimit in vitro
12477 | Reagente Kimike | Fedos-Uppsala | 25.07.2022 | Abbott Diagnostics Technologies AS, Kjelsasveien 161, P.O. box 6863 Rodelokka, No-0504 Oslo, Norway | NycoCard™ HbA1c: 111683 24 tests, Standard | In Vitro | Teste imuno-diagnostikuese | Pajisje te diagnostikimit in vitro
12478 | Laser Probes: ASSY, SHIP, FLEX LSR 23 GA RFID – 8065751114; | Pegasus sh.p.k | 25.07.2022 | Alcon Laboratories, Inc. 6201 South Freeway, Fort Worth, TX 76134-2099, USA | Laser Probes: ASSY, SHIP, FLEX LSR 23 GA RFID – 8065751114; | IIb | Pajisje qe perdoret nga kirurget per nderhyrje ne retinen e syrit. | Pajisje oftalmike dhe optike
12479 | Latex Examination Gloves | Diamant Pharma sh.p.k | 25.07.2022 | TOP GLOVE SDN. BHD Lot 4969, Jalana Taratai, Batu 6, Off Jalan Meru, 41050 Klang, Selangor D.E. Malaysia | Latex Examination Gloves, Powder Free, Diamond- XS, S, M, l, XL (UDI-DI 955760100560GG) | I | Doreza lateksi pa puder per ekzaminime mjekesore | Pajisje nje perdorimeshe
12480 | Sterile Nasal Solution | Winpharma | 25.07.2022 | Ioulia and Irene Tseti Pharmaceutical Laboratories S.A.(Distinctive Title: INTERMED) 27 Kalyftaki Str., GR 14564, Kifissia, Athens, Greece | Sterile Nasal Solution: SELVA MONODOSE | IIa | Tretesire sterile nazale izotonike per te zhbllokuar hundet, hidraton dhe qeteson mukozen nazale | Tjeter
12481 | Vaginal devices | Winpharma | 25.07.2022 | Ioulia and Irene Tseti Pharmaceutical Laboratories S.A.(Distinctive Title: INTERMED) 27 Kalyftaki Str., GR 14564, Kifissia, Athens, Greece | Vaginal devices for pH adjustment, cleansing, lubrication, moisturization and restoration: Eva Lactic Gel; Eva Intima Lactic Gel | Iia | Xhel i cili rregullon, qeteson kruarjen, acarimet dhe djegiet gjate crregullimeve te ph vaginal | Tjeter
12482 | bMx Inc MICROBIOLOGY (sipas listes bashkengjitur) | Labopharma sh.p.k | 25.07.2022 | bioMerieux Inc. 100 Rodolphe Street Durham, NC 27712 (USA) | bMx Inc MICROBIOLOGY (sipas listes bashkengjitur) | In Vitro | Instrumenta qe perdoren per kryrjen e analizave mikrobiologjike. | Pajisje te diagnostikimit in vitro
12483 | Octopus® Evolution | O.E.S Distrimed | 25.07.2022 | Medtronic Inc. 710 Medtronic Parkway, Minneapolis MN 55432 USA | Octopus® Evolution: Octopus® Evolution Tissues Stabilizer TS2000; Octopus® 4: Octopus® 4 Tissue Stabilizer 29400; Octopus® 4.3: Octopus® 4.3 Tissue Stabilizer 29403; Octopus® Evo: Octopus® Evolution AS TS2500 | IIa | Stabilizue te indeve te zemres per eprdorim gjate procedurave kardiokirugjikale | Pajisje nje perdorimeshe
12484 | NDI Passive Spheres | O.E.S Distrimed | 25.07.2022 | Northern Digital INC. 103 Randall Drive, Waterloo, ON N2V 1C5, Canada | NDI Passive Spheres™ | Is | Sfera, pjese te konsumueshme per pajisjet mjekesore te neuronavigimit | Instrumenta shumeperdorimeshe
12485 | Codman Surgical Strips & Patties | O.E.S Distrimed | 25.07.2022 | Integra LifeScience Production Corporation, 11 Cabot Boulevard, Mansfield, MA 02048 USA | Codman Surgical Strips & Patties (sipas listes bashkengjitur) | III | Stripa, shirita dhe pambuke kirurgjikale per perdorim ne neurokirurgji | Pajisje nje perdorimeshe
12486 | ENT Invasive Implant Materials & Devices | O.E.S Distrimed sh.p.k | 25.07.2022 | Medtronic Xomed, Inc. 6743 Southpoint Drive North Jacksonville, FL 32216 USA | ENT Invasive Implant Materials & Devices (sipas listes bashkengjitur) | I; Iia; Iib | Materiale dhe pajisje mjekesore per ORL. | Pajisje nje perdorimeshe
12487 | Non-Absorbable Implants - Interference Screws (sipas listes bashkengjitur) | LAYO shpk | 25.07.2022 | Smith & Nephew Inc. Endoscopy Division 150 Minuteman Road, Andover, Massachusetts, 01810-1031, USA | Non-Absorbable Implants - Interference Screws (sipas listes bashkengjitur) | llb | Implante ortopedie te paabsorbueshme. | Pajisje te implantueshme jo aktive
12488 | Adhesion Microscope Slides | Evita | 25.07.2022 | New Eire Scientific LLC, 20Post Road, Portsmouth, NH 03801 USA | Adhesion Microscope Slides (sipas listes bashkengjitur) | In Vitro | Xhama mikroskopi e ngarkese pozitive per perdorim ne imunohistokimi | Pajisje te diagnostikimit in vitro
12489 | Intense pulsed light device for ophtalmological applications | Pegasus | 25.07.2022 | Quantel medical 1, Rue du Bois Joli - CS40015 63808 Cournon d'Auvergne Cedex, France | Intense pulsed light device for ophtalmological applications: C.STIM | IIb | Pajisje me drite pulsuese intensive per aplikime oftalmologjike | Pajisje oftalmike dhe optike
12490 | Dental Implants | Dental Shop sh.p.k | 25.07.2022 | S.G.S. INTERNATIONAL Kft. Karolyi Istvan utca 1-3. 1047 Budapest Hungary | Dental Implants (sipas listes bashkengjitur) | I; Iib; | Implante dhe aksesoret per zevendesimin e dhembit. | Pajisje dentare
12491 | Bifurcated, Single and Costum Cables under various brand names and OEM versions and accessories (sipas listes bashkengjitur) | OrthoNet 360 shpk | 25.07.2022 | Sunoptic Technologies, LLC 6018 Bowdendale Avenue, Jacksonville, FL, 32216, United States of America | Bifurcated, Single and Costum Cables under various brand names and OEM versions and accessories (sipas listes bashkengjitur) | l | Kabllo teke apo te dyfishta per tejcimin e drites nga burimi ne knsole qendrore. | Tjeter
12492 | Schaedler neo. Vanco. Agar + 5% sheep blood | Labopharma | 25.07.2022 | BIOMÈRIEUX SA, 376 Chemin de l'Orme - 69280 Marcy l'Etoile - France | Schaedler neo. Vanco. Agar + 5% sheep blood: 413194, 2 x 10 plates (90mm) | In Vitro | Eshte medium agari i cili perdoret per izolimine selektiv te stafilokokut | Pajisje te diagnostikimit in vitro
12493 | Biological Heart Valve and Accessories | GP Medical AL sh.p.k | 25.07.2022 | Corcym S.r.l. Via Crescentuno sn, 13040 Saluggia (VC), Italy | Biological Heart Valve and Accessories: Pericarbon More Sizer Set non sterile - ICV0782; Universal handle (UNI handle) non sterile- ICV0664; Microflow dual ended sizer set non sterile- ICV1189; Crown PRT dual ended sizer set non sterile- ICV1353; Freedom SOlo Sizer Set- ICV1237 | Iia | Aksesore per perdorim gjate procedurave te kirurgjise per zevendesimin e valvulave te zemres | Tjeter
12494 | Accessories for mechanical heart valves (sizers, rotators, handles) | GP Medical AL sh.p.k | 25.07.2022 | Corcym S.r.l. Via Crescentuno sn, 13040 Saluggia (VC), Italy | Accessories for mechanical heart valves (sizers, rotators, handles) (sipas listes bashkengjitur) | Iia | Aksesore per perdorim gjate procedurave te kirurgjise per zevendesimin e valvulave te zemres | Tjeter
12495 | Heart Valves: Perceveal S, Sutureless biologival heart valves | GP Medical AL sh.p.k | 25.07.2022 | Corcym S.r.l. Via Crescentuno sn, 13040 Saluggia (VC), Italy | Heart Valves: Perceveal S, Sutureless biologival heart valves (sipas listes bashkengjitur) | III | Valvula zemra biologjike, pa sutura | Pajisje te implantueshme jo aktive
12496 | Accessory Trays | GP Medical AL sh.p.k | 25.07.2022 | Corcym S.r.l. Via Crescentuno sn, 13040 Saluggia (VC), Italy | Non Sterile Accessories Trays: MEMO 3D ACCESSORY TRAY- ICV1343; MEMO 4D ACCESSORY TRAY- ICV1358; ACCESSORY TRAY- TR-101, ICV1230 | I | Aksesore per perdorim gjate procedurave te kirurgjise per zevendesimin e valvulave te zemres | Instrumenta shumeperdorimeshe
12497 | Gem Premier 3000 | Biometric Albania | 25.07.2022 | Instrumentation Laboratory Co. 180 Hartwell Road, Bedford, MA 01730-2443 USA | Gem Premier 3000 (sipas listes bashkengjitur) | In Vitro | Analizator Gem Premier me reagentet dhe kontrallet perkatese | Pajisje te diagnostikimit in vitro
12498 | HemosIL | Biometric Albania | 25.07.2022 | Instrumentation Laboratory Co. 180 Hartwell Road, Bedford, MA 01730-2443 USA | HemosIL (sipas listes bashkengjitur) | In Vitro | Reagente laboratorike in vitro | Pajisje te diagnostikimit in vitro
12499 | Bipolar extension cables: F7817/33LC; F7817/B30LC; F7817/B33LC; F7817/BBIOLC; F7817/BIOLC; F7817/BMEDLC; F7817/BOSYLC; F7817/MEDLC; F7817/OSYLC; F7818/30LC; F7818/33LC; F7818/B30LC; F7818/B33LC; F7818/BBIOLC; F7818/BIOLC; F7818/BMEDLC; F7818/BOSYLC; F7818/BOSYLC/JP; F7818/BRLC; F7818/MEDLC; F7818/OSYLC; F7818/OSYLC/JP; F7819/30; F7819/33; F7819/B30; F7819/B33; F7819/BBIO; F7819/30; F7819/BIO; F7819/BMED; F7819/BOSY; F7819/MED; F7819/OYS; | O.E.S Distrimed sh.p.k | 26.07.2022 | FIAB Spa Via Costoli 4, 50039 Vicchio (FL) Italia | Bipolar extension cables: F7817/33LC; F7817/B30LC; F7817/B33LC; F7817/BBIOLC; F7817/BIOLC; F7817/BMEDLC; F7817/BOSYLC; F7817/MEDLC; F7817/OSYLC; F7818/30LC; F7818/33LC; F7818/B30LC; F7818/B33LC; F7818/BBIOLC; F7818/BIOLC; F7818/BMEDLC; F7818/BOSYLC; F7818/BOSYLC/JP; F7818/BRLC; F7818/MEDLC; F7818/OSYLC; F7818/OSYLC/JP; F7819/30; F7819/33; F7819/B30; F7819/B33; F7819/BBIO; F7819/30; F7819/BIO; F7819/BMED; F7819/BOSY; F7819/MED; F7819/OYS; | Is | Kabull zgjatues bipolar per perdorim spitalor. | Instrumenta shumeperdorimesh
12500 | Soluble transferrin receptors | Labor Dr.Limbach Heidelberg Germany shpk | 25.07.2022 | Randox Laboratories Limited, 55 Diamond Road, Crumlin, County Antrim, BT29 4QY, UK | Soluble Transferrin Receptors(STFR): TF10159 | In Vitro | Reagent per kryerjen e testit te ferritines ne paciente qe mund te kene inflamacione apo semundje kronike | Pajisje te diagnostikimit in vitro
12501 | Multiple Cardiac Marker IVD Control | Labor Dr.Limbach Heidelberg Germany shpk | 25.07.2022 | Randox Laboratories Limited, 55 Diamond Road, Crumlin, County Antrim, BT29 4QY, UK | Multiple Cardiac Marker IVD Control (sipas listes bashkengjitur) | In Vitro | Reagente qe synon kontrollin e cilesise dhe saktesise per testet, mat sasine e nje izoenzime te kreatines kinazes ne gjak | Pajisjet e diagnostikimit in vitro
12502 | Glycated Hemoglobin (Hbaic) Ivd, Control | Labor Dr.Limbach Heidelberg Germany shpk | 25.07.2022 | Randox Laboratories Limited, 55 Diamond Road, Crumlin, County Antrim, BT29 4QY, UK | Glycated Hemoglobin (Hbaic) Ivd, Control: HA10155 Liquid Glycated Haemoglobin (HbA1c) Control set (LIQ HbA1c CONTROL) HA10224 Liquid Glycated Haemoglobin (HbA1c) Control - Level 1 (LIQ HbAlc CONTROL LEVEL 1) HA10225 Liquid Glycated Haemoglobin (HbA1c) Control - Level 2 (LIQ HbA1c CONTROL LEVEL 2) | In Vitro | Reagent i cili mat sasine e sheqerit ne gjak te lidhur me hemoglobinen | Pajisjet e diagnostikimit in vitro
12503 | Rollator Walker 'Action Black': 0803610 | Farma Net Albania shpk | 26.07.2022 | Mobiak S.A Kathiana Akrotitiu-Chania-Ctrete-Greece | Rollator Walker 'Action Black': 0803610 | l | Pajisje asistive per persona me aftesi te kufizuar. | Tjeter
12504 | Avdancis® Flexjoints Actrive Gel: MGC002 | Fufarma sh. a. | 26.07.2022 | Labialfarma - Laboratorio de Produtos Farmaceuticos e Nutaceuticos S.A. Edificio Labialfarma 1, Felgueira 3450-336 Sobrai, Mortagua, Portugal | Avdancis® Flexjoints Actrive Gel: MGC002 | l | Xhel krioterapie, i ndikuar per lehtesimin e dhiombjeve tek te rriturit dhe fermijet. | Tjeter
12505 | OnTrak ABP Monitor: 90227-1 (Multilingual) | Konex shpk | 26.07.2022 | Spacelabs Healthcare Ltd. Unit B, Foxholes Centre, John Tate Road, Hertford, SG13 7DT, UK | OnTrak ABP Monitor: 90227-1 (Multilingual) | lla | Holter tensioni. | Pajisje elektromekanike
12506 | Diacon 3 Hematology control LOW - DN35001-SET; Diacon 3 Hematology control NORMAL - DN35002-SET; Diacon 3 Hematology control HIGH - DN35003-SET; Diacon 3 Hematology control Low, Normal, high - DN35004-KIT | Genius | 01.08.2022 | Diatron MI Plc. H-1097 Táblás u. 39, Budapest, Hungary | Diacon 3 Hematology control LOW - DN35001-SET; Diacon 3 Hematology control NORMAL - DN35002-SET; Diacon 3 Hematology control HIGH - DN35003-SET; Diacon 3 Hematology control Low, Normal, high - DN35004-KIT | In Vitro | Reagent hematologjik IVD, in vitro. Sherben per kryerjen e analizave te ndryshme hematologjike, saktesisht diagnostifikimin in vitro, si material kontrolli per monitorimin e performances se instrumentive hematologjik semi-automatike dhe automatike (cell counters) | Pajisje të diagnostikimit in vitro
12507 | LATEX CALIBRATORS: SI 035.400-A ; SI 305.402-A (Basic UDI-DI: 805604014SI305.4XX-A4A) | Genius | 01.08.2022 | Alifax S.r.l. Via Petrarca 2/1 35020 Polverara (PD), Italy | LATEX CALIBRATORS: SI 035.400-A ; SI 305.402-A (Basic UDI-DI: 805604014SI305.4XX-A4A) | In Vitro | Reagente in vitro, diagnostifikues IVD qe sherbejne si material kalibrues per autoanalizatoret e linjes ESR te Alifax. | Pajisje të diagnostikimit in vitro
12508 | STÖCKERT S5; SORIN C5 (sipas listes bashkengjitur) | Gen-Alb Farma shpk | 26.07.2022 | LivaNova Deutschland GmbH Lindberghstr. 25, 80939 Munchen, GERMANY | STÖCKERT S5; SORIN C5 (sipas listes bashkengjitur) | llb | Grup pajisjesh qe siguron mbeshtetje mekanike te warkullimit te gjakut gjate operacioneve kardiologjike. | Pajisje elektromekanike
12509 | NycoCard™ Reader II | Fedos-Uppsala | 26.07.2022 | Abbott Diagnostics Technologies AS, Kjelsasveien 161, P.O. box 6863 Rodelokka, No-0504 Oslo, Norway | NycoCard™ Reader II: 1116815, Standard | In Vitro | Teste imuno-diagnostikuese | Pajisjet e diagnostikimit in vitro
12510 | 2.5 grams sterlie non absorbable wax per Unit: 12 Unists per Box-W31C, 12 Units per Box- W31G, 275 Units per Box-DW31B | Evita shpk | 26.07.2022 | Ethicon, LLC 475 C Street Los Frailes Industrial Park Suite 401 Guaynabo Puerto Rico 00969 USA | 2.5 grams sterlie non absorbable wax per Unit: 12 Unists per Box-W31C, 12 Units per Box- W31G, 275 Units per Box-DW31B | llb | Dyll artificial per perdorim ne kirurgjite ortopedike. | Tjeter
12511 | Lumis 100 VPAS ST | Pandeli Tashi | 26.07.2022 | ResMed Pty. Ltd. 1 Elizabeth Macarthur Drive, Bella Vista, NSW 2153, Australia | Lumis 100 VPAS ST | Iia | Pajisje qe indikohet per ventilimin jo invaziv me paciente mbi 13kg me insuficience respiratore | Pajisje anestezie dhe respiratore
12512 | ORTHO CONFIDENCE™ WB Simulated Whole Blood Quality Control Kit Z484; 6842785 | Swissmed sh.p.k | 26.07.2022 | Alba Bioscience Limited James Hamilton Way, Penicuik, EH26 0BF, United Kingdom | ORTHO CONFIDENCE™ WB Simulated Whole Blood Quality Control Kit Z484; 6842785 | In Vitro | Pajisje per kontroll te gjakut te plote per perdorim ne aparaturen mjekesore. | Pajisje te diagnostikimit in vitro
12513 | DG Reader Net | Pegasus | 26.07.2022 | Diagnostic Grifols, S.A. Passeige Fluvial, 24, 08150 - Parets del Vallès (Barcelona) Spain | DG Reader Net: 210700 (UDI-DI 843658373DGREADERNET177) | In Vitro | Eshte instrument i cili eshte projektuar te lexoje, interpretoje dhe te raportoje rezultatet e kartave te xhelit te procedurave | Pajisjet e diagnostikimit in vitro
12514 | DG Spin | Pegasus | 26.07.2022 | Diagnostic Grifols, S.A. Passeige Fluvial, 24, 08150 - Parets del Vallès (Barcelona) Spain | DG Spin: 210363 (UDI-DI 843658373DGSPINPD) | In Vitro | Eshte centrifuge per kartat e xhelit Grifols | Pajisjet e diagnostikimit in vitro
12515 | DG Therm | Pegasus | 26.07.2022 | Diagnostic Grifols, S.A. Passeige Fluvial, 24, 08150 - Parets del Vallès (Barcelona) Spain | DG Therm: 21374 (UDI-DI 843658373DGTHERMXF) | In Vitro | Eshte incubator i cili sherben per inkubbimin e kartave te xhelit apo mostrave per aplikime hematologjike | Pajisjet e diagnostikimit in vitro
12516 | Erytra Eflexis | Pegasus | 26.07.2022 | Diagnostic Grifols, S.A. Passeige Fluvial, 24, 08150 - Parets del Vallès (Barcelona) Spain | Erytra Eflexis: 210600 (UDI-DI 843658373EFLEXISWN) | In Vitro | Eshte analizator i projektuar per analiza imunohematologjike in vitro duke perdorur teknologjine e kartave me xhel | Pajisjet e diagnostikimit in vitro
12517 | DG Clean | Pegasus | 26.07.2022 | Diagnostic Grifols, S.A. Passeige Fluvial, 24, 08150 - Parets del Vallès (Barcelona) Spain | DG Clean: 213797 | In Vitro | Eshte solucion pastrimi per mirembajtje aparature | Pajisjet e diagnostikimit in vitro
12518 | DG Fluid | Pegasus | 26.07.2022 | Diagnostic Grifols, S.A. Passeige Fluvial, 24, 08150 - Parets del Vallès (Barcelona) Spain | DG Fluid A (12x125ml): 213679; DG Fluid B (12x125ml)213678 | In Vitro | Eshte nje solucion me baze kripore qe perdoret per larjen e brendshme te pajisjeve te diagnostikimit in vitro | Pajisjet e diagnostikimit in vitro
12519 | DG Gel Neutral | Pegasus | 26.07.2022 | Diagnostic Grifols, S.A. Passeige Fluvial, 24, 08150 - Parets del Vallès (Barcelona) Spain | DG Gel Neutral: 210320, 210343 | In Vitro | Eshte material xheli i cili perdoret ne instrumentat DG Gel te cilet sherbejne per te thjeshtuar testet e perputhshmerise para transfuzionit | Pajisjet e diagnostikimit in vitro
12520 | CELL-DYN WBC Lyse: 08H52-01 | PEGASUS shpk | 26.07.2022 | Abbott Laboratories Diagnostics Division, Abbott Park, IL 60064, USA | CELL-DYN WBC Lyse: 08H52-01 | In Vitro | Solucion qe sheben per ndarjen e rruazave te bardha te gjakut. | Pajisje te diagnostikimit in vitro
12521 | PROPOSEPT®, oral spray, bottle x 20 ml | MedCare International shpk | 26.07.2022 | Fiterman Pharma S.R.L. Str. Moara de Foc nr. 35, 700520, laşi, România | PROPOSEPT®, oral spray, bottle x 20 ml | l | Spraj oral. | Pajisje terapie komplementare
12522 | Sterile single use epicardial electrodes Myopace, unipolar, adult, straight chest needle, L. 60cm: 50060T, 50060TIN, 50060TL, 50060TV, 50060TZ, 50060WT, 50060WTIN, 50060WTL, 50060WTV, 50060WTZ | O.E.S DISTRIMED shpk | 26.07.2022 | Fiab SpA Via P. Costoli, 4 Vicchio Firenze, 50039 Italy | Sterile single use epicardial electrodes Myopace, unipolar, adult, straight chest needle, L. 60cm: 50060T, 50060TIN, 50060TL, 50060TV, 50060TZ, 50060WT, 50060WTIN, 50060WTL, 50060WTV, 50060WTZ | lll | Age toraksi e drejte, unipolare per adulte, perdorim ne kardiologji. | Pajisje nje perdorimeshe
12523 | permamem® | New Dental | 26.07.2022 | botiss biomaterials GmbH, Haupstrasse 28, 15806 Zossen, Germany | permamem®: 801520 (size 15 x 20 mm) 1piece; 802030 (size 20 x 30 mm) 1piece; 803040 (size 30 x 40 mm) 1piece | III | Eshte nje membrane jashtezakonisht e holle e pa absorbueshme dhe biokompatibel | Pajisje dentare
12524 | Collprotect® membrane | New Dental | 26.07.2022 | botiss biomaterials GmbH, Haupstrasse 28, 15806 Zossen, Germany | Collprotect® membrane: 601520 (size 15 x 20 mm) 1piece; 602030 (size 20 x 30 mm.) 1piece; 603040 (size 30 x 40 mm) 1piece | III | Eshte nje memnrane kolagjeni e cila eshte menduar per rigjenerimin e kockave te dhembeve dhe indeve te buta | Pajisje dentare
12525 | Autoclave Sterilizer - Steam Sterilizer (Horizontal, Desktop and Vertical): STR-18, STR-23, STR-30, STR-50, STRV-50, STR-75, STRV-75, STRV-90, STR-100, STR-130, STR-V130, STR-160, STR-250, STR-300, STR-360, STR-450, STR-500, STR-570, STR-600, STR-800, STR-900, STR-1000, STR-1100, STR-1200, STRD-18, STRD-23, STRD-30, STRD-50, STRD-V50, STR-75, STRV-75, STRD-V90, STRD-100, STRD-130, STRD-V130, STRD-160, STRD-250, STRD-300, STRD-360, STRD-450, STRD-500, STRD-570, STRD-600, STRD-800, STRD-900, STR-D1000, STR-D1100, STR-D1200 | O.E.S DISTRIMED shpk | 27.07.2022 | Tek-Bal Tibbi Cihazlar San. Tic. Ltd. Sti. Maltepe Mah. Dokumacilar Sitesi No: 36 Zeytinburnu / Istanbul / Turkiye | Autoclave Sterilizer - Steam Sterilizer (Horizontal, Desktop and Vertical): STR-18, STR-23, STR-30, STR-50, STRV-50, STR-75, STRV-75, STRV-90, STR-100, STR-130, STR-V130, STR-160, STR-250, STR-300, STR-360, STR-450, STR-500, STR-570, STR-600, STR-800, STR-900, STR-1000, STR-1100, STR-1200, STRD-18, STRD-23, STRD-30, STRD-50, STRD-V50, STR-75, STRV-75, STRD-V90, STRD-100, STRD-130, STRD-V130, STRD-160, STRD-250, STRD-300, STRD-360, STRD-450, STRD-500, STRD-570, STRD-600, STRD-800, STRD-900, STR-D1000, STR-D1100, STR-D1200 | llb | Autokllave sterilizuese me avull. | Pajisje elektromekanike
12526 | Medical Ultrasonic Diagnostic Systems - Apogee 5500 - Digital Color Dopler Ultrasound Imaging System | Genius shpk | 27.07.2022 | Shantou Institute of Ultrasonic Instruments Co., Ltd. #77, Jinsha Road, Shantou, 515041 Guangdong, P.R.China | Medical Ultrasonic Diagnostic Systems - Apogee 5500 - Digital Color Dopler Ultrasound Imaging System | lla | Sistem dixhital me ngjyra imazherie me ultrasound eko dopler. | Pajisje elektromekanike.
12527 | Stylage®S Lidocaine | Gen-Alb Farma | 27.07.2022 | Laboratories VIVACY, 252 rue Douglas Engelbeart Archamps Technopole, 74160 Archamps, France | Dermal Implants based on hyaluronic acid containing Lidocaine: Stylage® S Lidocaine; Stylage® M Lidocaine; Stylage®Special Lips Lidacaine; Stylage® L Lidocaine; Stylage® XL Lidocaine; Stylage® Lips Plus (sipas listes bashkengjitur) | III | Eshte nje substance sterile, e bioabsorbueshme e destinuar per tu injektuar ne derme, hipoderme, nenmukoze dhe per administrim supraperiostal per te shtuar volumin e humbur | Pajisje nje perdorimeshe
12528 | Ene konsumu | Krijon | 27.07.2022 | LP ITALIANA SPA, Via carlo Reale 15/4 - 20157 Milano, Italy | Containers and Dispensers for human biological samples; Erythrocyte sedimentation rate analyser kit (sipas listes bashkengjitur) | In Vitro | Mjete laboratorike si ene, materiale konsumi plastike, kontenitor biologjike ejt | Pajisje te diagnostikimit in vitro
12529 | Ene, materiale konsumi plastike, e pruveta, tuba testimi | Krijon | 27.07.2022 | KARTELL SPA, Via delle Industrie, 1, 20082 Noviglio (MI), Italia | In Vitro diagnostic medical devices serving as sample containers for in vitro analysis (sipas listes bashkengjitur) | In Vitro | Mjete laboratorike te tilla si ene, materiale konsumi plastike, tuba testimi | Pajisje te diagnostikimt in vitro
12530 | Penumbra Smart Coil | GP Medical AL sh.p.k | 27.07.2022 | Penumbra, Inc. One Penumbra Place Alameda, CA 94502, USA | Neurovascular & Non-neurovascular Embolization Coil, Penumbra Smart Coil; Penumbra Smart Coil Detachment Handle (sipas listes bashkengjitur) | Is; III | Eshte nje mbeshtjellje komplekse me nivele te ndryshme, e ndertuar me fibra Ultra HD e cila perdoret per nje game lezionesh neurovaskulare duke perfshire aneurizmat e vogla, te mesme dhe te medha | Pajisje te implantueshme jo aktive
12531 | Surgical irrigation/aspiration system Pump MAX™, Penumbra ENGINE ™ Pump | GP Medical AL sh.p.k | 27.07.2022 | Penumbra, Inc. One Penumbra Place Alameda, CA 94502, USA | Surgical irrigation/aspiration system: Pump MAX™ 110Vac- PMX110; Pump MAX™ 230Vac- PMX2200, Penumbra ENGINE ™ Pump- PMXENGN | IIa | Sistem aspirimi per te hequr embolite dhe trombet nga enet e sistemeve periferike arteriale dhe venoze | Instrumenta shumeperdorimesh
12532 | Surgical Irrigation/Aspiration Pump | GP Medical AL sh.p.k | 27.07.2022 | Penumbra, Inc. One Penumbra Place Alameda, CA 94502, USA | Surgical Irrigation/Aspiration Pump: Pump MAX™ Canister, Penumbra ENGINE™ Canister (sipas listes bashkengjitur) | I | Kanister nje perdorimeshe, jo sterile, pa kontakt me pacientin dhe aksesor ndimes i pompave te aspirimit | Pajsije nje perdorimeshe
12533 | Catheter Embolectomy | GP Medical AL sh.p.k | 27.07.2022 | Penumbra, Inc. One Penumbra Place Alameda, CA 94502, USA | Catheter Embolectomy: INDIGO™ Aspiration System (sipas listes bashkengjitur) | Iia; III | Sistem aspirimi per te hequr nga vaskulatura duke perdorur aspirim mekanik | Instrumenta shumeperdorimesh
12534 | BioPath | GP Medical AL sh.p.k | 27.07.2022 | Biosensors Europe SA Rue de Lausanne 29 1110 Morges Switzerland | BioPath™ (014 AND 035) Paclitaxel Eluting PTA Balloon Catheter (OTW) (sipas listes bashkengjitur) | III | Kateter me veshje paclitaxel te zhvilluar per angioplastiken transluminale perkutane te eneve periferike te destinuar per rivendosjen e diametrit te lumenit dhe shamngien e ristenozes | Pajisje te implantueshme jo aktive
12535 | BioStream | GP Medical AL sh.p.k | 27.07.2022 | Biosensors Europe SA Rue de Lausanne 29 1110 Morges Switzerland | BioStream™ Paclitaxel Eluting PTCA Balloon Catheter (sipas listes bashkengjitur) | III | Eshte nje kateter per zgjerime koronare te lumenit per shkembim te shpejte me nje tullumbave te montuar | Pajisje te implantushme jo aktive
12536 | Otoscope | O.E.S Distrimed | 27.07.2022 | Rudolf Riester GmbH, Bruckstrasse 31, D-72417 Jungingen, Germany | ri-scope® L Otoscope head: from 10562 to 10581-301 | I | Pajisje mjekesore diagnostikuese per probleme te lidhura me veshin | Instrument shume perdorimeshe
12537 | Implantable Pulse Generator (IPG) - Adapta; Sensia; Versa | O.E.S Distrimed | 01.08.2022 | Medtronic Inc. 710 Medtronic Parkway Minneapolis MN 55432 USA | Implantable Pulse Generator (IPG): ADAPTA-DR: ADD01, ADDR01, ADDR03, ADDR06, ADDRL1, ADDRS1, ADVDD01; ADAPTA-SR: ADSR01, ADSR03, ADSR06; SENSIA: SED01, SEDR01, SEDRL1; Sensia-S: SES01; SENSIA-SR: SESR01; VERSA-DR: VEDR01 | Te implantueshme aktive | Elektroda te implantueshme aktive per rregullimin e ritmit endokardial | Pajisje te implantueshme aktive
12538 | Disposable Head Ring Screws, Short: DHRSS5; Disposable Head Ring Screws, Long: DHRSL5 | O.E.S DISTRIMED shpk | 27.07.2022 | Integra LifeScience Corporation 4900 Charlemar Drive, Bldg. A. Cincinnati Ohio 45227 | Disposable Head Ring Screws, Short: DHRSS5; Disposable Head Ring Screws, Long: DHRSL5 | lla | Kunja fiksuese per diagnostikim. | Pajisje nje perdorimeshe
12539 | Flow Regulating Hydrocephalus Valve Systems & Accessories (sipas listes bashkengjitur) | O.E.S DISTRIMED shpk | 27.07.2022 | Integra Neurosciences Implants S.A.S. 2905 Route des Dolines 06921 Sophia Antipolis CEDEX France | Flow Regulating Hydrocephalus Valve Systems & Accessories (sipas listes bashkengjitur) | lll | Sisteme valvulash hidrocefalike per rrgullimin e fluksit dhe aksesoret per perdorim spitalor. | Pajisje nje perdorimeshe
12540 | VISTA Magnifier Lamp | O.E.S Distrimed | 27.07.2022 | MIMSAL TRADE S.L. C. MOLLET 17, Poligono Industrial Palou Nord 08401 Granollers (Barcelona) | VISTA Magnifier Lamp (UDI-DI 843656286VISTAS4): Vista Plus H.F- E051CAO012 (UDI-DI 8436562860028); Vista UV Handle H.F- E051LAT212 (udi-di 8436562860035); Accessories: Wall B Support - B0101800; AH Table Clamp- B010190; Rail Plus Bracket- 82026; Trolley Stand 8,8 kg- 09651; Extension Arm- B0101S0 | I | Llampe mjekesore zmadhuese per perdorim ne sallat kirurgjikale | Instrumenta shumeperdorimesh
12541 | Diagnostic Instrument | O.E.S Distrimed | 27.07.2022 | Rudolf Riester GmbH, Bruckstrasse 31, D-72417 Jungingen, Germany | Diagnostic Instrument: ri-scope® L Ophtalmoscope: from 3722 to 3815-203 | I | Instrument mjekesore per diagnostikim, perdorim spitalor | Pajisje oftalmike dhe optike
12542 | maxresorb®inject 1 syringe: 1 x 0.5cc (ml) - 22005; 1 x 1.0 cc (ml) - 22010; 1 x 2.5 cc (ml) - 22025; | New Dental sh.p.k | 28.07.2022 | biotiss biomaterials GmbH Hauptstrabe 28 15806 Zossen Germany | maxresorb®inject 1 syringe: 1 x 0.5cc (ml) - 22005; 1 x 1.0 cc (ml) - 22010; 1 x 2.5 cc (ml) - 22025; | III | Graft kockor I injektueshem. | pajisje dentare
12543 | Dental materials | ProDental sh.p.k | 28.07.2022 | PSP Dental Co. Ltd. 3-5 Dylan Road, Belvedere Kent, DA 17 5QS England | Dental materials (sipas listës bashkëngjitur) | I; Iia; | Material mase, cemente te ndryshme, kompozite etj. | pajisje dentare
12544 | Single Use Ligating Device | MSE | 28.07.2022 | Olympus Medical Systems Corp. 2951 Ishikawa-cho, Hachioji-shi, Tokyo 192-8507 Japan | Single Use Ligating Device: HX-400U-30 | Iia | Instrument qe perdoret ne procedura endoskopike | Instrumenta shumeperdorimeshe
12545 | Non-coated and phosphorylcholine coated single-use cannulae for extracorporeal circuits | Gen-Alb Farma | 28.07.2022 | Sorin Group Italia S.r.l. Via Statale 12 Nord, 86 41037 Mirandola (MO)-Italy | Non-coated and phosphorylcholine coated single-use cannulae for extracorporeal circuits (sipas listes bashkengjitur) | III | Eshte tub sterile per tu perdorur gjate operacioneve me zemer te hapur ku futet ne menyre kirurgjikale per perfuzionin e aortes ascendente. | Pajisje nje perdorimeshe
12546 | Anesthesia Machine | O.E.S Distrimed | 28.07.2022 | Shenzen Comen Medical Instruments Co., Ltd. Floor10, Floor 11 and Section C of Floor 12 of Building 1A & Floor 1 to Floor 5 of Building 2, FIYTA Timepiece Building, Nanhuan Avenue, Matian Sub-district, Guangming District, Shenzen, Guangdong, 518106, P.R.C | Anesthesia Machine: AX-400; AX-400A; AX-500; AX-500A; AX-600; AX-600A; AX-700; AX-700A; AX-800; AX-800A; AX-900; AX-900A | IIb | Pajisje mjekesore per anestezi | Pajisje elektromekanike
12547 | Medical Ultrasonic Diagnostic Systems | Genius | 28.07.2022 | Shantou Institute of Ultrasonic Instruments Co., Ltd. #77, Jinsha Road, Shantou, 515041 Guangdong, PR of China | Medical Ultrasonic Diagnostic Systems: Digital Colour Doppler Ultrasound Imaging System - Apogee 5300 | Iia | Sistem dixhital me n gjyra imazherie me ultrasound | Tjeter
12548 | BD Columbia CAN Agar with 5% sheep blood | Pegasus | 28.07.2022 | Becton Dickinson GmbH Tullastrasse 8-12 69126 Heidelberg, Germany | BD Columbia CAN Agar with 5% Sheep Blood, Improved II: 257303, 257306 (UDI-DI 0382901UYVYBXQTC | In Vitro | Eshte nje mjedis selektiv qe perdoer per izolimin e mikroorganizmave gram pozitive, vecanerisht stafilokokut dhe streptokokut nga mostra klinika | Pajisje te diagnostikimt in vitro
12549 | Continues Glucose Monitoring Systems | 2A Pharma | 28.07.2022 | Zhejiang POCTech Co., Ltd. No.1633 Hongfeng Road, Building 11, Huzhou City, Zhejiand, 313000, China | Continues Glucose Monitoring Systems: CT-100B ( Sensor Model: CT-100; Transmitter Model:CT-100B; Receiver Model: CT-100BD; APP); CT10 ( ( Sensor Model: CT-202; Transmitter Model:CT-100C10; Receiver Model: CT-100BD; APP); CT14 ( Sensor Model: CT-202; Transmitter Model:CT-100C14; Receiver Model: CT-100BD; APP) | IIb | Sisteme te bazhdueshme te monitorimit te glukozes | Tjeter
12550 | Biteblock | 2A Pharma | 28.07.2022 | Marflow AG, Soodstrasse 57, 8134 Adliswil / Zurich, Switzerland | Biteblock: WS-YO-03 | I | Gojeza, per perdorim ne endoskopi | Pajisje njeperdorimeshe
12551 | Diagnostic Guide Wire | Biometric Albania | 29.07.2022 | Merit Medicval Systems, Inc. 1600 West Merit Parkway, South Jordan, Utah 84095 USA | Diagnostic Guide Wires (sipas listes bashkengjitur) | III | Udhezues per katater zgjerues | Pajisje nje perdorimeshe
12552 | Magnifier Lamp & Accessories | Biometric Albania | 29.07.2022 | MIMSAL TRADE S.L. C. MOLLET 17, Poligono Industrial Palou Nord 08401 Granollers (Barcelona) | Magnifier Lamp & Accessories- LUPA (UDI-DI 843656286LUPAPA) (sipas listes bashkengjitur) | I | Llampe ekzaminimi | Pajisje elektromekanike
12553 | Implantable Neurostimulation System | Gen-Alb Farma | 29.07.2022 | LivaNova USA, Inc. 100 Cyberonics Boulevard Houston, TX 77058, USA | Implantable Neurostimulation System - VNS Therapy® System: VNS Therapy® SenTiva Model 1000 Generator 05425025750405; VNS Therapy® SenTiva Duo™ Model 1000 -D Generator 05425025750528; | Të Implantueshme Aktive | Jane sisteme te implantueshme te stimulimit elektrik te nervit vagus kunder konvulsioneve/terapise psikiatrike | Pajisje te implantueshme aktive
12554 | Vascular Snare Catheter | Biometric Albania | 02.08.2022 | Merit Medical Systems, Inc. 1600 West Merit Parkway South Jordan, Utah 84095 USA | Vascular Snare Catheter (sipas listes se bashkengjitur) | lll | Kateter vaskular | Pajisje një përdorimëshe; Produkte per insttucione te kujdesit shendetesor
12555 | Biliary stend, Stone Extraction Balloon Catheter | 2A Pharma | 02.08.2022 | Marflow AG, Soodstrasse 57, 8134 Adliswil, Zurich, Switzerland | Biliary stend, Stone Extraction Balloon Catheter (sipas listes se bashkengjitur) | lla | Pajisje nje perdorimeshe per endoskopi, kateter per kapjen e gureve, stenda biliare, stenda duodenale, gojeza endoskopie | Pajisje një përdorimëshe
12556 | Neuroballon™ Catheter | O.E.S Distrimed | 02.08.2022 | Integra Neurosciences Implants S.A.S. 2905 Route des Dolines 06921 Sophia Antipolis CEDEX France | NeuroBallon™ Catheter - 7CBD10 | lll | Kateter me balone perdorim ne neurokirurgji | Pajisje një përdorimëshe
12557 | CODMAN HAKIM Precision fixed Pressure Valve System | O.E.S Distrimed | 01.08.2022 | Integra LifeSciences Production Corporation 11 Cabot Boulevard Mansfield, MA 02048, USA | CODMAN HAKIM Precision fixed Pressure Valve System (sipas listes se bashkengjitur) | lll | Valvula per perdorim ne neurokirurgji | Pajisje te implantueshme jo aktive
12558 | Medical devices | 2A Pharma sh.p.k | 01.08.2022 | Medicon eG Gansacker 15 78532 Tuttlingen GERMANY | Medical devices (sipas listës bashkëngjitur) | I | Instrumenta shumeperdorimesh kardiokururgjikal, gersher, pinca, klampe. | Instrumenta shumeperdorimesh
12559 | Model 103 - VNS Therapy® Demipulse® Generator - 05425025750030; Model 104 - VNS Therapy® Demipulse Duo® Generator - 05425025750047 | Gen-Albfarma | 02.08.2022 | LivaNova USA, Inc. 100 Cyberonics Blvd, Houston, TX 77058, United States of America | Model 103 - VNS Therapy® Demipulse® Generator - 05425025750030; Model 104 - VNS Therapy® Demipulse Duo® Generator - 05425025750047 | Te implantueshme aktive | Janë sisteme të implantueshëm të stimulimit elektrik të nervit vagus kundër konvulsioneve/terapisë psikiatrike | Pajisje të implantueshme aktive
12560 | Dental Implants UNIPLANT | Brianza Dent sh.p.k | 03.08.2022 | Biomax S.p.A Via Zamenhof Ludovico Lazzaro, 615-36100 Vicenza(VI) | Dental Implants UNIPLANT (sipas listës bashkëngjitur) | IIb | Implante dentare. | Pajisje dentare
12561 | Dental Implants (tioLogic®, tioLogic®ST, tioLogic®TWINFIT, CITO mini®) and Suprastructures- surgically invasive for Dental Implants | Brianza Dent sh.p.k | 03.08.2022 | Dentaurum Implants GmbH Turnstrabe 31 75228 Ispringen Germany | Dental Implants (tioLogic®, tioLogic®ST, tioLogic®TWINFIT, CITO mini®) and Suprastructures- surgically invasive for Dental Implants (sipas listës bashkëngjitur) | IIb | Implante dentare. | Pajisje dentare
12562 | Dental Implant Systems | Brianza Dent sh.p.k | 03.08.2022 | Dentaurum Implants GmbH Turnstrabe 31 75228 Ispringen Germany | Dental Implant Systems (sipas listës bashkëngjitur) | I | Aksesore per implante dentare. | Pajisje dentare
12563 | Coronary Angioplasty Catheter; Temporary Transvenous Bipolar Pacing Electrode; Sirolimus Eluting Cobalt-Chromium Stent with Delivery System, Rapid Exhange (sipas listes bashkengjitur) | 2A - PHARMA shpk | 03.08.2022 | Balton Sp. z o. o. 00-496 Warszawa, ul. Nowy Świat 7/14, Poland | Coronary Angioplasty Catheter; Temporary Transvenous Bipolar Pacing Electrode; Sirolimus Eluting Cobalt-Chromium Stent with Delivery System, Rapid Exhange (sipas listes bashkengjitur) | lll | Kateter angioplastik per koronare, elektroda bipolare transvenoze per kardio, Stend koronare me sistem dorzimi. | Pajisje nje perdorimeshe
12564 | Manifolds, Manifold with Integrated Transducer, Stopcocks, Flow Switch (sipas listes bashkengjitur) | Biometric Albania shpk | 03.08.2022 | Merit Medical Systems, Inc. 1600 West Merit Parkway, South Jordan, Utah 84095, USA | Manifolds, Manifold with Integrated Transducer, Stopcocks, Flow Switch (sipas listes bashkengjitur) | lla | Manifolde dhe aksesore per angiografi. | Pajisje nje perdorimeshe
12565 | Viscoderm Hydrobooster; Aliaxin EV; Aliaxin GP; Aliaxin FL; Aliaxin SR; Aliaxin LV | Sollaku Group sh.p.k | 03.08.2022 | Rose Pharma SA Via San Gottardo 10, 6900 Lugano, SVIZZERA | Viscoderm Hydrobooster; Aliaxin EV; Aliaxin GP; Aliaxin FL; Aliaxin SR; Aliaxin LV | III | Produkte per mezoterapi dhe trajtime estetike. | Tjeter
12566 | Dental Medical Devices (sipas listes bashkengjitur) | Futura Dent shpk | 03.08.2022 | Kyocera Fineceramics Precision GmbH Lorenz-Hutschenreuter-Str. 81, D-95100 Selb, Germany | Dental Medical Devices (sipas listes bashkengjitur) | lla | Pllaka zirkoni qe frezohen ne laboratorn per ndertimin e dhembeve zirkon. | Pajisje dentare
12567 | Catheter .Aspiration Catheter .GCID 6F ≥ 0.070" (1.78 mm) .55" (140 cm) .ASAP®: ASAP100; Catheter .Aspiration Catheter .GCID 6F ≥ 0.066" (1.68 mm) .60" (145 cm) .ASAPLP™: ASAPLP | Biometric Albania shpk | 04.08.2022 | Merit Medical Systems, Inc. 1600 West Merit Parkway, South Jordan, Utah 84095, USA | Catheter .Aspiration Catheter .GCID 6F ≥ 0.070" (1.78 mm) .55" (140 cm) .ASAP®: ASAP100; Catheter .Aspiration Catheter .GCID 6F ≥ 0.066" (1.68 mm) .60" (145 cm) .ASAPLP™: ASAPLP | lll | Kateter aspirimi per embolektomi. | Pajisje nje perdorimeshe
12568 | CC Biphasic Implants Classic Conecction - Code: ST 701XXXX e 801XXXX, P-ST 702XXXX e 802XXXX, NST, P-NST, Short P-NST 709XXXX e 809XXXX, TM 705XXXX e 805XXXX, 707XXXX e 807XXXX - NEO FEZ NF0S XXXX; Healing screws - Code: ST 7170000, NST, 7091700, TM 7071700; TC Biphasic Implants Tapered Connection - Code: TC-N e TC-R 901xxxx; Healing Screws - Code: TC-N 91XXXXX, TC-R 91XXXXX; Monophasic Dental Implants - Code: MFD 706XXXX, MFD long abutment 716XXXX e 816XXXX, Mini MFD 708XXXX e 808XXXX, Mini MFS 706XXXX, MFS Normo 718XXXX, MFS Normo R 808XXXX | Ital Techno shpk | 04.08.2022 | Multysystem S.r.l. Via Carlo Alberto 11 - 20900 Monza (MB) - Italia | CC Biphasic Implants Classic Conecction - Code: ST 701XXXX e 801XXXX, P-ST 702XXXX e 802XXXX, NST, P-NST, Short P-NST 709XXXX e 809XXXX, TM 705XXXX e 805XXXX, 707XXXX e 807XXXX - NEO FEZ NF0S XXXX; Healing screws - Code: ST 7170000, NST, 7091700, TM 7071700; TC Biphasic Implants Tapered Connection - Code: TC-N e TC-R 901xxxx; Healing Screws - Code: TC-N 91XXXXX, TC-R 91XXXXX; Monophasic Dental Implants - Code: MFD 706XXXX, MFD long abutment 716XXXX e 816XXXX, Mini MFD 708XXXX e 808XXXX, Mini MFS 706XXXX, MFS Normo 718XXXX, MFS Normo R 808XXXX | llb | Implante dentare per zevendesimin e dhembeve qe mungojne. | Pajisje dentare
12569 | Medical Devices (sipas listes bashkengjitur) | Sombrero shpk | 04.08.2022 | Inspital Medical Teknoloji Anonim Sirketi Karaoglan Mahallesi Karaoglan Kume Evleri No: 745 Golbasi/Ankara, Turkey | Medical Devices (sipas listes bashkengjitur) | l | Pajisje te salles se operacionit. | instrumenta shumeperdorimesh
12570 | Central Venous Catheters (CVC) Kits; Acute Hemodialysis Catheter Kits; Chronic Hemodialysis Catheters Kits; Peripheral Inserted Central Venous Catheters (PICC) Kits; | Biometric Albania sh.p.k | 08.08.2022 | Arrow International LLC Subsidiary of Teleflex Incorporated 3015 Carrington Mill Blvd. Morrisville North Carolina 27560 USA | Central Venous Catheters (CVC) Kits; Acute Hemodialysis Catheter Kits; Chronic Hemodialysis Catheters Kits; Peripheral Inserted Central Venous Catheters (PICC) Kits; (sipas listës bashkëngjitur) | III | Kateter te ndryshem qendror venoz dhe hemodialize. | Pajisje nje perdorimeshe
12571 | Dental Prosthetic Components CC Classic Connection Code: ST, 762XXXX NST, 7096XXX, TM 7076XXX, ST, NST, TM 7XXXXX Dental Prosthetic Componets TC Tapered Connection Code: TC-N e TC-R 9XXXXX | Ital Techno sh.p.k | 08.08.2022 | MULTYSYSTEM S.r.l. Via Carlo Alberto 11-20900 Monza (MB) Italia | Dental Prosthetic Components CC Classic Connection Code: ST, 762XXXX NST, 7096XXX, TM 7076XXX, ST, NST, TM 7XXXXX Dental Prosthetic Componets TC Tapered Connection Code: TC-N e TC-R 9XXXXX | Iia | Implante dentare dhe aksesore qe sherbejne per zevendesimin e dhembeve qe mungojne. | Pajisje dentare
12572 | Sheath Introducer/Vassel Dilator (sipas listes se bashkengjitur) | Biometric Albania | 08.08.2022 | Merit Medical Systems, Inc. 1600 West Merit Parkway South Jordan, Utah 84095 USA | Sheath Introducer/Vassel Dilator (sipas listes se bashkengjitur) | lla | Intraduktor per Kateter Vascular | Pajisje një përdorimëshe; Produkte per insttucione te kujdesit shendetesor
12573 | Valves-Sterile & non-Steril, Merit Angioplasty Packs (MAP™) (sipas listes se bashkengjitur) | Biometric Albania | 08.08.2022 | Merit Medical Systems, Inc. 1600 West Merit Parkway South Jordan, Utah 84095 USA | Valves-Sterile & non-Steril, Merit Angioplasty Packs (MAP™) (sipas listes se bashkengjitur) | lla | Valvula Hemostatike, dhe Aksesore per Angiografi | Pajisje një përdorimëshe; Produkte per insttucione te kujdesit shendetesor
12574 | Miniclis Microclisma Adulti 9gr, Box x 6 - 05433 | Italmed Distribution Sh.p.k | 08.08.2022 | Laboratorio Chimico Farmaceutico A. Sella S.r.l., Via Vicenza n. 67, 36015 Schio (VI), Italy | Miniclis-Microclismi Adults 9gr, (Box x 6) - 05433 | lla | Perdoret ne trajtimin afatshkurter te konstipacionit te herepahershem dhe perpara ekzaminimeve te rektumit. | Tjeter
12575 | Ultrasonic SCALERS: D3 LED, D6LED, D600LED, S6LED, U6LED, U600LED, UDS-A LED, UD6-K LED, UDS-E LED, UDS-P LED, UDS N2-LED, UDS-N3 LED, UDS-N6 LED, V2 LED, V3 LED, V6 LED | MOTO-MANIA shpk | 08.08.2022 | Guilin Woodpecker Medical Instrument Co., Ltd. Information Industrial Park, Guilin National High-Tech Zone, Guilin, Guangxi, 541004, P.R.China | Ultrasonic SCALERS: D3 LED, D6LED, D600LED, S6LED, U6LED, U600LED, UDS-A LED, UD6-K LED, UDS-E LED, UDS-P LED, UDS N2-LED, UDS-N3 LED, UDS-N6 LED, V2 LED, V3 LED, V6 LED | lla | Pajisje dentare per pastrim | Pajisje dentare
12576 | APEX LOCATOR: Woodpex l, Dpex l; Woodpex lll, Dpex lll; Minipex; Woodpex V, Dpex V | MOTO-MANIA shpk | 08.08.2022 | Guilin Woodpecker Medical Instrument Co., Ltd. Information Industrial Park, Guilin National High-Tech Zone, Guilin, Guangxi, 541004, P.R.China | APEX LOCATOR: Woodpex l, Dpex l; Woodpex lll, Dpex lll; Minipex; Woodpex V, Dpex V | lla | Pajisje dentare elektronike perdoret ne endodontik qe mat impedancen, frekuencen dhe rezistencen e materialit rrethues | Pajisje dentare
12577 | Tips of Ultrasonic Scaler P SERIALS PERIO: Px, PDx, PSx, PxD, PDxD, PSxD, PCx, PxT, PDxT, PSxT, PxDT, PDxDT, PS,xDT, PCxT, PxL, PxR, PxLD, PxRD, PDxL, PDxR, PDxLD, PDxRD, PxLT, PxRT, PxLDT, PxRDT, PDxLT, PDxRT, PDxLDT, PDxRDT | MOTO-MANIA shpk | 08.08.2022 | Guilin Woodpecker Medical Instrument Co., Ltd. Information Industrial Park, Guilin National High-Tech Zone, Guilin, Guangxi, 541004, P.R.China | Tips of Ultrasonic Scaler P SERIALS PERIO: Px, PDx, PSx, PxD, PDxD, PSxD, PCx, PxT, PDxT, PSxT, PxDT, PDxDT, PS,xDT, PCxT, PxL, PxR, PxLD, PxRD, PDxL, PDxR, PDxLD, PDxRD, PxLT, PxRT, PxLDT, PxRDT, PDxLT, PDxRT, PDxLDT, PDxRDT | lla | Pajisje dentare tipsa ultratinguj periodontale per heqjen e biofilmave mikrobiale | Pajisje dentare
12578 | SiverStream bottle 250ml P/N SS-1000-01; SiverStream bottle 100ml P/N SS-1000-02; SiverStream bottle 500ml P/N SS-1000-03; SiverStream bottle 500ml with septum closure P/N SS-100-07; SiverStream gel 100gr P/N LB-GH-0100-01; | Florfarma sh.p.k | 08.08.2022 | SilverStream Medical Ltd. 11 Hof Hazahav Caesarea, 3088900 Israel | SiverStream bottle 250ml P/N SS-1000-01; SiverStream bottle 100ml P/N SS-1000-02; SiverStream bottle 500ml P/N SS-1000-03; SiverStream bottle 500ml with septum closure P/N SS-100-07; SiverStream gel 100gr P/N LB-GH-0100-01; | IIb | Perdoret per pastrim mekanik dhe heqien e materialit te huaj si mikroorganizma dhe mbeturina nga plaget si ulcera gervishtje diegie prerje etj. | Tjeter
12579 | Dental Restorative Materials: Imobond P, Imibond Aqua P, Imibond F, Zino-EG | MOTO-MANIA shpk | 09.08.2022 | Imicryl Dis Malzemeleri Sanayi ve Ticaret Anonim Sirketi Fetih Mahallesi Mahir Sokak No: 5/201, 42030 Karatay/Konya/Turkey | Dental Restorative Materials: Imobond P, Imibond Aqua P, Imibond F, Zino-EG | lla | Pajisje mjekesore qe perdoren per mbushjen e dhembeve. | Pajisje dentare
12580 | Dental Restorative Adhesive Bonding; Nova Compo C, Nova Compo HS, Nova Compo HF, Nova Compo SF, Nova Compo Bulkfill, Nova Compo MHC | MOTO-MANIA shpk | 09.08.2022 | Imicryl Dis Malzemeleri Sanayi ve Ticaret Anonim Sirketi Fetih Mahallesi Mahir Sokak No: 5/201, 42030 Karatay/Konya/Turkey | Dental Restorative Adhesive Bonding; Nova Compo C, Nova Compo HS, Nova Compo HF, Nova Compo SF, Nova Compo Bulkfill, Nova Compo MHC | lla | Materiale kompozite restauruese te dhembeve. | Pajisje dentare
12581 | Lamp Model Pentaled - 12 Wall: PENTA12PA; 12 Mobile Stand: PENTA12PI; 12 Ceiling: PENTA12SO; 12 Double Ceiling: PENTA12+12 | Biometric Albania shpk | 09.08.2022 | Rimsa P. Longoni S.r.l. Via Monterosa, 18/20/22 - 20831 Seregno (MB) - Italy | Lamp Model Pentaled - 12 Wall: PENTA12PA; 12 Mobile Stand: PENTA12PI; 12 Ceiling: PENTA12SO; 12 Double Ceiling: PENTA12+12 | l | Llampa per salle operacioni. | Pajisje elektromekanike
12582 | HCV Rapid Test Cassette (Whole Blood/Serum/Plasma): IHC-402 - Cassette | Vactro Scientific shpk | 09.08.2022 | Hangzhou Alltest Biotech Co., Ltd. 550#, Yinhai Street, Hangzhou Economics & Technological Development Area, Hangzhou-310018, P.R China | HCV Rapid Test Cassette (Whole Blood/Serum/Plasma): IHC-402 - Cassette | In Vitro | Test i shpejte per detektimin cilesor te antitrupave te virusit te Hepatitit C. | Pajisje te diagnostikimit in vitro
12583 | Combined Procedure Pak with Accurus 25+ Virectomy Probe | Pegasus | 09.08.2022 | Alcon Laboratories, Inc. 6201 South Freeway, Fort Worth, Texas.76134-2099,USA | Combined Procedure Pak with Accurus 25+ Virectomy Probe (0.9mm Tipless) - 8065751491 | IIb | Jane paketa te kombinuara pajisjesh per procedura kirurgjikale oftalmike, qe perdoren ne cdo nderhyrje kirugjikale ku nevojitet nje pajisje e caktuar e paketes. Perbehen nGa pajisje sterile, nje-perdorimshe. | Pajisje oftelmike dhe optike
12584 | AcrySof IQ Aspheric Natural IOL with the AcrySert C Delivery system - SN6CWS | Pegasus | 09.08.2022 | Alcon Laboratories, Inc. 6201 South Freeway, Fort Worth, Texas.76134-2099, USA | AcrySof IQ Aspheric Natural IOL with the AcrySert C Delivery system - SN6CWS | IIb | Jane implante optike per zevendesimin e lenteve kristaline humane ne korrektimin e shikimit ne pacient te rritur qe kane bere kirurgji te kataraktit te syrit. | Pajisje oftelmike dhe optike
12585 | Irrigation Tube | MOTO-MANIA shpk | 09.08.2022 | Saeshin Precision Co., Ltd. 52, Secheon-ro 1-gil, Dasa-eup, Dalseong-gun, Daegu, Korea | Irrigation Tube | lla | Pajisje per perdorim ne kirurgjine orale per dergimin e ujit ne pjesen e prerjes | Pajisje dentare
12586 | Dental Restorative Filling Materials: Nova Etch, Royalry, Panora 200; Nova Glass F, Nova Glass ll F, Nova Glass L, Imibond-G, Nova Glass L+, Nova Glass LC, Nova Glass ll LC, Nova Glass BF, Nova Glass GL, Nova Aqua GIL, Nova Aqua GIF, Nesawell, Nova Resin; Nova, Nova Compomer Flow | MOTO-MANIA shpk | 09.08.2022 | Imicryl Diş Malzemeleri Sanayi ve Ticaret Anonim Şirketi Fetih Mahallesi Mahir Sokak No: 5/201 42030 Karatay/Konya, Turkey | Dental Restorative Filling Materials: Nova Etch, Royalry, Panora 200; Nova Glass F, Nova Glass ll F, Nova Glass L, Imibond-G, Nova Glass L+, Nova Glass LC, Nova Glass ll LC, Nova Glass BF, Nova Glass GL, Nova Aqua GIL, Nova Aqua GIF, Nesawell, Nova Resin; Nova, Nova Compomer Flow | lla | Pajisje mjekesore per mbushjen dhe restauruese te dhembit | Pajisje dentare
12587 | Angiographic Catheter (sipas listes se bashkengjitur) | Biometric Albania | 09.08.2022 | Merit Medical Systems, Inc. 1600 West Merit Parkway South Jordan, Utah 84095 USA | Angiographic Catheter (sipas listes se bashkengjitur) | lll | Kateter per Angiografi | Pajisje një përdorimëshe; Produkte per insttucione te kujdesit shendetesor
12588 | In Vitro Diagnostics Medical Devices (sipas listes bashkengjitur) | Ridacom shpk | 09.08.2022 | nal von minden GmbH Carl-Zeiss-Str. 12, 47445 Moers, Germany | In Vitro Diagnostics Medical Devices (sipas listes bashkengjitur) | In Vitro | Teste diagnostikuese laboratori. | Pajisje te diagnostikimit in vitro
12589 | Variteks Orthopedic supports (sipas listes bashkengjitur0 | Evita shpk | 09.08.2022 | Variteks Ortopedi Sanayi A.S. Ferhatpasa Sb. Mah. Manekse Sk. Variteks Blok No:3 Ic Kapi No;Z1, Catalca 34540 Istanbul/Turkey | Variteks Orthopedic supports (sipas listes bashkengjitur0 | l | produkte ndihmese ne trajtimin e semundjeve ortopedike. | Tjeter
12590 | High Pressure Tubing and Pressure Monitoring Tubing | Biometric Albania sh.p.k | 09.08.2022 | Merit Medical Systems, Inc. 1600 West Merit Parkway South Jordan, Utah 84095 USA | High Pressure Tubing and Pressure Monitoring Tubing (sipas listës bashkëngjitur) | Iia | Tuba per matjen e presionit. | Pajisje nje perdorimeshe
12591 | Dental Restorative Adhesive Bonding: Nova Compo B; Nova B; Elixa; R&D Series Nova Compo B Plus; Nova Compo B Plus; | Moto-Mania sh.p.k | 09.08.2022 | Imicryl Dis Malzemeleri Sanayi ve Ticaret Anonim Sirketi Fetih Mahallesi Mahir Sokak No.5/201 42030 Karatay/Konya Turkey | Dental Restorative Adhesive Bonding: Nova Compo B; Nova B; Elixa; R&D Series Nova Compo B Plus; Nova Compo B Plus; | Iia | Materiale per ngjitjen e materialeve restauruese. | Pajisje dentare
12592 | The Solidea products 'Graduated compression medical devices for limbs and body' SOLIDEA IT-MF-000005917 (sipas listes bashkangjitur) | Central Pharma Group sh.p.k | 09.08.2022 | Calzificio Pinelli srl Via Germania, 11-46042 castel Goffredo (MN) Italy | The Solidea products 'Graduated compression medical devices for limbs and body' SOLIDEA IT-MF-000005917 (sipas listes bashkangjitur) | I | Corape me presion qe lejon qe qarkullimi I gjakut te permirsohet permes kembeve. | Tjeter
12593 | VNS Therapy® PerenniaDURA® Lead, Model 303 | Gen-Alb Farma shpk | 10.08.2022 | LivaNova USA, Inc. 100 Cyberonics Blvd Huston, TX 77058, United States Of America | VNS Therapy® PerenniaDURA® Lead, Model 303 | Te implantueshme aktive | Tel i implantueshem i izoluar me material jo percues i destinuar per tu perdorur ne nje lidhje elektrike mes nje gjeneratori pulsi dhe nervit vagus. | Pajisje te implantueshme aktive
12594 | VNS Therapy® AspireSR® Model 106 Generator | Gen-Alb Farma shpk | 10.08.2022 | LivaNova USA, Inc. 100 Cyberonics Blvd Huston, TX 77058, United States Of America | VNS Therapy® AspireSR® Model 106 Generator | Te implantueshme aktive | Sisteme te implantueshme te stimulimit elektrik te nervit vagus kunder konvulsioneve/terapise psikiatrike. | Pajisje te implantueshme aktive
12595 | PENTALED 30E-PENTA30E: LAMP MODEL PENTALED 30E WALL-PENTA30EPA;LAMP MODEL PENTALED 30E MOBILE STAND0- PENTA30EPI; LAMP MODEL PENTALED 30E CEILING-PENTA30ESO; LAMP MODEL PENTALED 30E DOUBLE CEILING-PENTA30E+30E | Biometric Albania sh.p.k | 11.08.2022 | Rimsa P. Longoni S.r.l. Via Monterosa, 18/20/22 - 20831 Seregno (MB) Italy | PENTALED 30E-PENTA30E: LAMP MODEL PENTALED 30E WALL-PENTA30EPA;LAMP MODEL PENTALED 30E MOBILE STAND0- PENTA30EPI; LAMP MODEL PENTALED 30E CEILING-PENTA30ESO; LAMP MODEL PENTALED 30E DOUBLE CEILING-PENTA30E+30E | I | Llampa per salle operacioni. | Pajisje elektromekanike
12596 | VNS Therapy® Tunneler - Model 402 - 05425025750238 | Gen-Albfarma | 10.08.2022 | LivaNova USA, Inc. 100 Cyberonics Blvd, Houston, TX 77058, United States of America | VNS Therapy® Tunneler - Model 402 - 05425025750238 | Të implantueshme aktive | Instrument i gjatë kirurgjik që përdoret për të tuneluar një kalim artificial përgjatë planeve të indeve vaskulare për të krijuar një kanal lidhës zakonisht për futjen e një transplanti vaskular ose një proteze vaskulare | Pajisje të implantueshme aktive
12597 | VNS Therapy® Programming Wand - Model 2000 - 05425025750177 | Gen-Albfarma | 10.08.2022 | LivaNova USA, Inc. 100 Cyberonics Blvd, Houston, TX 77058, United States of America | VNS Therapy® Programming Wand - Model 2000 - 05425025750177 | Të implantueshme aktive | Pajisje e destinuar për t'u përdorur për të ndryshuar, në mënyrë joinvazive, një ose më shumë nga parametrat e funksionimit (programet) të një stimuluesi të implantuar që përdoret për stimulimin e nervit vagus (VNS) | Pajisje të implantueshme aktive
12598 | VNS Therapy® PerenniaFLEX® Lead - Model 304-20 - 05425025750139 VNS Therapy® PerenniaFLEX® Lead - Model 304-30 - 05425025750153 | Gen-Albfarma | 10.08.2022 | LivaNova USA, Inc. 100 Cyberonics Blvd, Houston, TX 77058, United States of America | VNS Therapy® PerenniaFLEX® Lead - Model 304-20 - 05425025750139 VNS Therapy® PerenniaFLEX® Lead - Model 304-30 - 05425025750153 | Të implantueshme aktive | Eshtë një tel i implantueshëm, i izoluar me material jopërçues, përveç elektrodës(ave) të tij, i destinuar për t'u përdorur për të bërë një lidhje elektrike midis një gjeneratori pulsi dhe nervit vagus për stimulimin e nervit vagus (VNS) | Pajisje të implantueshme aktive
12599 | Reactif 11M Urinalysis Strips - 100 Units, urine - 41110-L | Ridacom | 10.08.2022 | nal von minden GmbH Carl-Zeiss-Str. 12 47445 Moers, Deutschland | Reactif 11M Urinalysis Strips - 100 Units, urine - 41110-L | In Vitro | Strip urine | Pajisje të diagnostikimit in vitro
12600 | HBsAg Rapid Test Cassette ( Whole Blood/Serum/Plasma) - IHBSG-402(Cassette) | Vactro Scientific shpk | 10.08.2022 | Hangzhou Alltest Biotech Co., Ltd. 550#, Yinhai Street, Hangzhou Economics & Technological Development Area, Hangzhou-310018, P.R China | HBsAg Rapid Test Cassette ( Whole Blood/Serum/Plasma) - IHBSG-402(Cassette) | In Vitro | Test I shpejt per detektimin e hepatitit B antigjen | Pajisje të diagnostikimit in vitro
12601 | In vitro diagnostic Medical Devices | RIDACOM sh.p.k | 11.08.2022 | MkB Test a.s. Rosina 169 013 22 Rosina Slovac Republic | In vitro diagnostic Medical Devices (Sipas listes bashkengjitur) | In Vitro | Reagente dhe terrene per mikrobiologji. | Pajisje diagnostikimi in vitro
12602 | Cyberonics® Patient Magnet Model 220 - 054250257502522 | GEN-ALB FARMA Sh.p.k | 11.08.2022 | LivaNova USA , Inc. 100 Cyberonics Boulevard Houston, TX 77058 USA | Cyberonics® Patient Magnet Model 220 - 054250257502522 | Te implantueshme aktive | Eshtë pajisje magnetike e menovrueshme me dorë, jo sterile, e krijuar për t'u përdorur nga një pacient dhe një profesionist i kujdesit shëndetësor për të ndezur dhe fikur një pajisje të implantueshme aktive | Pajisje te implantueshme aktive
12603 | VNS Therapy® Accessory Pack Model 502 - 05425025750245 | GEN-ALB FARMA Sh.p.k | 11.08.2022 | LivaNova USA , Inc. 100 Cyberonics Boulevard Houston, TX 77058 USA | VNS Therapy® Accessory Pack Model 502 - 05425025750245 | Te implantueshme aktive | Janë sisteme të implantueshëm të stimulimit elektrik të nervit vagus kundër konvulsioneve/terapisë psikiatrike. Janë një grup pajisjesh me bateri që synojnë të aplikojnë stimuj elektrikë periodikë në nervin vagus për të ndihmuar në kontrollin e krizave dhe/ose për të ndihmuar në trajtimin e simptomave të çrregullimit psikiatrik. | Pajisje te implantueshme aktive
12604 | The ABO and RhD Blood Grouping Rapid Test (Whole Blood): OABD-402- cassette | VACTRO SCIENTIFIC sh.p.k | 11.08.2022 | HANGZHOU ALLTEST BIOTECH CO., LTD. #550, Yinhai Street, Hangzhou Economic & Technological Development Area, Hangzhou 310018, P.R.China | The ABO and RhD Blood Grouping Rapid Test (Whole Blood): OABD-402- cassette | In Vitro | Teste te shpejta per detektimin e grupit te gjakut. | Pajisje diagnostikimi in vitro
12605 | Variteks Liposuction Garments | Evita sh.p.k | 12.08.2022 | Variteks Ortopedi Sanayi A.S Ferhatpasa Sb. Mah. Menekse Sk. Variteks Blok No:3 Ic Kapi No:21 Catalca 34540 Istanbul- TURKEY | Variteks Liposuction Garments (Sipas listes bashkengjitur) | I | Produkte tekstili mjekesore port kirurgjikale. | Tjeter
12606 | Prism0cal 110188; Prism0cal 112958; Prism0cal B22 114108; Prism0cal B22 114109; Prism0cal B22 115881; Prism0cal B22 955428; Prism0cal B22 955741; Dialisan CVVHD BG2D 955801; Hemosol B0 955802 | Incomed sh.p.k | 12.08.2022 | Bieffe Medital SpA Via Stelvio, 94 Sondalo (SO) 23035 Italy | Prism0cal 110188; Prism0cal 112958; Prism0cal B22 114108; Prism0cal B22 114109; Prism0cal B22 115881; Prism0cal B22 955428; Prism0cal B22 955741; Dialisan CVVHD BG2D 955801; Hemosol B0 955802 | IIb | Tretësira që përshkruhet në rastin e isuficensës renale kronike. Eliminon substancat toksike dhe ndihmon në rregullimin e likideve dhe balancën e elektroliteve. | Tjeter
12607 | E-nya® Thoracic Stent Graft System (sipas listes se bashkengjitur) | GP Medical Al | 15.08.2022 | Jotec GmbH Lotzenäcker 23 72379 Hechingen, Germany | E-nya® Thoracic Stent Graft System (sipas listes se bashkengjitur) | lll | Sistemi I transplantimit te stenteve torakale per trajtimin endovaskular te semundjeve te aortes torakale zbritese si aneurizma, diskeksionet, ulcerat depertuese te aortes dhe hematomat intramurale | Pajisje të implantueshme jo aktive
12608 | Theranova 400 - 115578; Theranova 500 - 115579; Theranova 400 EEUR-LATAM - 955365; Theranova 500 EEUR-LATAM - 955366; Theranova 400 APAC - 955367; Theranova 500 APAC - 955368 | Incomed | 15.08.2022 | Gambro Dialysatoren GmbH, Holger-Crafoord-Strasse 26, 72379 Hechingen, Germany | Theranova 400 - 115578; Theranova 500 - 115579; Theranova 400 EEUR-LATAM - 955365; Theranova 500 EEUR-LATAM - 955366; Theranova 400 APAC - 955367; Theranova 500 APAC - 955368 | llb | HEMOFILTER per terapi HDx (HD e zgjeruar) i cili pasi synon heqjen efikase te molekulave të mesme të mëdha (25 kDa deri në < 60 kDa).1 | Pajisje një përdorimëshe
12609 | Integrated Nucleic Acid Testing Device: Pluslife Mini Dock - PM001 | Genius | 15.08.2022 | Guangzhou Pluslife Biotech Co., Ltd. Room 402, 6 Lianhuayan Road, Huangpu District, Guangzhou, Guangdong, China | Integrated Nucleic Acid Testing Device: Pluslife Mini Dock - PM001 | In Vitro | Paisja mjekesore per testimin e acidit nukleik te integruar perdoret me nje chip microfluidik te adaptueshem per detektimin e amplifikuar te gjenit te acidit nukleik nga mostra e marr | Pajisje të diagnostikimit in vitro
12610 | Neuro-Patch | O.E.S Distrimed | 15.08.2022 | Aesculap AG AM Aesculap-Platz 78532 Tuttlingen, Germany | Neuro-Patch (sipas listes bashkengjitur) | III | Klipe ligature, kapse bllokuese per bllokimin e eneve te gjakut | Pajisje te implatueshme jo aktive
12611 | G7 Longevity and Vivacit-E Poly Acetabular Liners | Trimed | 15.08.2022 | Zimmer, Inc 1800 West Center Warsaw, Indiana 46580 USA | G7 Longevity and Vivacit-E Poly Acetabular Liners (sipas listes bashkengjitur) | III | Jane pajsjet e implantueshme jo aktive te destinuara per perdorim ne nderhyrjet artro kirurgjikale te artikulacionit femoral | Pajisje te implantueshme jo aktive
12612 | Dental Canal Filling Materials | MOTO-MANIA shpk | 15.08.2022 | Imicryl Dis Malzemeleri Sanayi ve Ticaret Anonim Sirketi Fetih mah. Mahir sok. No: 5/201 42030,Konya,Turkey | Dental Canal Filling Materials: Cavitimi; Calciplus; Therra; Calciplus RL; Calciplus LC; Calciplus BX; Imical; Biofactor; Bioforce; | Iia | Materiale e mbushjes se kanalit dental te dhembeve. | Pajisje dentare
12613 | Minor Surgical Luminare | Biometric Albania | 15.08.2022 | Rimsa P.Longoni Srl. Via Monterosa, 18/20/22 - 20831 Serengo (MB) -Italy | Minor Surgical Luminare (sipas listes bashkengjitur) | I | Llampe per salle operacioni | Pajisje per institucione te kujdesit shendetesor
12614 | Steam sterilizer/ with accessories | MSE sh.p.k | 15.08.2022 | Sterilmed Medical Elektrik Elektronik otomasyon insaat Gida Sanayi ve Dis Ticaret Ltd. Sti. Baskent Organize Sanayi Bolgesi 18.Cadde No.43 Malikoy Sincan Ankara Turkiye | Steam sterilizer/ with accessories (Sipas listes bashkengjitur) | IIb | Sterilizues me avull dhe aksesore. | Tjeter
12615 | Herculite XRV Ultra | Advantage Dental | 17.08.2022 | Kerr Corporation also trading as Pentrol Clinical 1717 West Collins Avenue Orange, California 92867 USA | Herculite XRV Ultra (sipas listes se bashkengjitur) | lla | Kompozit dentar | Pajisje dentare
12616 | Active Implantable systems for vagus nerve stimulation | Gen-Alb Farma | 17.08.2022 | LivaNova USA, Inc. 100 Cyberonics Boulevard Houston, TX 77058, USA | Active Implantable systems for vagus nerve stimulation : VNS Therapy® Symmetry™ Model 8103 Generator 05425025750504 | Të Implantueshme Aktive | Jane sisteme te implantueshme te stimulimit elektrik te nervit vagus kunder konvulsioneve/terapise psikiatrike | Pajisje te implantueshme aktive
12617 | Active Implantable systems for vagus nerve stimulation | Gen-Alb Farma | 17.08.2022 | LivaNova USA, Inc. 100 Cyberonics Boulevard Houston, TX 77058, USA | Active Implantable systems for vagus nerve stimulation : VNS Therapy® Programmer Model 3000, version 1.6.1 - 05425025750443 | Të Implantueshme Aktive | Jane sisteme te implantueshme te stimulimit elektrik te nervit vagus kunder konvulsioneve/terapise psikiatrike | Pajisje te implantueshme aktive
12618 | Variteks Varicose Stockings | Evita | 17.08.2022 | Variteks Ortopedi Sanayi A.Ş. Ferhatpasa Sb. Mah. Menekse Sk. Variteks Blok NO:3 Ic Kapi No:Z1, Çatala 34540 Instanbul/Turkiye | Variteks Varicose Stockings (sipas listes bashkengjitur) | I | Corape per varicet per perdorim pas kirurgjise | Tjeter
12619 | HIV 1.2 Rapid Test Cassette | Vactro Scientific | 17.08.2022 | Hanzhou Alltest Biotech Co., Ltd. #550, Yinhai Street, Hangzhou Economic & Technological Development Area, Hangzhou - 310018, P.R. China | Detection of antibodies to HIV type 1&2 : HIV 1.2 Rapid Test Cassette (Whole Blood/Serum/Plasma) IHI-402 Cassette | In Vitro | Teste te shpejta per zbulimin e antitrupave HIV te tipit 1 dhe 2 | Pajisje te diagnostikimit in vitro
12620 | Gian Marco Venturi (POCOM): Napoli (all varsions color and sizes) (Basic UDI-DI: 805572798AY210303030103V2) | Farmaworld | 19.08.2022 | Industrie Ottiche Italiane srl, Corso Fiume 4 - 10133 Torino, Italy | Gian Marco Venturi (POCOM): Napoli (all varsions color and sizes) (Basic UDI-DI: 805572798AY210303030103V2) | l | Syze te montuara paraprakisht per korrigjimin e problemeve te shikimit | Tjeter
12621 | GIAN MARCO VENTURI (POCOM) - GENOVA (all its versions colors and sizes) UDI-DI: 805572798AY210303030103V2 | Farmaword sh.p.k | 19.08.2022 | Industrie Ottiche italiane Corso Fiume, 4-10133 Torino, Italy | GIAN MARCO VENTURI (POCOM) - GENOVA (all its versions colors and sizes)UDI-DI: 805572798AY210303030103V2 | I | Syze te montuara paraprakisht per korigjimin e problemeve te shikimit. | Tjeter
12622 | CoAxial Introduces Needle | Montal | 17.08.2022 | Argon Medical Devices, Inc. 1445 Flat Creek Road Athens, Texas 75751, USA | CoAxial Introduces Needle (sipas listes bashkengjitur) | Iia | Eshte nje pajisje mjekesore e destinuar te perdoret si age udhezuese ne marrjen e mostrave te biopsise nga indet e buta si melcia, veshka | Pajisje nje perdorimeshe
12623 | Mobile X-Ray System | Montal | 17.08.2022 | DRGEM Corporation, 7F1 E-B/D Gwangmyeong Techno-Park, 60 Haan-ro, Gwangmyeong-si, Gyeonggi-do, 14322, Korea | Mobile X-Ray System : TOPAZ 32D; TOPAZ 40D | IIb | Eshte nje pajisje mjekesore e destinuar te perdoret si nje makine portative me rreze X qe lejon profesionistet e fushes te marrin imazhe | Pajisje diagnostikuese dhe terapeutike me rrezatim
12624 | Oropharyngeal Airways | Montal | 17.08.2022 | Shanghai Channelmed Import & Export Co., Ltd. (Channelmed Group) Room 1402, No. 707 of Zhangyang Road, 200120 Shanghai, People's Republic of China | Oropharyngeal airways: 000#/40mm; 00#/50mm; 0#/60mm; 1#/70mm; 2#/80mm; 3#/90mm; 4#/100mm; 5#/110mm; 6#/120mm. | Is | Jane materiale mjekimi qe perdoren ne terapine e sistemit respirator ne repartet e trajtimit intensiv. | Pajisje nje perdorimeshe
12625 | FNA Systems for ultasonic endoscopy SU | Greemed | 19.08.2022 | Endo-Flex GmbH Alte Hünxer Strase 115 46562 Voerde, Germany | FNA Systems for ultasonic endoscopy SU: FNA-B01-2218; FNA-B02-2218; FNA-B03-2218; FNA-G01-1921; FNA-G01-2218; FNA-G012227; FNA-G01-2518; FNA-G01-2527; FNA-G02-2218; FNA-G02-2227 | lla | Age biopsie e dukshme permes ekografise | Tjeter
12626 | Multi Band Ligation Device SU: MBL-01-06 | Greemed | 19.08.2022 | Endo-Flex GmbH Alte Hünxer Strase 115 46562 Voerde, Germany | Multi Band Ligation Device SU: MBL-01-06 | lla | Pajisje per ndalimin e hemoragjive | Tjeter
12627 | Pancreatic Stents SU: 20505003; 20505005; 20505007; 20505009; 20507003; 20507005; 20507007; 20507009 | Greemed | 19.08.2022 | Endo-Flex GmbH Alte Hünxer Strase 115 46562 Voerde, Germany | Pancreatic Stents SU: 20505003; 20505005; 20505007; 20505009; 20507003; 20507005; 20507007; 20507009 | llb | Stente pankreatike | Tjeter
12628 | PARAGEL BREAST IMPLANTS | SOMBRERO sh.p.k | 22.08.2022 | Eurosilicone SAS Z.I de La Peyroliere B.P. 68 APT Cedex 84402 France | PARAGEL BREAST IMPLANTS (Sipas listes bashkengjitur) | III | Implante gjiri. | Tjeter
12629 | Cristalline Paragel Breast Implants (sipas listes se bashkengjitur) | Sombrero | 22.08.2022 | Eurosilicone SAS Z.I de La Peyroliere B.P. 68 APT Cedex 84402, France | Cristalline Paragel Breast Implants (sipas listes se bashkengjitur) | lll | Implante gjiri | Tjeter
12630 | Sterile Paclitaxel coated balloon catheter-ELutax"3" | GP Medical AL sh.p.k | 23.08.2022 | Ar Baltic medical UAB P.Luksio g.5B, LT-08221 Vilnius, Lithuania | Sterile Paclitaxel coated balloon catheter-ELutax"3" | III | Kateter per trajtimin e lezioneve aterosklerotike si stenoze, flaps intima, diseksione ose okluzionet e rikanalizuara. | Pajisje te implantueshme jo aktive
12631 | Tongue Depressor | Biometric Albania | 23.08.2022 | Goodwood Medical Care Ltd. 1-2 Floor, 3-919, Yongzheng Street, Jinzhou District, Dalian Liaoning, China | Tongue Depressor | I | Spatula druri | Pajisje nje perdorimeshe
12632 | Aerosol Therapy Equipment: MIKO Basic - 300600/12 | Farma Net Albania | 23.08.2022 | CA-MI SRL via Ugo La Malfa 13 - Frazione Pilastro - 43013 Langhirano (PR) Italia | Aerosol Therapy Equipment: MIKO Basic - 300600/12 | lla | Pajijse qe perdoren per te bere aerosol | Tjeter
12633 | Lithotripsy Handle RU - 120600 UDI-DI: 4048467PHA0218LITHOHANDMC | Greemed sh.p.k | 23.08.2022 | ENDO-FLEX GmbH Alte Hunxer Strabe 115 46562 Voerde Germany | Lithotripsy Handle RU - 120600 UDI-DI: 4048467PHA0218LITHOHANDMC | I | Pajisje litotripsie per thyerjen e gureve. | Tjeter
12634 | Colon Decompression probes SU : 291140; 291160; 291180 Udi-di: 4048467PHA0031COLDECOMP46 | Greemed sh.p.k | 23.08.2022 | ENDO-FLEX GmbH Alte Hunxer Strabe 115 46562 Voerde Germany | Colon Decompression probes SU : 291140; 291160; 291180 Udi-di: 4048467PHA0031COLDECOMP46 | I | Sonde per zgjerimin e kolones. | Tjeter
12635 | Cytology Brushes SU: NE4218-A; NE4218-C; NE4218-G; E4222DL-C; E4218-A; E4218-C; E4219-G; E4222-G | Greemed sh.p.k | 23.08.2022 | ENDO-FLEX GmbH Alte Hunxer Strabe 115 46562 Voerde Germany | Cytology Brushes SU: NE4218-A; NE4218-C; NE4218-G; E4222DL-C; E4218-A; E4218-C; E4219-G; E4222-G | Iia | Furce citilogjike per marrjen e specimentit. | Tjeter
12636 | Guide Wires SU: 21925450; 21935450 | Greemed sh.p.k | 23.08.2022 | ENDO-FLEX GmbH Alte Hunxer Strabe 115 46562 Voerde Germany | Guide Wires SU: 21925450; 21935450 | Iia | Tel udhezues per nderhyrje endoskopike. | Tjeter
12637 | E-vita OPEN NEO (sipas listes bashkengjitur) | GP MEDICAL AL shpk | 23.08.2022 | JOTEC GmbH Lotzenäcker 23, 72379 Hechingen, Germany | E-vita OPEN NEO (sipas listes bashkengjitur) | lll | Sistem hibrid i transplantit te stentit E-vita OPEN NEO eshte indukuar per trajtimin ekirurgjik te diseksioneve ose aneurizmave te aortes torakeale. | Pajisje te implantueshme jo aktive
12638 | Prismocitrate 18/0 : 115655; Prismocitrate 10/2 : 115652; PrismoCit 4K : 115650 | Incomed shpk | 23.08.2022 | Bieffe Medital SpA Via Stelvio, 94 Sondalo (SO) 23035 Italy | Prismocitrate 18/0 : 115655; Prismocitrate 10/2 : 115652; PrismoCit 4K : 115650 | llb | Tretesire qe pershkruhet ne rasitn e insuficiences renale kronike. | Pajisje terapie komplementare
12639 | Drainae system | Greemed sh.p.k | 25.08.2022 | ENDO-FLEX GmbH Alte Hunxer Strabe 115 46562 Voerde Germany | Nasal Billiary Drainage Probes SU: 206185; 206225; 206305; 207185; 207225; 207305; 208185; 208225; 208305 | Iia | Kateter drenimi biliar nepermjet rrugeve nazale | Tjeter
12640 | Suction Polyp Traps SU | Greemed sh.p.k | 23.08.2022 | ENDO-FLEX GmbH Alte Hunxer Strabe 115 46562 Voerde Germany | Suction Polyp Traps SU: 900334H (UDI 40448467PHA01197POLYPTRAP9D) | I | Rrjete per terheqjen e polipeve | Tjeter
12641 | Cross-Linked sodium hyaluronate dermal fillers: Cross-Linked sodium hyaluronate 20 mg/ml - Skin Architect Filler Sublime; Cross-Linked sodium hyaluronate 23 mg/ml - Skin Architect Filler Density; Cross-Linked sodium hyaluronate 26 mg/ml - Skin Architect Filler Volume; | Panacea sh.p.k | 25.08.2022 | Dr. Korman Laboratories Ltd. 23, Yosef Levi Str., Kiryat Bialik, 2751123 Israel | Cross-Linked sodium hyaluronate dermal fillers: Cross-Linked sodium hyaluronate 20 mg/ml - Skin Architect Filler Sublime; Cross-Linked sodium hyaluronate 23 mg/ml - Skin Architect Filler Density; Cross-Linked sodium hyaluronate 26 mg/ml - Skin Architect Filler Volume; | III | Xhel I injektueshem I perbere nga hialuronat natriumi qe ka per qellim rikuperimin e volumit te lekures. | Tjeter
12642 | Kontenitore | Krijon shpk | 26.08.2022 | KARTELL SPA, Via delle Industrie, 1, 20082 Noviglio (MI), Italia | In Vitro Diagnostic Medical Devices (sipas listes bashkengjitur) | In vitro | Kontenitore per mbledhjen e mostrave, tuba testimi dhe pjata petri | Pajisje te diagnostikimit in vitro
12643 | Indigo Aspiration System | GP Medical AL sh.p.k | 26.08.2022 | Penumbra, Inc. One Penumbra Place Almenda, CA 94502, USA | INDIGO Aspiration System CAT RX (sipas listes bashkengjitur) | II (FDA) | Kateter Aspirues dhe ndares qe indikohen per heqjen e embolive dhe trombeve te fresketa, te buta nga vaskulatura koronare dhe perfirerike | Pajisje te implantueshme jo aktive
12644 | Patient Programme | O.E.S Distrimed | 26.08.2022 | Medtronic Inc. 710 Medtronic Parkway, Minneapolis MN 55432 USA | Programmers and external components for implantable muscle-/neurostimulators anf dor impl. Infusion pumps Application software(ext): Patient Programmer - 37642 | Te implantueshme aktive | Programues per neurostinulator pacienti per perdorim ne neurokirugji | Pajisje te implantueshme aktive
12645 | Safil Mesh | O.E.S Distrimed | 26.08.2022 | B. Braun Surgical, S.A. Ctra. De Terrassa, 121 08191 Rubi (Barcelona), Spain | Polyglycolic acid mesh, absorbable, uncoated and undyed filaments: Safil Mesh - 1065500 (30x30cm); 1065501 (15x15cm); 1065503 (28x18cm); 1065504 (25x15cm); 1065508 (12x8cm); 1065508UNI (12x8cm); | III | Mesha kirurgjikale te absorbueshme per perdorim ne kirurgji te ndryshme | Pajsije nje perdorimeshe
12646 | Cryotherapy Device: Cryo 7 | Evita | 26.08.2022 | Zimmer MedizinSysteme GmbH Junkersstrase 9 89231 Neu-Ulm, Germany | Cryotherapy Device: Cryo 7 | lla | Pajisje ftohese e cila perdoret me laserat estetik | Tjeter
12647 | Neurostimulator Activa PC - 37601 | O.E.S Distrimed | 26.08.2022 | Medtronic Inc. 710 Medtronic Parkway Minneapolis MN 55432 USA | Neurostimulator Activa PC - 37601 | Te implantueshme aktive | Neurostimulator perdorim ne neurokirugji | Pajisje te implantueshme aktive
12648 | Deep Brain Stimulation Tunneling Tool Kit - 3755 | O.E.S Distrimed | 26.08.2022 | Medtronic Inc. 710 Medtronic Parkway Minneapolis MN 55432 USA | Deep Brain Stimulation Tunneling Tool Kit - 3755 (Basic UDI-DI: 0763000B00006207J) | lla | Kit per implantimin e DBS perdorim ne neurokirugji | Pajisje një përdorimëshe
12649 | Semi-automated coagulation Analyzer: CD12-1-17 CoaDATA 504+ - 105-99-150-xx; CoaDATA 504+ - 105-99-160-xx | Fedos Uppsala | 26.08.2022 | LABITec Labor BioMedical Technologies GmbH An der Strusbek 6 22926 Ahrensburg Germany | Semi-automated coagulation Analyzer: CD12-1-17 CoaDATA 504+ - 105-99-150-xx; CoaDATA 504+ - 105-99-160-xx | In Vitro | Aparat koagulimi me nje kanal | Pajisje të diagnostikimit in vitro
12650 | Laser for ophthalmologic application: SUPRA 810 and accessories | Pegasus | 26.08.2022 | Quantel Medical 11, Rue du Bois Joli - CS40015 63808 Cournon d'Auvergne Cedex, France | Laser for ophthalmologic application: SUPRA 810 and accessories | llb | Lazer per aplikime oftalmologjike | Pajisje oftalmike dhe optike
12651 | Echograph for ophtalmologic applications: ABSolu and echograph accessories | Pegasus | 26.08.2022 | Quantel Medical 11, Rue du Bois Joli - CS40015 63808 Cournon d'Auvergne Cedex, France | Echograph for ophtalmologic applications: ABSOLU and echograph accessories | lla | Ekograf per aplikime oftalmologjike | Pajisje oftalmike dhe optike
12652 | Laser for ophthalmologic application: OPTIMIS FUSION and accessories | Pegasus | 26.08.2022 | Quantel Medical 11, Rue du Bois Joli - CS40015 63808 Cournon d'Auvergne Cedex, France | Laser for ophthalmologic application: OPTIMIS FUSION and accessories | llb | Lazer per aplikime oftalmologjike | Pajisje oftalmike dhe optike
12653 | Echograph for ophtalmologic applications: POCKET II and echograph accessories | Pegasus | 26.08.2022 | Quantel Medical 11, Rue du Bois Joli - CS40015 63808 Cournon d'Auvergne Cedex, France | Echograph for ophtalmologic applications: POCKET II and echograph accessories | lla | Ekograf per aplikime oftalmologjike | Pajisje oftalmike dhe optike
12654 | 24 Hour Urine Specimen Container 3L W/Long Canula - 364984 | Pegasus | 26.08.2022 | Deltalab S.L. Plaza de la Verneda,1 Pol.Ind. La Llana 08191 RUBI (Barcelona)-Spain | 24 Hour Urine Specimen Container 3L W/Long Canula - 364984 | In Vitro | Kontenitor per mbledhjen e urines | Pajisje të diagnostikimit in vitro
12655 | BD GasPak™ EZ Anaerobe Container System Sachets with Indicator - 260001 | Pegasus | 26.08.2022 | Becton, Dickinson and Company 7 Loveton Circle Sparks, MD 21152 USA | BD GasPak™ EZ Anaerobe Container System Sachets with Indicator - 260001 (Basic UDI-DI: 038290SPOLCETBHG) | In vitro | Jane paketa qe prodhojne gas anaerobik, pa uje ose enzima katalizatore. | Pajisje të diagnostikimit in vitro
12656 | AkusTone ALERT (ear drops, 15ml) | Ilma | 26.08.2022 | Aflofarm Farmacja Polska Sp. Z. o. o. ul Partyzancka 133/151 95-200 Pabianic, Poland | AkusTone ALERT (ear drops, 15ml) | l | Pika per vesh qe perdoren per dhimbjet e veshit | Tjeter
12657 | Naturasept med throat lollipops no sugar | Ilma | 26.08.2022 | Aflofarm Farmacja Polska Sp. Z. o. o. ul Partyzancka 133/151 95-200 Pabianic, Poland | Naturasept med throat lollipops no sugar | l | Pajisje forme lepirese per lehtesimin e dhimbjeve, skuqjeve te fytit | Tjeter
12658 | Take 1 Advanced | Advantage Dental | 29.08.2022 | Kerr Corporation also trading as Pentrol Clinical 1717 West Collins Avenue Orange, California 92867 USA | Take 1 Advanced (Basic UDI-DI: 0841396110000159P) (sipas listes se bashkengjitur) | l | Materiale mase | Pajisje dentare
12659 | Endodontic instruments | Advantage Dental | 29.08.2022 | Kerr Corporation also trading as Pentrol Clinical 1717 West Collins Avenue Orange, California 92867 USA | Endodontic instruments (sipas listes se bashkengjitur) | lla | Instrumenta Endodontik per hapje kanali dhembi | Pajisje dentare
12660 | Alinity c Kappa Light Chains Reagent Kit - 01R0222 | Labopharma | 29.08.2022 | Sentinel CH. SpA Via Robert Koch 2, Milano, Italy | Alinity c Kappa Light Chains Reagent Kit - 01R0222 | In vitro | Reagent per percaktimin sasior imunoturbidimetril te zinxhireve te drites kappa te lidhur dhe te lire ne serum dhe plazem | Pajisje të diagnostikimit in vitro
12661 | Alinity c Lambda Light Chains Reagent Kit - 01R0322 | Labopharma | 29.08.2022 | Sentinel CH. SpA Via Robert Koch 2, Milano, Italy | Alinity c Lambda Light Chains Reagent Kit - 01R0322 | In vitro | Reagent per percaktimin sasior imunoturbidimetril te zinxhireve te drites lambda te lidhur dhe te lire ne serum dhe plazem | Pajisje të diagnostikimit in vitro
12662 | Alinity i Total T3 Reagent Kit: 07P94-20; 07P94-30; Alinity i Total T3 Calibrators - 07P94-01; Alinity i Total T3 Manual Diluent - 07P94-40 | Labopharma | 29.08.2022 | Abbott Ireland Diagnostics Division Lisnamuck, Longford, Ireland | Alinity i Total T3 Reagent Kit: 07P94-20; 07P94-30; Alinity i Total T3 Calibrators - 07P94-01; Alinity i Total T3 Manual Diluent - 07P94-40 | In vitro | Reagent, kalibrator dhe solucion hollues per analizen e triiodotironines | Pajisje të diagnostikimit in vitro
12663 | BioFire® Joint Infection (Ji) Panel RFIT-ASY-0138 | Labopharma | 29.08.2022 | BioFire Diagnostics, LLC 515 Colorow Drive Salt Lake City, Utah 84108, USA | BioFire® Joint Infection (Ji) Panel - RFIT-ASY-0138 (Basic UDI-Di: 357302BUDI000006SN) | In vitro | Test diagnostik I bazuar ne acide nukleike te shumefishta | Pajisje të diagnostikimit in vitro
12664 | Curing Light: LED B; LED C; LED D; LED F; LED E; BUILT-IN C; BUILT-IN H; LED H; LUX V; LUX E; LUX VI; | Moto-Mania sh.p.k | 29.08.2022 | Guilin Woodpecker Medical Instrument Co., Ltd. Information Industrial Park, Guilin National High-Tech Zone, Guilin Guangxi, 541004, P.R.China | Curing Light: LED B; LED C; LED D; LED F; LED E; BUILT-IN C; BUILT-IN H; LED H; LUX V; LUX E; LUX VI; | I | Pajisje per fotopolimerizimin e materialeve qe perdoren per restaurimin e dhembeve. | Pajisje dentare
12665 | DBS Extension Kit for Deep Brain Stimulation 37086, Variants 3708640; 3708660; 3708695; | O.E.S Distrimed sh.p.k | 29.08.2022 | Medtronic Inc. 710 Medtronic Parkway Minneapolis MN 55432 USA | DBS Extension Kit for Deep Brain Stimulation 37086, Variants 3708640; 3708660; 3708695; | Te implantueshme aktive | Zgjatues I elektrodes se DBS, per perdorim ne neurokirurgji. | Pajisje te implantueshme aktive
12666 | Stimloc Burr Hole Cover 924256 | O.E.S Distrimed sh.p.k | 29.08.2022 | Medtronic Inc. 710 Medtronic Parkway Minneapolis MN 55432 USA | Stimloc Burr Hole Cover 924256 | Te implantueshme aktive | Unaze per vrimen e implantit per perdorim ne neurokirurgji. | Pajisje te implantueshme aktive
12667 | Hi-Torque Whisper Guide Wires | Greemed | 29.08.2022 | Abbott Medical 3200 Lakeside Drive Santa Clara, CA 95054 USA | Hi-Torque Whisper™ Guide Wires (Basic UDI-DI: 8717648CGW0003V) (sipas listes se bashkengjitur) | lll | Tel udhezues per lehtesimin e drejtimit te kateterit ne aksesin vaskular | Pajisje te implantushme jo aktive
12668 | ẞ-HCG Elisa - EIA-1911 | Fedos Uppsala | 30.08.2022 | DRG Instruments GmbH Frauenbergstraβe 18, 35039 Marburg, Germany | ẞ-HCG Elisa - EIA-1911 | In vitro | Teste diagnostifikuese laboratori | Pajisje të diagnostikimit in vitro
12669 | Thyroid Stimulating Hormone (TSH) Elisa - EIA-1782 | Fedos Uppsala | 30.08.2022 | DRG Instruments GmbH Frauenbergstraβe 18, 35039 Marburg, Germany | Thyroid Stimulating Hormone (TSH) Elisa - EIA-1782 | In vitro | Teste diagnostifikuese laboratori | Pajisje të diagnostikimit in vitro
12670 | CoaData 504 | Fedos-Uppsala | 30.08.2022 | LABiTec Labor BioMedical Technologies GmbH, An der Strusbej 6, 229267 Anhrensburg, Germany | CoaData 504 - CD12-1-17: 105-99-220-xx; 105-99-260-xx | In Vitro | Aparat koagulimi me 1 kanal per percaktimin e shpejte te analizave te koagulimit | Pajisje te diagnostikimit in vitro
12671 | Alinity C Ammonia Ultra Reagent Kit | Pegasus | 30.08.2022 | Sentinel CH. Spa, Via Robert Koch 2, Milan, Italy | Alinity C Ammonia Ultra Reagent Kit: 08P2220 | In Vitro | Jane reagente qe sherbejne per percaktimin sasior te amoniakut ne serumin njerezor. | Pajisje te diagnostikimit in vitro
12672 | Alinity c Lithium Reagent Kit | Pegasus | 30.08.2022 | Sentinel CH. Spa, Via Robert Koch 2, Milan, Italy | Alinity c Lithium Reagent Kit: 08P5320 | In Vitro | Jane reagente qe sherbejne per percaktimin sasior te litiumiy ne serumin njerezor. | Pajisje te diagnostikimit in vitro
12673 | Alinity i Thyroglobuline Reagent Kit | Pegasus | 30.08.2022 | Abbott GmbH Max-Planck-Ring 2, 65205 Wiesbaden, Germany | Alinity i Thyroglobulin Reagent Kit: 09P4922 (2x100 tests); 09P4932 (2x500 tests). Alinity i Thyroglobulin Calibrators: 09P4901; Alinity i Thyroglobulin Controls: 09P4910 | In Vitro | Jane reagent qe sherbejne per percaktimin sasior te tiroglobulines ne serum dhe plazem, bashke me kalibratoret dhe kontrollet | Pajisje te diagnostikimit in vitro
12674 | Alinity i EBV VCA IgM Reagent Kit | Pegasus | 30.08.2022 | Abbott GmbH Max-Planck-Ring 2, 65205 Wiesbaden, Germany | Alinity i EBV VCA IgM Reagent Kit: 09P2222 (2x100 tests); 09P2232 (2x500 tests). Alinity i EBV VCA IgM Calibrator: 09P2201; Alinity i EBV VCA IgM Controls: 09P2210 | In Vitro | Jane reagent qe sherbejne per percaktimin sasior te antitrupave IgM prodhuar kunder virusit te Epstein Bar ne serum dhe plazem, bashke me kalibratoret dhe kontrollet | Pajisje te diagnostikimit in vitro
12675 | Alinity i EBV VCA IgG Reagent Kit | Pegasus | 30.08.2022 | Abbott GmbH Max-Planck-Ring 2, 65205 Wiesbaden, Germany | Alinity i EBV VCA IgG Reagent Kit: 09P2122 (2x100 tests); 09P2132 (2x500 tests). Alinity i EBV VCA IgM Calibrator: 09P2101; Alinity i EBV VCA IgM Controls: 09P2110 | In Vitro | Jane reagent qe sherbejne per percaktimin sasior te antitrupave IgG prodhuar kunder virusit te Epstein Bar ne serum dhe plazem, bashke me kalibratoret dhe kontrollet | Pajisje te diagnostikimit in vitro
12676 | Alinity i SHBG Reagent Kit | Pegasus | 30.08.2022 | Abbott GmbH Max-Planck-Ring 2, 65205 Wiesbaden, Germany | Alinity i SHBG Reagent Kit: 09P3820 (2x100 tests); Alinity i SHBG Calibrators: 09P3801. Alinity i SHBG : 09P3810 | In Vitro | Jane reagent qe sherbejne per percaktimin sasior te antitrupave IgG prodhuar kunder virusit te Epstein Bar ne serum dhe plazem, bashke me kalibratoret dhe kontrollet | Pajisje te diagnostikimit in vitro
12677 | Dental Scaler and Air Polisher | MOTO-MANIA shpk | 30.08.2022 | Guilin Woodpecker Medical Instrument Co., Ltd. Information Industrial Park, Guilin National High-Tech Zone, Guilin, Guangxi, 541004, P.R.China | Dental Scaler and Air Polisher: AP-A; AP-B | lla | Pajisje per heqjen e pllakave bakteriale te dhembeve m ane te ultratingujve | Pajisje dentare
12678 | In Vitro Medical Devices (sipas listes bashkengjitur) | KRIJON shpk | 30.08.2022 | HUMAN Gesellschaft für Biochemica und Diagnostica mbH Max-Planck-Ring 21 62 205 Wiesbaden Germany | In Vitro Medical Devices (sipas listes bashkengjitur) | In Vitro | Pajisje, reagente, kontrolle, kalibratore dhe teste te ndryshem per perdorim ne laborator klinik, biokimik, hematologjik, imunologjik etj. | Pajisje te diagnostikimit in vitro
12679 | Catheter, Stents, Stent Delivery Systems and endovascular Medical Devices for neurological, cardiological abd peripheral Applications (sipas listes bashkengjitur) | GP MEDICAL AL shpk | 30.08.2022 | Acandis GmbH Theodor-Fahrner-Strasse 6, 75177 Pforzheim, Germany | Catheter, Stents, Stent Delivery Systems and endovascular Medical Devices for neurological, cardiological abd peripheral Applications (sipas listes bashkengjitur) | lll | Kateter, Stente, Sisteme për dhënien e stenteve dhe pajisje mjekësore endovaskulare për aplikime neurologjike, kardiologjike dhe periferike. | Pajisje te implantueshme jo aktive
12680 | HawkOne™Directional Atherectomy System Large Vessel Standard Tip - H1-LS-INT; HawkOne™Directional Atherectomy System Large Vessel Extended Tip - H1-LX-INT; HawkOne™Directional Atherectomy System Multi Vessel Extended Tip - H1-M-INT; HawkOne™Directional Atherectomy System Small Vessel Extended Tip - H1-S-INT; HawkOne™ Cutter Driver - H1-14550 | O.E.S Distrimed sh.p.k | 31.08.2022 | Medtronic Inc. 710 Medtronic Parkway Minneapolis MN 55432 USA | HawkOne™Directional Atherectomy System Large Vessel Standard Tip - H1-LS-INT; HawkOne™Directional Atherectomy System Large Vessel Extended Tip - H1-LX-INT; HawkOne™Directional Atherectomy System Multi Vessel Extended Tip - H1-M-INT; HawkOne™Directional Atherectomy System Small Vessel Extended Tip - H1-S-INT; HawkOne™ Cutter Driver - H1-14550 | Iia; Iib; | Katetere per atherektomi perdorim ne kirurgji vaskulare. | Pajisje nje perdorimeshe
12681 | Alinity c Kappa Light Chains Reagent Kit 01R0222 | Pegasus sh.p.k | 31.08.2022 | Sentinel CH. Spa, Via Robert Koch 2, Milan, Italy, | Alinity c Kappa Light Chains Reagent Kit 01R0222 | In Vitro | Reagente qe sherbejne per percaktim sasior imunoturbidimetrik te zinxhireve te drites kappa te lidhur dhe te lire ne serum dhe ne plazme. | Pajisje diagnostikimi in vitro
12682 | Alinity c Lambda Light Chains Reagent Kit 01R0322 | Pegasus sh.p.k | 31.08.2022 | Sentinel CH. Spa, Via Robert Koch 2, Milan, Italy, | Alinity c Lambda Light Chains Reagent Kit 01R0322 | In Vitro | Reagente qe sherbejne per percaktim sasior imunoturbidimetrik te zinxhireve te drites lambda te lidhur dhe te lire ne serum dhe ne plazme. | Pajisje diagnostikimi in vitro
12683 | Alinity i Total T3 Reagent Kit: 07P94-20; 07P94-30;Alinity i Total T3 Calibrators: 07P94-01; Alinity i Total T3 Manual Diluent: 07P94-40; | Pegasus sh.p.k | 31.08.2022 | Abbott Ireland Diagnostics Division Lisnamuck, Longford, Co. Longford, Ireland | Alinity i Total T3 Reagent Kit: 07P94-20; 07P94-30;Alinity i Total T3 Calibrators: 07P94-01; Alinity i Total T3 Manual Diluent: 07P94-40; | In Vitro | Reagente qe sherbejne per percaktim sasior te triiodotironines ne serum dhe ne plazme. | Pajisje diagnostikimi in vitro
12684 | Alinity i Total T4 Reagent Kit: 07P9520; 07P9530; Alinity i Total T4 Calibrators: 07P9501; Alinity i Total T4 Controls: 07P9510; | Pegasus sh.p.k | 31.08.2022 | Abbott Ireland Diagnostics Division Lisnamuck, Longford, Co. Longford, Ireland | Alinity i Total T4 Reagent Kit: 07P9520; 07P9530; Alinity i Total T4 Calibrators: 07P9501; Alinity i Total T4 Controls: 07P9510; | In Vitro | Reagente qe sherbejne per percaktim sasior te tiroksines ne serum dhe ne plazme. | Pajisje diagnostikimi in vitro
12685 | Alinity i Intact PTH Reagent Kit (2x100 Tests) 08P3124; Alinity i Intact PTH Reagent Kit (2x500 Tests) 08P3134; Alinity i Intact PTH Calibrators 08P3102; Alinity i Intact PTH Controls 08P3111; | Pegasus sh.p.k | 31.08.2022 | Abbott GmbH Max-Planck-Ring 2, 65205 Wiesbaden, Germany | Alinity i Intact PTH Reagent Kit (2x100 Tests) 08P3124; Alinity i Intact PTH Reagent Kit (2x500 Tests) 08P3134; Alinity i Intact PTH Calibrators 08P3102; Alinity i Intact PTH Controls 08P3111; | In Vitro | Reagente qe sherbejne per percaktim sasior te ormonit paratiroid te paprekur ne serum dhe ne plazme. | Pajisje diagnostikimi in vitro
12686 | Alinity I HBsAg Reagent Kit 08P0822; Alinity I HBsAg Reagent Kit 08P0832; Alinity I HBsAg Reagent Kit 08P0852; Alinity I HBsAg Reagent Kit 08P0857; Alinity I HBsAg Calibrators 08P0801; Alinity I HBsAg Controls 08P0810; | Pegasus sh.p.k | 31.08.2022 | Abbott Ireland Diagnostics Division Finisklin Business Park, Sligo, Ireland | Alinity I HBsAg Reagent Kit 08P0822; Alinity I HBsAg Reagent Kit 08P0832; Alinity I HBsAg Reagent Kit 08P0852; Alinity I HBsAg Reagent Kit 08P0857; Alinity I HBsAg Calibrators 08P0801; Alinity I HBsAg Controls 08P0810; | In Vitro | Imunoanalize mikrogrimcash kemilumineshente CMIA qe sherben per percaktimin sasior te antigenit siperfaqesor te hepatiti B ne serumin njerezor dhe ne plazem me analizatoret Alinity. | Pajisje diagnostikimi in vitro
12687 | Spray Catheter SU: E47185-A, E47185-G, E47226-C, E47226-G, E47185-C | Greemed shpk | 31.08.2022 | Endo-Flex Gmbh Alte Hunxer Strasse 115 46562 Voerde Germany | Spray Catheter SU: E47185-A, E47185-G, E47226-C, E47226-G, E47185-C | lla | Kateter sprucues per mukozen gastrointestinale. | Tjeter
12688 | HOT Biopsy Forceps SU: NE6122-G | Greemed shpk | 31.08.2022 | Endo-Flex Gmbh Alte Hunxer Strasse 115 46562 Voerde Germany | HOT Biopsy Forceps SU: NE6122-G | llb | Pince biopsie qe lidhet me elektrobisutri. | Tjeter
12689 | Injection Needles SU: ET2518-C4, ET2518-C6, ET2518-G4, ET2522-B4, ET2522-B6, ET2522-C4, ET2522-C6, ET2522-G4, ET2522-G6, ET2522-M6, ET2522-O6, ET2622-B6, ET2622-C6, ET2622-G6; Injection Needles SU: NET2422-C4, NET 2422-G4, NET2422-G6, NET2518-C4, NET2522-B4, NET2522-B6, NET2522-C4, NET2522-C5, NET2522-C6, NET2522-G4, NET2522-G5, NET2522-G6, NET2622-B6, NET2622-C4, NET2622-C6, NET2622-G4, NET2622-G5, NET2622-G6 | Greemed shpk | 31.08.2022 | Endo-Flex Gmbh Alte Hunxer Strasse 115 46562 Voerde Germany | Injection Needles SU: ET2518-C4, ET2518-C6, ET2518-G4, ET2522-B4, ET2522-B6, ET2522-C4, ET2522-C6, ET2522-G4, ET2522-G6, ET2522-M6, ET2522-O6, ET2622-B6, ET2622-C6, ET2622-G6; Injection Needles SU: NET2422-C4, NET 2422-G4, NET2422-G6, NET2518-C4, NET2522-B4, NET2522-B6, NET2522-C4, NET2522-C5, NET2522-C6, NET2522-G4, NET2522-G5, NET2522-G6, NET2622-B6, NET2622-C4, NET2622-C6, NET2622-G4, NET2622-G5, NET2622-G6 | lla | Age per elevimin e submukozes ne endoskopi. | Tjeter
12690 | Biopsy Valves without Flushing Channel SU: ZB0100, ZB0120 | Greemed shpk | 31.08.2022 | Endo-Flex Gmbh Alte Hunxer Strasse 115 46562 Voerde Germany | Biopsy Valves without Flushing Channel SU: ZB0100, ZB0120 | l | Valvula biopsie per bronkoskop. | Tjeter
12691 | Cysto Gastro Sets SU: E30006345, E30008341, E30010340 | Greemed shpk | 31.08.2022 | Endo-Flex Gmbh Alte Hunxer Strasse 115 46562 Voerde Germany | Cysto Gastro Sets SU: E30006345, E30008341, E30010340 | llb | Set per punksion gastrik dhe transduodenal nepermjet ekografise. | Tjeter
12692 | Cleaning Brushes SU: EBS41181-A, EBS41221-C, EBS41221-G | Greemed shpk | 31.08.2022 | Endo-Flex Gmbh Alte Hunxer Strasse 115 46562 Voerde Germany | Cleaning Brushes SU: EBS41181-A, EBS41221-C, EBS41221-G | l | Furce pastrimim per pajisjet endoskopike. | Tjeter
12693 | Vocaler mint, lozenges | Ilma sh.p.k | 31.08.2022 | Aflofarm Farmacja Polska Sp.z.o.o ul. Partyzancka 133/151 95-200 Pabianice | Vocaler mint, lozenges | I | Qeteson gjirjen e zerit dhe irritimin e fytit, zbut tharjen e gojes. | Tjeter
12694 | Vocaler Blackcurrant, lozenges | Ilma sh.p.k | 31.08.2022 | Aflofarm Farmacja Polska Sp.z.o.o ul. Partyzancka 133/151 95-200 Pabianice | Vocaler Blackcurrant, lozenges | I | Qeteson gjirjen e zerit dhe irritimin e fytit, zbut tharjen e gojes. | Tjeter
12695 | Alinity c Ammonia Ultra reagent Kit 08P2220 | Labopharma sh.p.k | 31.08.2022 | Sentinel CH. Spa, Via Robert Koch 2, Milan, Italy, | Alinity c Ammonia Ultra reagent Kit 08P2220 | In Vitro | Reagente qe sherbejne per percaktim sasior te amoniakut ne serum dhe plazem. | Pajisje diagnostikimi in vitro
12696 | Alinity c Lithium Reagent Kit 08P5320 | Labopharma sh.p.k | 31.08.2022 | Sentinel CH. Spa, Via Robert Koch 2, Milan, Italy, | Alinity c Lithium Reagent Kit 08P5320 | In Vitro | Reagente qe sherbejne per percaktim sasior te litiumit ne serum dhe plazem. | Pajisje diagnostikimi in vitro
12697 | Alinity I Thyroglobulin Reagent Kit (2x100 tasts) 09P4922; Alinity I Thyroglobulin Reagent Kit (2x500 tasts) 09P4932; Alinity I Thyroglobulin Calibrators 09P4901; Alinity I Thyroglobulin Controls 09P4910; | Labopharma sh.p.k | 31.08.2022 | Abbott GmbH Max-Planck-Ring 2, 65205 Wiesbaden, Germany | Alinity I Thyroglobulin Reagent Kit (2x100 tasts) 09P4922; Alinity I Thyroglobulin Reagent Kit (2x500 tasts) 09P4932; Alinity I Thyroglobulin Calibrators 09P4901; Alinity I Thyroglobulin Controls 09P4910; | In Vitro | Reagente qe sherbejne per percaktim sasior te tiroglobulines ne serum dhe plazem. | Pajisje diagnostikimi in vitro
12698 | Vocaler no sugar | Ilma shpk | 31.08.2022 | Aflofarm Farmacja Polska Sp. Z.o.o ul. Partyzancka 133/151, 95-200 Pabianice | Vocales no sugar (12 lozengenes) | I | Eshte nje pajisje mjekesore ne forme karamele e cila qeteson ngjirjen e zerit dhe irritimet e fytit, zbut tharjen e gojes, bimore dhe pa sheqer. | Tjeter
12699 | In vitro medical Devices | Fedos shpk | 31.08.2022 | Histo-Line Laboratories S.r.l. Via Giuseppe di Vittorio, 30 - 20048 Pantigliate, Milan, Italy | In Vitro Medical Devices (Sipas listes bashkengjitur) | In Vitro | Reagente dhe materiale konsumi per perdorim laboratorike | Pajisje te diagnostikimit in vitro
12700 | Fistula Needle | Incomed shpk | 31.08.2022 | Nipro Corporation 3-9-3, Honjo-Nishi,Kita-ku, Osaka 531-8510, Japan | Fistula Needle: F16A G, F16AS G | Iia | Perdoren per te lidhur linjat e gjakut me enet e gjakut permese ageve kur dializa kryhet permes nje fistule te brendshme | Pajisje nje perdorimeshe
12701 | AB PAD: 40101 (clone Anti-A : 9113D10 and Anti-B : 9621A8); ABD PAD: 40102 (clone Anti-A : 9113D10, clone Anti-B ; 9621A8 and clone Anti-D : P3x61) | Laser Med shpk | 31.08.2022 | DIAGAST 251 avenue Eugène Avinée, Eurasanté Parc, 59120 Loos France | AB PAD: 40101 (clone Anti-A : 9113D10 and Anti-B : 9621A8); ABD PAD: 40102 (clone Anti-A : 9113D10, clone Anti-B ; 9621A8 and clone Anti-D : P3x61) | In Vitro | Pajisje per percaktimin e grupeve te gjakut. | Pajisje te diagnostikimit in vitro
12702 | Gian Marco Venturi (POPLA) - Blue Block | Farmaworld shpk | 31.08.2022 | I.O.I. srl Industrie Ottiche Italiane srl corso Fiume 4 - 10133 Torino, Italy | Gian Marco Venturi (POPLA) - Blue Block | l | Syze te montuara paraprakisht per korrigjimin e problemeve te shikimit. | Pajisje oftalmike dhe optike
12703 | Alinity i EBV VCA IgM Reagent Kit | Labopharma shpk | 02.09.2022 | Abbott GmbH Max-Planck-Ring 2, 65205 Wiesbaden, Germany | Alinity i EBV VCA IgM Reagent Kit: 09P2222 (2x100 tests); 09P2232 (2x500 tests). Alinity i EBV VCA IgM Calibrator: 09P2201; Alinity i EBV VCA IgM Controls: 09P2210 | In Vitro | Jane reagent qe sherbejne per percaktimin sasior te antitrupave IgM prodhuar kunder virusit te Epstein Bar ne serum dhe plazem, bashke me kalibratoret dhe kontrollet | Pajisje te diagnostikimit in vitro
12704 | Alinity i EBV VCA IgG Reagent Kit | Labopharma shpk | 02.09.2022 | Abbott GmbH Max-Planck-Ring 2, 65205 Wiesbaden, Germany | Alinity i EBV VCA IgG Reagent Kit: 09P2122 (2x100 tests); 09P2132 (2x500 tests). Alinity i EBV VCA IgM Calibrator: 09P2101; Alinity i EBV VCA IgM Controls: 09P2110 | In Vitro | Jane reagent qe sherbejne per percaktimin sasior te antitrupave IgG prodhuar kunder virusit te Epstein Bar ne serum dhe plazem, bashke me kalibratoret dhe kontrollet | Pajisje te diagnostikimit in vitro
12705 | Alinity i SHBG Reagent Kit | Labopharma shpk | 02.09.2022 | Abbott GmbH Max-Planck-Ring 2, 65205 Wiesbaden, Germany | Alinity i SHBG Reagent Kit: 09P3820 (2x100 tests); Alinity i SHBG Calibrators: 09P3801. Alinity i SHBG : 09P3810 | In Vitro | Jane reagent qe sherbejne per percaktimin sasior te antitrupave IgG prodhuar kunder virusit te Epstein Bar ne serum dhe plazem, bashke me kalibratoret dhe kontrollet | Pajisje te diagnostikimit in vitro
12706 | Em Face Evoke | Laser Med shpk | 02.09.2022 | Inmode Ltd. Tavor Building, Shaar Yokneam, P.O.Box 533 Yokneam 2069206, Israel | Em Face (Evoke) AG608082A; Chin AG608276A; Right Cheek AG608275A; Left Cheek: AG609293A | Iia | Pajisje radiofrekuence per procedura dermatologjike lidhur me trajtmet jo invazive te palosjeve te lehta deri te moderuara te fytyres | Tjeter
12707 | Benchmark™ BMX96 System (sipas listes bashkengjitur) | GP MEDICAL AL shpk | 02.09.2022 | Penumbra, Inc. One Penumbra Place Alameda, CA 94502, USA | Benchmark™ BMX96 System (sipas listes bashkengjitur) | II (FDA) | Kateter perkutan i cili indikohet per futjen e pajisjeve intervenuese ne vaskulaturen periferike. | Pajisje te implantueshme jo aktive
12708 | JDentalCare Dental Implants | MARLEN/E shpk | 06.09.2022 | JDentalCare S.r.l. Via del Tirassegno, 41/N, 41122 Modena, Italy | JDentalCare Dental Implants | llb | Implante dentare. | Pajisje dentare
12709 | Lithotomy Leggings: 255; Stockinet: 269, 273, 274; Lithotomy Leggings: 610930; Stockinet: 611105, 611205; Foot Cover: 691005, Lithotomy Leggings: 901680 | O.E.S DISTRIMED shpk | 06.09.2022 | Molnlycke Health Care AB Gamlestadsvagen 3C, Box 13080, SE-402 52 Goteborg, Sweden | Lithotomy Leggings: 255; Stockinet: 269, 273, 274; Lithotomy Leggings: 610930; Stockinet: 611105, 611205; Foot Cover: 691005, Lithotomy Leggings: 901680 | ls | Mbulesa sterile kirurgjikale, perdorim ne salla kirurgjikale. | Pajisje nje perdorimeshe
12710 | 3389 - DBS Lead Kit for Deep Brain Stimulation: 3389-15, 3389-28, 3389-40 | O.E.S DISTRIMED shpk | 06.09.2022 | Medtronic Inc. 710 Medtronic Parkway Minneapolis, MN 55432 USA | 3389 - DBS Lead Kit for Deep Brain Stimulation: 3389-15, 3389-28, 3389-40 | Te implantueshme aktive | Elektroda per DBS (stimulator i trurit) | Pajisje te implantueshme aktive
12711 | Automated Hematology Analyzer MEK-7300K | Fedos-Uppsala sh.p.k | 06.09.2022 | Nihon Kohden Corporation 1-31-4 Nishiochiai, shinjuku-ku Tokyo 161-8560, Japan | Automated Hematology Analyzer MEK-7300K | In Vitro | Pajisje per analiza hematologjike. | Pajisje diagnostikimi in vitro
12712 | Free Estriol ELISA EIA-1612 | Fedos-Uppsala sh.p.k | 06.09.2022 | DRG Instruments GmbH, Frauenbergstrabe 18, 35039 Marburg Germany | Free Estriol ELISA EIA-1612 | In Vitro | Teste diagnoftikuese laboratori. | Pajisje diagnostikimi in vitro
12713 | Gutta Percha Obturators (incl. Gutta Percha Cartridge) | Moto-Mania sh.p.k | 06.09.2022 | Diadent Group International 16, Osongsaengmyeong 4-ro osong-eup heungdeok-gu, Cheongju-si, Chungcheongbuk-do, 28161, republic of Korea | Gutta Percha Obturators (incl. Gutta Percha Cartridge) | Iia | Material mbushes per kanalin e dhembeve. | Pajisje dentare
12714 | Bioline™ RSV: 40FK12 | PEGASUS shpk | 07.09.2022 | Abbott Diagnostics Korea Inc. 65, Borahagal-ro, Giheung-gu, Yongin-si, Gyeonggi-do, 17099, Republic of Korea | Bioline™ RSV: 40FK12 | In Vitro | Test i shpejte imunokromatografik per zbulimin cilesor te virusit respirator sinacial. | Pajisje te diagnostikimit in vitro
12715 | Bioline™ Strep A: 45FK12 | PEGASUS shpk | 07.09.2022 | Abbott Diagnostics Korea Inc. 65, Borahagal-ro, Giheung-gu, Yongin-si, Gyeonggi-do, 17099, Republic of Korea | Bioline™ Strep A: 45FK12 | In Vitro | Test i shpejte imunokromatografik per zbulimin cilesor te antigjenit te virusit te streptokokut A. | Pajisje te diagnostikimit in vitro
12716 | Eccentric Tip sterile three-piece syringe BD Emerald™ - 10mL : 303219; Sterile three-piece syringes BD Emerald™ - 2mL : 307727, 5mL : 307731, 10mL : 307736 | PEGASUS shpk | 07.09.2022 | Becton Dickinson S.A. Ctra. Mequinenza, s/n 22520 - Fraga, Huesca - Espana | Eccentric Tip sterile three-piece syringe BD Emerald™ - 10mL : 303219; Sterile three-piece syringes BD Emerald™ - 2mL : 307727, 5mL : 307731, 10mL : 307736 | ls | Age per aspirim dhe injektim te lengjeve te ndryshme per qellime te pergjithshme. | Pajisje nje perdorimeshe
12717 | BD Microlance™ 3 needles (sipas listes bashkengjitur) | PEGASUS shpk | 07.09.2022 | Becton Dickinson S.A. Ctra. Mequinenza, s/n 22520 - Fraga, Huesca - Espana | BD Microlance™ 3 needles (sipas listes bashkengjitur) | lla | Age per depertim te lehte, force te lehte gjate futjes dhe terheqjes duke reduktuar ferkimin e kanules. | Pajisje nje perdorimeshe
12718 | BD Vacutainer® ACD-A 1.5ml Blood Collection Tubes : 366645 | PEGASUS shpk | 07.09.2022 | Becton Dickinson and Company Belliver Industrial Estate, Belliver Way, Roborough, Plymouth, PL6 7BP, United Kingdom | BD Vacutainer® ACD-A 1.5ml Blood Collection Tubes : 366645 | In Vitro | Pajisje qe kane synim specifik mbledhjen dhe ruajtjen e specieve te gjakut venoz. Permbajne nje sasi te paracaktuar vakum dhe solucion antikoagulant. | Pajisje te diagnostikimit in vitro
12719 | Bioline™ H.pylori Ag: 04FK20 | PEGASUS shpk | 07.09.2022 | Abbott Diagnostics Korea Inc. 65, Borahagal-ro, Giheung-gu, Yongin-si, Gyeonggi-do, 17099, Republic of Korea | Bioline™ H.pylori Ag: 04FK20 | In Vitro | Test i shpejte imunokromatografik per zbulimin cilesor te Helicobakterit pylori. | Pajisje te diagnostikimit in vitro
12720 | Hi-Torque | Greemed sh.p.k | 06.09.2022 | Abbott Medical, 3200 Lakeside Drive, Santa Clara, California, 95054 USA | HI-TORQUE PILOT ™ Guide Wires (Sipas listes bashkengjitur) | III | Tel udhezues qe ka per qellim lehtesimin e drejtimit te kateterit ne aksesin vaskular | Tjeter
12721 | Novel Coronavirus (2019-nCoV) Nucleic Acid Diagnostic Kit (PCR-Fluoresence Probing) - 24 tests/kit: S3102E | Biocheck Diagnostic Center shpk | 07.09.2022 | Sansure Biotech Inc. No.680, Lusong Road, Yuelu District, 410205 Changsha, Hunan Province, P.R.China | Novel Coronavirus (2019-nCoV) Nucleic Acid Diagnostic Kit (PCR-Fluoresence Probing) - 24 tests/kit: S3102E | In Vitro | Reagent in vitro per detektimin e acidit nukleik te virusit Covid-19. | Pajisje te diagnostikimit in vitro
12722 | AQ-TOP COVID-19 Rapid Detection Kit PLUS SS-9940 | Biocheck Diagnostic Center sh.p.k | 07.09.2022 | SEASUN BIOMATERIALS Inc. N317, 11-3, techno 1-ro, Yuseong-gu, (34015) Daejeon, Korea | AQ-TOP COVID-19 Rapid Detection Kit PLUS SS-9940 | In Vitro | Reagent pcr per covid 19. | Pajisje diagnostikimi in vitro
12723 | Dental handpieces : HP33-M4; Contra-angle handpieces: WP-1; WP-1L; WJ-15; WJ-15L; CA161 | Moto-Mania sh.p.k | 07.09.2022 | Guilin Woodpecker Medical Instrument Co., Ltd. Information Industrial Park, Guilin National High-Tech Zone, Guilin Guangxi, 541004, P.R.China | Dental handpieces : HP33-M4; Contra-angle handpieces: WP-1; WP-1L; WJ-15; WJ-15L; CA161 | Iia | Pajisje qe perdoret per heqien e kariesit, preparime te ndryshme dentare. | Pajisje dentare
12724 | Cuvette micro, Quantity: 5 x 100, Packing: in Dispo System, Mixer: 1.0 x 4.0, CuvCARD: 211-09-050-00, 211-24-050-00, 211-01-090-00, 211-01-600-00, 211-10-050-00; Cuvette micro, Quantity: 5 x 100, Packing: in Dispo System, Mixer: 1.0 x 4.0: 40.613.0002; Dispo-System micro, 500 cuvettes filled with mixer 1x4mm (CuvCARD): 211-07-010-00, 211-16-050-00 | Fedos - Uppsala shpk | 07.09.2022 | LABITec Labor BioMedical Technologies GmbH An der Strusbek 6 22926 Ahrensburg Germany | Cuvette micro, Quantity: 5 x 100, Packing: in Dispo System, Mixer: 1.0 x 4.0, CuvCARD: 211-09-050-00, 211-24-050-00, 211-01-090-00, 211-01-600-00, 211-10-050-00; Cuvette micro, Quantity: 5 x 100, Packing: in Dispo System, Mixer: 1.0 x 4.0: 40.613.0002; Dispo-System micro, 500 cuvettes filled with mixer 1x4mm (CuvCARD): 211-07-010-00, 211-16-050-00 | In Vitro | Mikrokuveta laboratori. | Pajisje te diagnostikimit in vitro
12725 | Anti-Syphilis Test - Rapidan® Tester, Toyo®, Info®, Labmen® | Fedos - Uppsala shpk | 07.09.2022 | TÜRKLAB Tibbi Mal. San. Tic. A.Ş. ITOB 10031 Sokak No:15 Tekeli Menderes Izmir, Turkey | Anti-Syphilis Test - Rapidan® Tester, Toyo®, Info®, Labmen® | In Vitro | Teste diagnostikuese laboratori. | Pajisje te diagnostikimit in vitro
12726 | Handpieces of Ultrasonic Scaler: HW-3H; HD-7H; HD-8H; HW-5L; HD-7L; HD-8L; HW-6; HW-6L; | Moto-Mania sh.p.k | 07.09.2022 | Guilin Woodpecker Medical Instrument Co., Ltd. Information Industrial Park, Guilin National High-Tech Zone, Guilin Guangxi, 541004, P.R.China | Handpieces of Ultrasonic Scaler: HW-3H; HD-7H; HD-8H; HW-5L; HD-7L; HD-8L; HW-6; HW-6L; | Iia | Pajisje per heqjen e gurzave. | Pajisje dentare
12727 | Natursept med cough lollipops no sugar | Ilma shpk | 08.09.2022 | Alfofarm Farmacja Sp. z. o. o. ul. Partyzancka 133/151, 95-200 Pabianice | Natursept med cough lollipops no sugar | l | Lepirese per kollen, pa sheqer. | Tjeter
12728 | Vocaler (form of lozenges, honey&lemon flavor) | Ilma shpk | 08.09.2022 | Alfofarm Farmacja Sp. z. o. o. ul. Partyzancka 133/151, 95-200 Pabianice | Vocaler (form of lozenges, honey&lemon flavor) | l | Pajisje mjekesore me m jalte dhe limon e cila ndihmon ne permiresimin e ngjirjes se zerit. | Tjeter
12729 | Occlubrush™, OptiShine™ (sipas listes bashkengjitur) | Advantage Dental shpk | 08.09.2022 | Kerr Corporation 1717 W. Collins Ave., Orange, CA 92867, USA | Occlubrush™, OptiShine™ (sipas listes bashkengjitur) | lla | Furca llustrimi. | Pajisje dentare
12730 | Pro-ophta® Eye Dressing pad: REF 13019; 13043; 17590; 17591; 36195; | GEN-ALB FARMA Sh.p.k | 08.09.2022 | Lohmann & Rauscher International GmbH & Co. KG westerwaldstrabe 4 56579 Rengsdorf GERMANY | Pro-ophta® Eye Dressing pad: REF 13019; 13043; 17590; 17591; 36195; | Is | Garze sterile qe sherben per te thithur sekrecionet e syrit. | pajisje nje perdorimeshe
12731 | Corpuls¹ 05100 | EMS Technology sh.p.k | 08.09.2022 | GS Elektromedizinische Gerate G. Stemple GmbH Hauswiesenstrabe 26 86916 Kaufering Germany | Corpuls¹ 05100 | IIb | Pajisje me funksion defibrilator dhe monitorues. | Insatrumenta shumeperdorimesh
12732 | VITROS Immunodiagnostic Products High Sample Diluent B - 1435866; VITROS Immunodiagnostic Products High Sample Diluent B Reagent Pack - 8321200 | Swissmed sh.p.k | 08.09.2022 | Ortho-Clinical Diagnostics Felindre Meadows Pencoed Bridgend CF35 5PZ United Kingdom | VITROS Immunodiagnostic Products High Sample Diluent B - 1435866; VITROS Immunodiagnostic Products High Sample Diluent B Reagent Pack - 8321200 | In Vitro | Reagent ne trajte solucioni | Pajisje diagnostikimi in vitro
12733 | VITROS Immunodiagnostic Products High Sample Diluent A - 8642712; VITROS Immunodiagnostic Products High Sample Diluent A Reagent Pack - 8430373 | Swissmed sh.p.k | 08.09.2022 | Ortho-Clinical Diagnostics Felindre Meadows Pencoed Bridgend CF35 5PZ United Kingdom | VITROS Immunodiagnostic Products High Sample Diluent A - 8642712; VITROS Immunodiagnostic Products High Sample Diluent A Reagent Pack - 8430373 | In Vitro | Reagent ne trajte solucioni | Pajisje diagnostikimi in vitro
12734 | VITROS Chemistry Immuno-Wash-Fluid - 1830033 | Swissmed sh.p.k | 08.09.2022 | Ortho-Clinical Diagnostics Inc. 100 Indigo Creek Drive Rochester New York 14626 USA | VITROS Chemistry Immuno-Wash-Fluid - 1830033 | In Vitro | Pjese konsumi per aparature mjeksore. | Pajisje diagnostikimi in vitro
12735 | VITROS Chemistry Products VersaTips - 6801715; VITROS Products XT 3400 VersaTip Tray - 6844455; | Swissmed sh.p.k | 08.09.2022 | Ortho-Clinical Diagnostics Inc. 100 Indigo Creek Drive Rochester New York 14626 USA | VITROS Chemistry Products VersaTips - 6801715; VITROS Products XT 3400 VersaTip Tray - 6844455; | In Vitro | Pjese konsumi per aparature mjeksore. | Pajisje diagnostikimi in vitro
12736 | Alinity i Total T4 Reagent Kit: 07P9520; 07P9530; Alinity i Total T4 Calibrators: 07P9501; Alinity i Total T4Controls: 07P9510 | Labopharma shpk | 08.09.2022 | Abbott Ireland Diagnostics Division, Linasmuck, Longford, Co. Longford, Ireland | Alinity i Total T4 Reagent Kit: 07P9520; 07P9530; Alinity i Total T4 Calibrators: 07P9501; Alinity i Total T4Controls: 07P9510 | In Vitro | Reagente, kalibratore dhe kontrolle per percaktimin sasior te tiroksines. | Pajisje te diagnostikimit in vitro
12737 | Alinity i HBsAg Reagent Kit: 08P0822, 08P0832, 08P0852, 08P0857; Alinity HBsAg Calibrators: 08P0801; Alinity i HBsAg Controls: 08P0810 | Labopharma shpk | 08.09.2022 | Abbott Ireland Diagnostics Division, Finisklin Business Park, Sligo, Ireland | Alinity i HBsAg Reagent Kit: 08P0822, 08P0832, 08P0852, 08P0857; Alinity HBsAg Calibrators: 08P0801; Alinity i HBsAg Controls: 08P0810 | In Vitro | Reagente, kalibratore dhe kontrolle per percaktimin sasior te antigjenit siperfaqesor te hepatitit B. | Pajisje te diagnostikimit in vitro
12738 | Alinity i Intact PTH Reagent Kit (2x100 tests): 08P3124, (2x500 tests): 08P3134; Alinity i Intact PTH Calibrators: 08P3102; Alinity i Intact PTH Controls: 08P3111 | Labopharma shpk | 08.09.2022 | Abbott GmbH&Co.kg Max-Planck-ring 2, 65205 Wiesbaden, Germany | Alinity i Intact PTH Reagent Kit (2x100 tests): 08P3124, (2x500 tests): 08P3134; Alinity i Intact PTH Calibrators: 08P3102; Alinity i Intact PTH Controls: 08P3111 | In Vitro | Reagente, kalibratore dhe kontrolle per percaktimin sasior te hormonit paratiroid. | Pajisje te diagnostikimit in vitro
12739 | Surgical and Dental Instruments (sipas listes bashkengjitur) | Begonvil Dental shpk | 08.09.2022 | Meditech Industry Sublime Chowk Malkay Kalan, Near Syeda Ayesha Girls High School, Sialkot - Pakistan | Surgical and Dental Instruments (sipas listes bashkengjitur) | l | Instrumenta kirurgjie per dentistri. | Pajisje dentare
12740 | LED Headlight KS70, white light - 094220; | Montal sh.p.k | 08.09.2022 | Karl Storz SE & Co. KG Dr.-Karl-Storz-Strabe 34 78532 Tuttlingen Germany | LED Headlight KS70, white light - 094220; | I | Pajisje ndicimi qe vendoset ne koke. | Instrumenta shumeperdorimesh
12741 | Digital Multi-channel Electrocardiograph: iMac 120; iMac 120pro; | O.E.S Distrimed sh.p.k | 08.09.2022 | Wuhan Zoncare Bio-medical Electronics Co., Ltd. #380, High-Tech 2nd Road, Eastlake high-tech district, Wuhan, Hubei, P.R. china | Digital Multi-channel Electrocardiograph: iMac 120; iMac 120pro; | Iia | Pajisje per monitorimin e ritmit kardiak. | Pajisje elektromekanike
12742 | HI-TORQUE PROGRESS™ Guide Wires (sipas listes bashkengjitur) | Greemed shpk | 09.09.2022 | Abbott Medical 3200 Lakeside Drive Santa Clara, CA 95054, USA | HI-TORQUE PROGRESS™ Guide Wires (sipas listes bashkengjitur) | lll | Tel udhezues qe ka per qellim lehtesimin e drejtimit te kateterit vaskular. | Tjeter
12743 | HI-TORQUE BALANCE MIDDLWEIGHT™ Guide Wires (sipas listes bashkengjitur) | Greemed shpk | 09.09.2022 | Abbott Medical 3200 Lakeside Drive Santa Clara, CA 95054, USA | HI-TORQUE BALANCE MIDDLWEIGHT™ Guide Wires (sipas listes bashkengjitur) | lll | Tel udhezues qe ka per qellim lehtesimin e drejtimit te kateterit vaskular. | Tjeter
12744 | Hi-Torque Supra Core 35 Guide Wire - Hi-Torque Supra Core 35, 145 CM: 1002703; Hi-Torque Supra Core 35, 190 CM: 1002703-01; Hi-Torque Supra Core 35, 300 CM: 1002703-02; | Greemed shpk | 09.09.2022 | Abbott Medical 3200 Lakeside Drive Santa Clara, CA 95054, USA | Hi-Torque Supra Core 35 Guide Wire - Hi-Torque Supra Core 35, 145 CM: 1002703; Hi-Torque Supra Core 35, 190 CM: 1002703-01; Hi-Torque Supra Core 35, 300 CM: 1002703-02; | lll | Tel udhezues qe ka per qellim lehtesimin e drejtimit te kateterit vaskular. | Tjeter
12745 | Triiodothyronine | Fedos Uppsala | 09.09.2022 | DRG Instruments GmbH, Frauenbergstrasse, 18, 35039 Marburg, Germany | Triiodothyronine: EIA-1780 | In Vitro | Teste laboratorike diagnostikuese` | Pajisje te diagnostikimit in vitro
12746 | Total thyroxine | Fedos Uppsala | 09.09.2022 | DRG Instruments GmbH, Frauenbergstrasse, 18, 35039 Marburg, Germany | Total thyroxine (T4) ELISA: EIA-1780 | In Vitro | Teste laboratorike diagnostikuese` | Pajisje te diagnostikimit in vitro
12747 | Dia Temp | Moto-Mania | 09.09.2022 | DiaDent Group International 16, Osongsaengmyeong 4-ro Osong-eup, Heungdeok-gu, Cheongju-si, Chungcheongbuk-do, 28161, Republic of Korea | Dia Temp | IIa | Pajisje mjekesore dentare qe perdoret si material restaurues i lehtesuar me viskozitete te larte per perdorim te perkohshem | Pajisje dentare
12748 | Tips of Ultrasonic Scaler | Moto-Mania | 09.09.2022 | Guiling Woodpecker Medical Instrument Co., Ltd. Information Industrial Park Guilin National High-Tech Zone, Guilin 541004 , Guangxi, China | Tips of Ultrasonic Scaler G Serial(scaling): Gx, GDx, GSx, GCx, GKx, Ax,GxT, GDxT, GSxT, GCxT, GKxT, AxT | IIa | Pajisje mjekesore te cilat perdore per heqjene gurezave dhe pllakezave bakteriale ne siperfaqene dhembit | Pajisje dentare
12749 | Free Triiodothyronine (FT3) ELISA: EIA-2385 | Fedos - Uppsala shpk | 09.09.2022 | DRG Instruments GmbH Frauenbergstraße 18, D-35039 Marburg | Free Triiodothyronine (FT3) ELISA: EIA-2385 | In Vitro | Teste diagnostikuese laboratori. | Pajisje te diagnostikimit in vitro
12750 | Sterile and non sterile dental diamond burs | MOTO-MANIA shpk | 09.09.2022 | DIAMIR SRL 33010 Resia (UD) - Via Prato 28/C (ITA) - Italy | Sterile and non sterile dental diamond burs | lla | Freza dentare diamanti sterile dhe jo sterile. | Pajisje dentare
12751 | DiaPrep Pro (EDTA root canal preparation cream) | MOTO-MANIA shpk | 09.09.2022 | DiaDent Group International 16, Osongsaengmyeong 4-ro, Osong-eup, Heungdeok-gu, Cheongju-si, Chungcheongbuk-do, 28161 Repuplic of Korea | DiaPrep Pro (EDTA root canal preparation cream) | lla | Ckrem qe perdoret per te thjeshtuar trajtimin instrumental te kanalit te rrenjes. | Pajisje dentare
12752 | Endo Motor: Endo Radar, Endo Smart, E-Com, E-Com+, EndoMatic, Ai-Motor, MotoPex, Endo Radar Plus, Endo Smart +, Endo Radar Pro, Smart A, Endo Pace, Endo Free | MOTO-MANIA shpk | 09.09.2022 | Guilin Woodpecker Medical Instrument Co., Ltd. Information Industrial Park Guilin National High-Tech Zone Guilin 541004 Guangxi China | Endo Motor: Endo Radar, Endo Smart, E-Com, E-Com+, EndoMatic, Ai-Motor, MotoPex, Endo Radar Plus, Endo Smart +, Endo Radar Pro, Smart A, Endo Pace, Endo Free | lla | Endo motor per te gjitha llojet e trajtimeve endodontike. | Pajisje dentare
12753 | Tips of Ultrasonic Scalers - SB serials (Cavity reparation): SBx, SBDx, SBL, SBR, SBDL, SBDR, SBxT, SBDxT, SBLT, SBDLT, SBRT, SBDRT | MOTO-MANIA shpk | 09.09.2022 | Guilin Woodpecker Medical Instrument Co., Ltd. Information Industrial Park Guilin National High-Tech Zone Guilin 541004 Guangxi China | Tips of Ultrasonic Scalers - SB serials (Cavity reparation): SBx, SBDx, SBL, SBR, SBDL, SBDR, SBxT, SBDxT, SBLT, SBDLT, SBRT, SBDRT | lla | Tipsa qe perdoren per pergatitjen e kavitetit dhe heqjen e kariesit. | Pajisje dentare
12754 | APEX LOCATORS: Ai-Pex | MOTO-MANIA shpk | 09.09.2022 | Guilin Woodpecker Medical Instrument Co., Ltd. Information Industrial Park Guilin National High-Tech Zone Guilin 541004 Guangxi China | APEX LOCATORS: Ai-Pex | lla | Pajisje dentare elektonike qe perdoret per te matur gjatesine e kanalit. | Pajisje dentare
12755 | Dental Imaging | Moto-Mania | 09.09.2022 | Guiling Woodpecker Medical Instrument Co., Ltd. Information Industrial Park Guilin National High-Tech Zone, Guilin 541004 , Guangxi, China | Dental Imaging Plate Scanner, i-Scan, Free Scan | I | Skaner per imazhet dentare me ane te pllakave imazherike fosfori | Pajisje dentare
12756 | Dental electric motor | Moto-Mania | 09.09.2023 | Guiling Woodpecker Medical Instrument Co., Ltd. Information Industrial Park Guilin National High-Tech Zone, Guilin 541004 , Guangxi, China | Dental Electric Motor: MT 2; MT 3 | Iia | Pajisje dentare e cila perdoret per pastrim, trajtim, prerje te dhembeve me shpejtesi te larte e te ulet | Pajisje dentare
12757 | Tips of Ultrasonic Scaler | Moto-Mania | 09.09.2024 | Guiling Woodpecker Medical Instrument Co., Ltd. Information Industrial Park Guilin National High-Tech Zone, Guilin 541004 , Guangxi, China | Tips of Ultrasonic Scaler E Serial (Endodontics): Ex, EDx, ESx, ExD, EDxD, ESxD, ExT, EDxT, ESxT, ExDT, EDxDT, ESxDT, EKx | Iia | Pajisje mjekesore te cilat perdore per heqjene gurezave dhe pllakezave bakteriale ne siperfaqene dhembit | Pajisje dentare
12758 | Surgical Wound Dressing: Curapor Transparent: 13099; 13100; 13101; 13102; 13103; 13104; 13105 | Gen-Albfarma | 09.09.2022 | Lohmann & Rauscher Inernational GmbH & Co. KG Westerwaldstraße 4, 56579 Rengsdorf, GERMANY | Surgical Wound Dressing: Curapor® Transparent: 13099; 13100; 13101; 13102; 13103; 13104; 13105 | ls | Veshje per plaget kirurgjikale | Pajisje një përdorimëshe
12759 | Physio Tuss - Cough Syrup Pediatric Preservative Free: PL143_140; PL143_30 (BASIC UDI-DI: 843654262PL01438V); Physio Tuss - Cough Syrup Adult Preservative Free: PL140_140; PL140_30 (BASIC UDI-DI: 843654262PL01408P) | Medfau | 09.09.2022 | Pharmalink S.L. 08290 Cerdanyola del Valles (Barcelona) - Avda. Universitat Autonoma 13, P.T. del Valles, Spain | Physio Tuss - Cough Syrup Pediatric Preservative Free: PL143_140; PL143_30 (BASIC UDI-DI: 843654262PL01438V); Physio Tuss - Cough Syrup Adult Preservative Free: PL140_140; PL140_30 (BASIC UDI-DI: 843654262PL01408P) | lla | Shurup me baze bimore per qetesimin e kolles se thate dhe me sekrecione te femijet dhe te rriturit | Tjeter
12760 | Pleur-evac Chest Drainage System; Pleur-evac Connectors | Arli Pharma sh.p.k | 09.09.2022 | Teleflex Medical 3015 Carrington Mill Blvd. Morrisville, NC 27560, USA | Pleur-evac Chest Drainage System; Pleur-evac Connectors (sipas listes se bashkengjitur) | lla | Produkt qe perdoret per drenim gjate nderhyrjeve ne toraks, trauma dhe operime kardio-vaskulare; Tuba q sherbejne per te lidhur sistemin e drenimit | Pajisje një përdorimëshe
12761 | VITROS CHEMISTRY products FS Diluent Pack 1 - 6801752 | Swissmed sh.p.k | 09.09.2022 | Ortho-Clinical Diagnostics Inc. 100 Indigo Creek Drive Rochester, New York 14626, USA | VITROS CHEMISTRY products FS Diluent Pack 1 - 6801752 | In Vitro | Pjese konsumi per aparature mjeksore. | Pajisje te diagnostikimit in vitro
12762 | VITROS Microsampla Cup - 1213115 | Swissmed sh.p.k | 09.09.2022 | Ortho-Clinical Diagnostics Inc. 100 Indigo Creek Drive Rochester, New York 14626, USA | VITROS Microsampla Cup - 1213115 | In Vitro | Pjese konsumi per aparature mjeksore. | Pajisje te diagnostikimit in vitro
12763 | VITROS CHEMISTRY products FS MicroTips - 6801423; VITROS Products FS MicroTip Bulk - 6844459 | Swissmed sh.p.k | 09.09.2022 | Ortho-Clinical Diagnostics Inc. 100 Indigo Creek Drive Rochester, New York 14626, USA | VITROS CHEMISTRY products FS MicroTips - 6801423; VITROS Products FS MicroTip Bulk - 6844459 | In Vitro | Reagent ne trajte solucioni | Pajisje te diagnostikimit in vitro
12764 | Cohesive Conforming Bandage (sipas listes bashkengjitur) | Gen-Alb Farma shpk | 09.09.2022 | Lohmann & Rauscher Inernational GmbH & Co. KG Westerwaldstraße 4, 56579 Rengsdorf, GERMANY | Cohesive Conforming Bandage (sipas listes bashkengjitur) | l | Rrulon me cope qe synon te mbeshtillet rreth nje pjese te trupit per te siguruar nje pajisje tek pacienti pa u ngjityr me trupi. | Pajisje nje perdorimeshe
12765 | Syringes | Biometric Albania sh.p.k | 09.09.2022 | Merit Medical Systems, Inc. 1600 West Merit Parkway South Jordan, Utah 84095 USA | Syringes (Sipas listes bashkengjitur) | I; Is | Shiringa per perdorim te pergjithshem dhe per angiografi | Pajisje nje perdorimeshe
12766 | Fuji Medical Dry Imager DRYPIX LITE: DRYPIX2000 | ALBAPHOTO shpk | 09.09.2022 | FUJIFILM Corporation 26-30, Nishiazabu 2-chome, Minato-ku, Tokyo 106-8620, JAPAN | Fuji Medical Dry Imager DRYPIX LITE: DRYPIX2000 | l | Printer mjekesor per imazhe radiografike. | Tjeter
12767 | VITROS Immunodiagnostic Products Signal Reagent - 1072693 (BASIC UDI-DI: 10758750008360LV) | Swissmed | 09.09.2022 | Ortho-Clinical Diagnostics Felindre Meadows Pencoed, Bridgend CF35 5PZ United Kingdom | VITROS Immunodiagnostic Products Signal Reagent - 1072693 (BASIC UDI-DI: 10758750008360LV) | In vitro | Reagente ne trajt solucioni per perdorim laboratorik | Pajisje të diagnostikimit in vitro
12768 | VITROS Chemistry Products FS Diluent Pack 3 - 6801754 (BASIC UDI-DI: 10758750007004KV) | Swissmed | 09.09.2022 | Ortho-Clinical Diagnostics, Inc. 100 Indigo Creek Drive Rochester, New York 14626 USA | VITROS Chemistry Products FS Diluent Pack 3 - 6801754 (BASIC UDI-DI: 10758750007004KV) | In vitro | Pajisje konsumi per aparat | Pajisje të diagnostikimit in vitro
12769 | VITROS Chemistry Products FS Diluent Pack 2 - 6801753 (BASIC UDI-DI: 10758750006991MQ) | Swissmed | 09.09.2022 | Ortho-Clinical Diagnostics, Inc. 100 Indigo Creek Drive Rochester, New York 14626 USA | VITROS Chemistry Products FS Diluent Pack 2 - 6801753 (BASIC UDI-DI: 10758750006991MQ) | In vitro | Pajisje konsumi per aparat | Pajisje të diagnostikimit in vitro
12770 | VITROS Chemistry Products FS Reconstitution Diluent - 6801874 (BASIC UDI-DI: 10758750001569L8) | Swissmed | 09.09.2022 | Ortho-Clinical Diagnostics, Inc. 100 Indigo Creek Drive Rochester, New York 14626 USA | VITROS Chemistry Products FS Reconstitution Diluent - 6801874 (BASIC UDI-DI: 10758750001569L8) | In vitro | Pajisje konsumi per aparat | Pajisje të diagnostikimit in vitro
12771 | EL CHARRO (POPLA) - VERMONT (all varsions color and sizes) (Basic UDI-DI: 805572798AY210303030102UY) | Farmaworld | 09.09.2022 | Industrie Ottiche Italiane srl, Corso Fiume 4 - 10133 Torino, Italy | EL CHARRO (POPLA) - VERMONT (all varsions color and sizes) (Basic UDI-DI: 805572798AY210303030102UY) | l | Syze te montuara paraprakisht per korrigjimin e problemeve te shikimit | Tjeter
12772 | I.V. InfusionSet-w/Burette: 010XXXX1, 105XXXX1, 09511XX1; Central Venous Pressure Monitoring Set: 011XXXX1, 11000011; Pleural drainage Set: 017XXXX1, 175XXXX1; Thoracic Drainage Set: 017XXXX1, 176200X1; Urimeter: 227XXXX1, 022XXXX1; Urimeter w/Urine Bag: 0227XXX1, 22710XX1 | Fedos shpk | 09.09.2022 | Bicakcilar Tibbi Cihazlar Sanayi ve Ticaret A.S. Osmangazi Mahallesi,Gazi Caddesi No:21, Esanyurt 34522 Istanbul Turkiye | I.V. InfusionSet-w/Burette: 010XXXX1, 105XXXX1, 09511XX1; Central Venous Pressure Monitoring Set: 011XXXX1, 11000011; Pleural drainage Set: 017XXXX1, 175XXXX1; Thoracic Drainage Set: 017XXXX1, 176200X1; Urimeter: 227XXXX1, 022XXXX1; Urimeter w/Urine Bag: 0227XXX1, 22710XX1 | ls | Sete infuzioni dhe mates urine. | Pajisje nje perdorimeshe
12773 | PDT Procedurial Kit Sec. Ciaglia with Cannula for Subglottic Drainage Size 8; TP90-38 | Biometric Albania shpk | 09.09.2022 | DEAS S.r.l. Via dell'Industria 49, Castel Bolognese (RA), 48014, Italy | PDT Procedurial Kit Sec. Ciaglia with Cannula for Subglottic Drainage Size 8; TP90-38 | lla | Kit trakeostomie perkutan. | Produkte per institucione te kujdesit shendetesor
12774 | Cellona | Gen-Albfarma | 12.09.2022 | Lohmann & Rauscher International GmbH & Co. KG Westerwaldstraße 4, 56579 Rengsdorf, GERMANY | Synthetic Undercast Padding: Cellona® 10686, 10687, 10690, 10692, 10694, 10695, 10696, 31836, 31837, 31838, 31839, 34580, 34581, 34582, 34583, 34584, 34585, 34586, 34588, 34589, 34590, 34591, 34592, 34593, 34594, 34595, 92840, 92841, 92842, 92843, 92844 | I | Eshte nje rulon me fibra sisntetike ose natyrale qe perdoret ne zona te ndryshme te trupit per arsye terapeutike/parandaluese | Pajisje nje perdorimeshe
12775 | Sentina Disposable surgical instruments | Gen-Albfarma | 12.09.2022 | Lohmann & Rauscher International GmbH & Co. KG Westerwaldstraße 4, 56579 Rengsdorf, GERMANY | Sentina® Disposable surgical instruments,sterile (Sipas listes bashkengjitur) | Iia | Gershere kirurgjikale per perdorime te ndryshme | Pajisje shume perdorimeshe
12776 | Printer mjekesor | Albaphoto shpk | 12.09.2022 | FUJIFILM Corporation 26-30, Nishiazabu 2-chome, Minato-ku, Tokyo 106-8620, JAPAN | Fuji Medical Dry Lase Imager DRYPIX Smart: DRYPIX6000 (Basic UDI-DI 454741010100000000000353K) | I | Printer mjekesor per imazhe radiografike. | Tjeter
12777 | Syze optike | Farmaworld shpk | 12.09.2022 | I.O.I. srl Industrie Ottiche Italiane srl corso Fiume 4 - 10133 Torino, Italy | EL CHARRO(POCOM): ECO (Basic UDI-DI 805572798AY210303030103V2) | l | Syze te montuara paraprakisht per korrigjimin e problemeve te shikimit. | Pajisje oftalmike dhe optike
12778 | General Chemistry Panel | Convoyale | 13.09.2022 | Zhejiang PushKang Biotechnology Co., Ltd. C408, Science and Technology Innovation Park NO:398, Mahuan Road, Binhai new Area, 312366 Shaoxing, Zhejiand, PR of China | General Chemistry Panel Test I; General Chemistry Panel Test II; Liver Function Panel Test; Renal Function Panel Test; Myocardial Enzyme Panel Test; Glucose and Lipid Panel Test | In Vitro | Reagente laboratorike per kryesjen e analizave te ndryshme | Pajisje laboratori
12779 | Analizues gjaku | Convoyale | 13.09.2022 | VivaCheck Biotech (Hangzhou) Co., Ltd. Level 2, Block 2, 146 East Chaofeng Rd, Yuhang Economy Development Zone, Hangzhou, Zhejiang 311100, China | VivaDiag™ POCT Analyzer: VIM1000 | In Vitro | Analizator urine | Pajisje te diagnostikimit in vitro
12780 | VITROS Chemistry Products FS Cuvettes | Swissmed | 13.09.2022 | Ortho-Clinical Diagnostics, Inc, 100 Indigo Creek Drive, Rochester, New York, 14626 USA | VITROS Chemistry Products FS Cuvettes: 6801422 (Basic UDI-DI 10758750001163K8) | In Vitro | Pjese konsumi per aparat | Pajisje te diagnostimit in vitro; Pajisje laboratori
12781 | VITROS Immunodiagnostic products | Swissmed | 13.09.2022 | Ortho-Clinical Diagnostics Felindre Meadows Pencoed, Bridgend CF35 5PZ United Kingdom | VITROS Immunodiagnostic products System Cleaning Solution: 1877158 (Basic UDI-DI 10758750000142JR); VITROS Immunodiagnostic products Maintenance Pack: 1831312 (Basic UDI-DI 10758750000098KF) | In Vitro | Pjese konsumi per aparat | Pajisje te diagnostimit in vitro; Pajisje laboratori
12782 | VITROS Immunodiagnostic products | Swissmed | 13.09.2022 | Ortho-Clinical Diagnostics Felindre Meadows Pencoed, Bridgend CF35 5PZ United Kingdom | VITROS Immunodiagnostic Products Universal Wash Reagent: 8389793 (Basic UDI-DI 10758750004843LS) | In Vitro | Reagente ne trajte solucioni per perdorim laboratorik | Pajisje te diagnostimit in vitro; Pajisje laboratori
12783 | VITROS Immunodiagnostic products | Swissmed | 13.09.2022 | Ortho-Clinical Diagnostics Felindre Meadows Pencoed, Bridgend CF35 5PZ United Kingdom (Ortho-Clinical Diagnostics, Inc, 100 Indigo Creek Drive, Rochester, New York, 14626 USA) | VITROS Immunodiagnostic Products (Sipas listes bashkengjitur) | In Vitro | Reagente, kontrolle, kalibratore dhe pjese konsumi per perdorim ne aparatet mjekesore laboratorike | Pajisje te diagnostikimit in vitro
12784 | Sterile split sheets: Split Sheet Plastic - 2750; Split Sheet Plastic - 2751; Preparation Pad - 80006214 (BASIC UDI-DI: 733243000000000222JU) | O.E.S Distrimed | 14.09.2022 | Mölnlycke Health Care AB, Gamlestadsvägen 3C, Box 13080, SE-402 52 Göteborg, Sweden | Sterile split sheets: Split Sheet Plastic - 2750; Split Sheet Plastic - 2751; Preparation Pad - 80006214 (BASIC UDI-DI: 733243000000000222JU) | ls | Mbulesa sterile kirurgjikale | Pajisje një përdorimëshe
12785 | Procedure Kits-Suture Kit 1 - 5061000 | O.E.S Distrimed | 14.09.2022 | B. Braun Melsungen AG Carl-Braun-Strasse 1 34212 Melsungen Deutchland/Germany | Procedure Kits: Suture Kit 1 - 5061000 | lla | Kit suturash per perdorim spitalor | Pajisje një përdorimëshe
12786 | Compact Touch and Echograph accessories | Pegasus | 14.09.2022 | Quantel Medical 1, Rue du Bois Joli - CS40015 63808 Cournon d'Auvergne Cedex, France | Compact Touch and Echograph accessories | lla | Ekograf per aplikime oftalmologjike | Pajisje oftalmike dhe optike
12787 | Aparat per aerosol | Farmaworld sh.p.k | 15.09.2022 | CA-MI srl Via Ugo La Malfa 13-Frazione Pilastro-43013 Langhirano(PR)Italia | Aerosol Therapy Equipment: MIKO - 300600/03; MIKO Basic - 300600/12 | IIa | Aparat per aerosol I pajisur me piston qe perdoret ne kushte shtepie per perthithjen e antibiotikeve dhe bronkodilatatoreve ne terapine me ane te avullit. | Tjeter
12788 | Pregnancy test | Orange Farmaci | 15.09.2022 | LOGITER ONE S.r.l. Via Dei Carpini 3/B 40011 Anzona dell'Emilia BO, Italy | Pregnancy test for self testing: Midstream - TGLOG | In Vitro | Test shtatzanie per vete diagnostikim | Pajisje te diagnostikimit in vitro
12789 | Digital Thermometer | Trimed | 15.09.2022 | Geon Corporation, No.12, Gung Ye Road His Hu, Chang Hwa Hsien, Taiwan, ROC | Digital Thermometer : Quiko MT-B127 (including system components and accessories) | Iia | Termometer dixhital per matjen e temperatures. | Tjeter
12790 | Equipment Drapes | O.E.S Distrimed | 16.09.2022 | Mölnycke Health Care AB, Gamlestadsvägen 3C, Box 13080, SE-402 52 Göteborg, Sweden | Equipment Drapes (sipas listes bashkengjitur) | Is | Mbulesa sterile kirurgjikale, perdorim ne salla kirurgjikale. | Pajisje nje perdorimeshe
12791 | Identification wristband | Biometric Albania | 16.09.2022 | Jiangsu Goju Identification Technology Co., Ltd. 2-A-1, S.M.E.P, Century Ave, Yancheng, Jiangsu, China | Identification wristband: GJ-60X0(PVC); GJ-80X0(Plastic); GJ-3000(Tyvek); GJ-9800(Foam); GJ-5190(Tubular) | I | Set identifikimi per nene dhe femijen | Pajisje nje perdorimeshe
12792 | X-bone ray densitometer | Saer Medical shpk | 16.09.2022 | APELEM SAS, 9 Avenue du Canal Philippe LAMOUR - 30660 Gallargues-le-Montueux, France | X-bone ray densitometer: STRATOS(standard and compact versions); STRATOS DR | IIb | Pajisje per matjen e densitetit te kockave | Pajisje diagnostikuese dhe terapeutike me rrezatim
12793 | BICON PLUS Cup Instrument | Layo | 16.09.2022 | Smith & Nephew Orthopaedics AG, Oberneuhofstrasse 10d, 6340 Baar, Switzerland | BICON-PLUS Cup Instrument(sipas listes bashkengjitur) | I | Instrumenta ortopedike gjate nderhyrjeve kirurgjikslr per mplantimin e komponenteve te protezimit | Instrumetna shume perdorimesh
12794 | Pulsante dhe ngrohes shiringe per injektor kontrasti | Saer Medical shpk | 16.09.2022 | Bayer Medical Care Inc. 1 Bayer Drive Indianola, PA 15051-0780 USA | Hand switch: SHS 700 05; Hand Maintainer: SSh 100F, SSH 200F | I | Pulsante dhe ngrohes shiringe per injektor kontrasti | Tjeter
12795 | Absorbent Cotton Wool | MONTAL shpk | 20.09.2022 | Sepa Mensucat San. Ve Tic. A.S. Muhamutbey Mah. 10. Yol Sk. No: 134, 34218 Bagcilar-Istanbul / Turkey | Absorbent Cotton Wool | l | Absorbent per lengjet e trupit. | Produkte per institucione te kujdesit shendetesor
12796 | Electrocardiograph: CM300, CM1200, CM1200A, CM1200B, H3, H12, H12A | O.E.S DISTRIMED shpk | 20.09.2022 | Shenzhen Comen Medical Instruments Co., Ltd. F10-11& Sect C, F12 of BLDG 1A and F1-5 of BLDG 2, FIYTA Timepiece Building, Nanhuan Avenue, Matian Subdistrict, Guangming District, 518106 Shenzhen, Guangdong, P.R.China | Electrocardiograph: CM300, CM1200, CM1200A, CM1200B, H3, H12, H12A | lla | Ekg per matjen dhe monitorimin e reotmit kardiak. | Pajisje elektromekanike
12797 | Echograph for ophtalmologic applications: AXIALIS and echograph accessories | Pegasus sh.p.k | 20.09.2022 | Quantel Medical 1, Rue du Bois Joli- CS40015 63808 Cournon d'Auvergne Cedex France | Echograph for ophtalmologic applications: AXIALIS and echograph accessories | Iia | Ekograf per aplikime oftalmologjike. | Pajisje oftalmike dhe optike.
12798 | CAPSULO and accessories | PEGASUS shpk | 20.09.2022 | Quantel Medical 11, Rue du Bois Joli - CS40015, 63808 Cournon d'Auvergne Cedex, France | CAPSULO and accessories | llb | Laser per aplikime oftalmologjike. | Pajisje oftalmike dhe optike
12799 | Defribrilator/Monitor (Including accessories and Vehicle Mount kit): BeneHeart D2, D3, D5, D6 | Biometric Albania shpk | 20.09.2022 | Shenzhen Mindray Bio-Medical Electronics Co., Ltd Mindray Building Keji 12th Road South Hi-Tech Industrial Park Nanshan 518057 Shenzhen People's Republic of China | Defribrilator/Monitor (Including accessories and Vehicle Mount kit): BeneHeart D2, D3, D5, D6 | llb | Defibrilator dhe monitor pefshi aksesoret. | Pajisje elektromekanike
12800 | Disposable Non-electric Biopsy Forceps | Fedos | 20.09.2022 | Jiangsu Vedkang Medical Science & Technology Co., Ltd No.52, Guoxiang Road, Wujin Economic Development Zone,Changzhou, Jiangsu, China | Disposable Non-electric Biopsy Forceps | lla | Pinca biopsie jo-elektrike nje perdorimeshe per perdorim gjate biopsive. | Pajisje një përdorimëshe
12801 | Injection Needles | Fedos | 20.09.2022 | Jiangsu Vedkang Medical Science & Technology Co., Ltd No.52, Guoxiang Road, Wujin Economic Development Zone,Changzhou, Jiangsu, China | Injection Needles | lla | Age injeksioni per procedura endoskopike | Pajisje një përdorimëshe
12802 | Disposable Polyp Snares | Fedos | 20.09.2022 | Jiangsu Vedkang Medical Science & Technology Co., Ltd No.52, Guoxiang Road, Wujin Economic Development Zone,Changzhou, Jiangsu, China | Disposable Polyp Snares | llb | Lak nje perdorimesh per heqjen e polipeve nepermjet endoskopise. | Pajisje një përdorimëshe
12803 | Gastimax®Med (chewable tablets) box x 3 bls x 10 tabets B-GXMED52 | MedCare International sh.p.k | 20.09.2022 | FITERMAN PHARMA S.R.L. Str. Moara de Foc nr.35 700520 lasi ROMANIA | Gastimax®Med (chewable tablets) box x 3 bls x 10 tabets B-GXMED52 | Iia | Tableta per simptoma te refluxit gastrik. | Pajisje terapie komplementare
12804 | BD GasPak™ EZ Standard Incubation Container - 260671 (Basic UDI-DI: 038290XDUXMJFFNJ) | Pegasus | 20.09.2022 | Becton, Dickinson and Company 7 Loveton Circle Sparks, MD 21152 USA | BD GasPak™ EZ Standard Incubation Container - 260671 (Basic UDI-DI: 038290XDUXMJFFNJ) | In vitro | Jane sisteme inkubimi pa uje qe ofrojne kushte per prodhimin e mjediseve anaerobe ose te pasura ne CO2. Ne dy madhesi te pershtatshme jane te perbera nga nje material kimik rezistent. | Pajisje të diagnostikimit in vitro
12805 | Diagnostic Ultrasound Apparatus MySono U6: 3D4-9; 3DC2-6; C2-5; C2-8; EVN4-9; LN5-12; P2-4; CF4-9 ;SP3-8; PN2-4; DP2B; | Pegasus | 20.09.2022 | Samsung Medison Co; Ltd. 3366, Hanseo-ro, Nam-myeon, Hongcheon-gun, Gangwon-do 25108, Republic of Korea | Diagnostic Ultrasound Apparatus MySono U6: 3D4-9; 3DC2-6; C2-5; C2-8; EVN4-9; LN5-12; P2-4; CF4-9 ;SP3-8; PN2-4; DP2B; | IIa | Sistem diagnostikimi me ultratinguj dhe sondat perdoren ne diagnostiken imazherike | Tjeter
12806 | Centurion Vision System - 8065751763; Centurion Footswitch - 8065751762 Constellation Footswitch Adapter for Centurion - 8065752948; Centurion Global Remote Control - 8065751774; Centurion Vision System ( Active Sentry) - 8065753057; Centurion Silver System - 8065753008; Active sentry Upgrade kit for Centurion Vision System - 8065752969 | Pegasus | 20.09.2022 | Alcon Laboratories, Incorporated 6201 South Freeway Fort Worth, TX 76134-2099 USA | Centurion Vision System - 8065751763; Centurion Footswitch - 8065751762 (Constellation Footswitch Adapter for Centurion - 8065752948); Centurion Global Remote Control - 8065751774; Centurion Vision System ( Active Sentry) - 8065753057; Centurion Silver System - 8065753008; Active sentry Upgrade kit for Centurion Vision System - 8065752969 | llb | Instrument per emulsifikimin, ndaarjen, ujitjen dhe aspirimin e katarakteve dhe pjeset perberese te aparatit | Pajisje oftalmike dhe optike
12807 | Diagnostic Ultrasound System ARIETTA 65: ARIETTA 65 PX; ARIETTA 65 Master; ARIETTA 65 UP | Medical Distribution shpk | 21.09.2022 | Fujifilm Healthcare Corporation 2-1, Shintoyofuta, Kashiwa-shi, Chiba, 277-0804 Japan | Diagnostic Ultrasound System ARIETTA 65: ARIETTA 65 PX; ARIETTA 65 Master; ARIETTA 65 UP | lla | Sistem diagnostikues me ultratinguj | Tjeter
12808 | Steam Sterilizing Unit | Dental Leader Corsi shpk | 21.09.2022 | Euronda S.P.A. Via dell' Artigianato, 7 36030 Montecchio Precalcino (Vicenza) Italy | Steam Sterilizing Unit: E10; E10 24L; E10 18L; E9 NEXT; E9 NEXT 24L; E9 NEXT 18L; E8; E8 24L; EXL | llb | Pajisje sterilizimi per instrumente dentare | Pajisje dentare
12809 | IBP Cable and Transducer - U800 series | Fedos | 21.09.2022 | Shenzhen Upnmed Equipment Co.,Ltd. 4th Floor, Building# I East, Huihuang Industrial Area, Xitian Community. Gongming Town, Guangming New District, Shenzhen, 5I8I07, Guangdong, China | IBP Cable and Transducer - U800 series | l | Kabull per matjen e presionit te gjakut ne sonde | Instrumenta shumeperdorimesh
12810 | Electrode handle | Fedos | 21.09.2022 | EMED Sp. Z.o.o. Sp.k. ul. Ryzowa 69a, PL / 05-816 Opacz-Kolonia | Electrosurgical accessories: Electrode handles (sipas listes bashkengjitur) | IIb | Doreze per mbajtjen e elektrodave te elektrobisturise | Pajisje elektromekanike
12811 | Electrosurgical unit | Fedos | 21.09.2022 | EMED Sp. Z.o.o. Sp.k. ul. Ryzowa 69a, PL / 05-816 Opacz-Kolonia | Electrosurgical unit (sipas listes bashkengjitur) | IIb | Njesi elektrobisturies per kirugji | Instrumenta shume perdorimesh
12812 | Bipolar caple | Fedos | 21.09.2022 | EMED Sp. Z.o.o. Sp.k. ul. Ryzowa 69a, PL / 05-816 Opacz-Kolonia | Bipolar cable, L: 3m, straight connctor, 2 pin 29mm plug: 351-031; Disposal neutral electrode cable, L:3m, flat plug: 380-030; Monopolar cable for resectoscope, L: 4.5m, USA 8mm male plug: 375-045 | I | Kabllo mono dhe bipolare qe perdoren per te lidhur dorezat e elektrodave dhe instrumentet elektrokirugjikale me njesine | Instrumenta shume perdorimesh
12813 | PERFLUORON | Pegasus | 21.09.2022 | Alcon Laboratories, Incorporated 6201 South Freeway, Fort Worth, TX 76134 -2099, USA | PERFLUORON(purified perfluoro-n-octane liquid): FID 98156 BUDI-DI 038065GMN000013GL | IIb | Eshte nje pajisje intrakirugjikale per perdorim gjate kirugjise vitroretinale ne paciente me hskeputje retinale | Pajisje oftalmike dhe optike
12814 | FreshLook One-Day | Pegasus | 21.09.2022 | Alcon Laboratories, Inc. 6201 South Freeway, Fort Worth, TX 76134-2099, USA | FreshLook One-Day (nelfilcon A) Soft Contact Lens (BUDI-DI 038065GMN000125GY) | Iia | Jane lente te buta kontakti me funksion korrektimin optik te shikimit ne njerezot me sy jo te semure, me astigmatizem minimal | Pajisje oftalmike dhe optike
12815 | Hofer Systmes | Layo sh.p.k | 21.09.2022 | Hofer GmbH & Co KG Jahnstrasse 10-12 A-8280 Furstenfeld | Hofer Systmes (Sipas listes bashkengjitur) | Iia | Instrumente traume per osteosinteze qe perdoren ne sherbimin e ortopedise per fiksimin e frakturave. | Instrumenta shumeperdorimesh
12816 | Costum Pack and Accessories (Circuits and/or devices for ECC and cardioplegia) - CARD.AD 4:1 W/MISTR.MEDOLLA I: EU4754 | Fedos shpk | 21.09.2022 | EUROSETS S.r.l. Strada Statale 12, 143, 41036 Medolla (Modena) Italy | Costum Pack and Accessories (Circuits and/or devices for ECC and cardioplegia) - CARD.AD 4:1 W/MISTR.MEDOLLA I: EU4754 | lla | Qarqe apo pajisje me aksesore per qarkullimin ekstrakorporal dhe kardioplegjine. | Pajisje nje perdorimeshe
12817 | Electrosurgical units, accessories (sipas listes bashkengjitur) | Fedos shpk | 21.09.2022 | EMED Sp. Z. o. o. Sp. k. ul. Ryzowa 69a, PL / 05-816 Opacz-Kolonia, Poland | Electrosurgical units, accessories (sipas listes bashkengjitur) | llb | Pinca bipolare per elektrobisturi per prerjen dhe koagulimin e eneve te gjakut. | Pajisje nje perdorimeshe
12818 | DAILIES TOTAL 1 (delefilcon A)- BUDI-DI: 038065GMN000104GQ; DAILIES TOTAL 1 Multifocal (delefilcon A)- BUDI-DI: 038065GMN000106GU; DAILIES TOTAL 1 PRO (delefilcon A)- BUDI-DI: 038065GMN000105GS; DAILIES TOTAL 1 PRO Multifocal (delefilcon A)- BUDI-DI: 038065GMN000107GW; DAILIES TOTAL 1 for Astigmatism (delefilcon A)- BUDI-DI: 038065GMN000108GY; | Pegasus sh.p.k | 22.09.2022 | Alcon Laboratories, Incorporated 6201 South Freeway, Fort Worth, Texas 76134-2099, USA | DAILIES TOTAL 1 (delefilcon A)- BUDI-DI: 038065GMN000104GQ; DAILIES TOTAL 1 Multifocal (delefilcon A)- BUDI-DI: 038065GMN000106GU; DAILIES TOTAL 1 PRO (delefilcon A)- BUDI-DI: 038065GMN000105GS; DAILIES TOTAL 1 PRO Multifocal (delefilcon A)- BUDI-DI: 038065GMN000107GW; DAILIES TOTAL 1 for Astigmatism (delefilcon A)- BUDI-DI: 038065GMN000108GY; | Iia | Lente kontakti per perdorim ditor per korrektim optik te ametropise refraktare. | Pajisje oftalmike dhe optike
12819 | In vitro medical devices | Swissmed sh.p.k | 21.09.2022 | Ortho-Clinical Diagnostics, Inc. 100 Indigo Creek Drive Rochester, NY 14626 USA ; Ortho Clinical Diagnostics Felindre Meadows, pencoed Bridgend, CF35 5PZ, United Kingdom | In vitro medical devices (sipas listes bashkengjitur) | in vitro | Reagente dh epjese konsumi per perdorim ne aparate mjeksore dhe laboratorike. | Pajisje laboratori
12820 | AIR OPTIX Night & Day (UDI-DI: 038065GMN000116GX); AQUA (lotrafilcon A) (UDI-DI: 038065GMN000117GZ) | PEGASUS shpk | 22.09.2022 | Alcon Laboratories, Inc. 6201 South Freeway, Forth Worth, Texas 76134-2099 USA | AIR OPTIX Night & Day (UDI-DI: 038065GMN000116GX); AQUA (lotrafilcon A) (UDI-DI: 038065GMN000117GZ) | llb | Lente kontakti.. | Pajisje oftalmike dhe optike
12821 | DAILIES AquaComfort Plus (UDI-DI: 038065GMN000118H3); DAILIES AquaComfort Plus Toric (UDI-DI: 038065GMN000120GN); DAILIES AquaComfort Plus Multifocal (UDI-DI: 038065GMN000121GQ); DAILIES AquaComfort Plus Asphere (UDI-DI: 038065GMN000119H5); | PEGASUS shpk | 22.09.2022 | Alcon Laboratories, Inc. 6201 South Freeway, Forth Worth, Texas 76134-2099 USA | DAILIES AquaComfort Plus (UDI-DI: 038065GMN000118H3); DAILIES AquaComfort Plus Toric (UDI-DI: 038065GMN000120GN); DAILIES AquaComfort Plus Multifocal (UDI-DI: 038065GMN000121GQ); DAILIES AquaComfort Plus Asphere (UDI-DI: 038065GMN000119H5); | lla | Lente kontakti.. | Pajisje oftalmike dhe optike
12822 | LenSx Laser System 8065998162; LenSx Laser Patient Interface 8065998163; LenSx Laser SoftFit Patient Interface 8065998225; LenSx Laser SoftFit Patient Interface-Nominal 8065998274; LenSx Laser SoftFit Patient Interface-˃46D 8065998275; LenSx Laser SoftFit Patient Interface-<41D 8065998276; | Pegasus sh.p.k | 23.09.2022 | Alcon Laboratories, Incorporated 6201 South Freeway, Fort Worth, Texas 76134-2099, USA | LenSx Laser System 8065998162; LenSx Laser Patient Interface 8065998163; LenSx Laser SoftFit Patient Interface 8065998225; LenSx Laser SoftFit Patient Interface-Nominal 8065998274; LenSx Laser SoftFit Patient Interface-˃46D 8065998275; LenSx Laser SoftFit Patient Interface-<41D 8065998276; | Iia | Perdoren per kirurgji te kataraktit, krijim I cipes korneale dhe aksesore. | Pajisje oftalmike dhe optike
12823 | Neutral silicone electrode; Disposable neutral electrode EMED SAFE; | Fedos sh.p.k | 23.09.2022 | EMED SP. Z O. O. SP.K ul. Ryzowa 69A 05-816 Opacz-Kolonia POLAND | Neutral silicone electrode; Disposable neutral electrode EMED SAFE; (sipas listes bashkengjitur) | Iib | Elektroda neutrale dhe aksesore te elektrobisturive per perdorim ne elektrokirurgji. | Pajisje elektromekanike
12824 | Medical devices | Fedos sh.p.k | 23.09.2022 | EMED SP. Z O. O. SP.K ul. Ryzowa 69A 05-816 Opacz-Kolonia POLAND | Medical devices (sipas listes bashkengjitur) | I | Pedalet EMED perdoren per te aktivizuar menyrat e prerjes dhe te koagulimit ne njesine elektrikirurgjikale EMED dhe per te kontrolluar pompen endoskopike te ujit Waterfall. | Pajisje elektromekanike
12825 | Medical devices | Fedos sh.p.k | 23.09.2022 | EMED SP. Z O. O. SP.K ul. Ryzowa 69A 05-816 Opacz-Kolonia POLAND | Medical devices (sipas listes bashkengjitur) | IIb | Elektroda dhe aksesore per elektrobisturi te perdorura ne elektrokirurgji. | Instrumenta shemeperdeorimesh;
12826 | Prismocitrate | Incomed shpk | 23.09.2022 | Bieffe Medital SpA Via Stelvio, 94 Sondalo (SO) 23035 Italy | Prismocitrate 10/2 : 109062; Prismocitrate 10/2 : 113880; Prismocitrate 18/0 : 114168; Prismocitrate 18/0 : 115880 | llb | Tretesire qe pershkruhet ne rasitn e insuficiences renale kronike. | Tjeter
12827 | 1copy™COVID-19 qPCR 4plex Kit: M24MD100T | Biocheck Diagnostic Center | 23.09.2022 | 1drop Inc. A-203, Keumkang Penterium IT Tower, 215, Galmachi-ro, Jungwon-gu, Seongnam-si, Gyeonggi-do, 13217, REPUBLIC OF KOREA | 1copy™COVID-19 qPCR 4plex Kit: M24MD100T | In Vitro | Reagent in vitro per detektimin ne mostrat virale te sars cov | Pajisje te diagnostikimit in vitro
12828 | Dental Chair | Dental Leader Corsi | 23.09.2022 | Alliage S/A Industrias Odontologica, Rod.Abrao Assed, Km 53 + 450 metros - Recreio Anhanguera, Ribeirao Preto/SP -Brazil- Cep 14097-500 | Dental Chair (UDI-DI 78995813DentalChairMR. Brands - Dabi Atlante; Saevo; D700; Gnatus; Denimed. Models: Syncrus, Syncrus GL, Syncrus GLX, Syncrus G2; Syncrus G3; Syncrus G4; Syncrus G8; S500; Croma Galla; New Croma; New Croma T5; New Galla; T5; D1; New Versa. (with components/accessories). | I | Karrige per poltronin denar me modele te ndryshme dhe aksesoret perkates | Pajisje dentare
12829 | Motor ICU Bed | Biometric Albania | 23.09.2022 | SFA Titanyum Medikal iç ve dis Ticaret Limited Sirketi, 3. OSB, Kamil Serbetçi Blv. No:56, 27600, Baspinar - Gaziantep / Turkey | Motor ICU Bed: T8050, T8030; Crank Manual Patient Bed: T1130; Basic Emergency Strecher: T-Express Basic; Foldable Examination Table: TH6011 | I | Shtreter spitalore, barele dhe tavoline ekzaminimi | Pajisje mobilimi spitalor
12830 | Micerium Bioactivators (UDI-DI: ++EMICFAM8BVW) (sipas listes bashkengjitur) | Dental Leader - Corsi shpk | 23.09.2022 | MICERIUM S.p.A. Via G. Marconi, 83 - 16036 Avegno (GE) - Italy | Micerium Bioactivators (UDI-DI: ++EMICFAM8BVW) (sipas listes bashkengjitur) | l | Bioaktivatoret jane pajisje dentare ortodontike per te korrigjiuar okluzionin. | Pajisje dentare
12831 | Percutaneous Tracheostomy Tube: PercuQuick/PercuTwist - 121555-000070; PercuQuick/PercuTwist - 121555-000080; PercuQuick/PercuTwist - 121555-000090 | Arli Pharma sh.p.k | 23.09.2022 | Teleflex Medical IDA Business and Technology Park Dublin Road Athlone Co. Westmeath Ireland | Percutaneous Tracheostomy Tube: PercuQuick/PercuTwist - 121555-000070; PercuQuick/PercuTwist - 121555-000080; PercuQuick/PercuTwist - 121555-000090 | lla | Produkte qe perdoren ne operimet e ezofagut | Pajisje një përdorimëshe
12832 | In Vitro Medical Devices (sipas listes bashkengjitur) | Swissmed sh.p.k | 23.09.2022 | Ortho-Clinical Diagnostics Felindre Meadows, Pencoed, Bridgend, CF35 5PZ, United Kingdom | In Vitro Medical Devices (sipas listes bashkengjitur) | In Vitro | Reagente dhe kalibratore per perdorim ne aparatura laboratorike. | Pajisje te diagnostikimit in vitro
12833 | Sterile infusion sets for single use | Primary Dental | 26.09.2022 | Changzhou Jinlong Medical Plasic Appliance Co., Ltd. Zhenglu Town Changzhou 213111 Jiangsu P.R. China | Sterile infusion sets for single use: Needle: 0.3, 0.33, 0.36, 0.4, 0.45, 0.5, 0.55, 0.6, 0.7, 0.8, 0.9, 1.1, 1.2; Intravenous infusion needle: 0.3, 0.33, 0.36, 0.4, 0.45, 0.5, 0.55, 0.6, 0.7, 0.8, 0.9, 1.1, 1.2 | lla | Set infusioni me shiringe per injeksion substancash, vetem per nje perdorim | Pajisje dentare
12834 | Inhalation Systems HICO-Ultrasonat 810 - 390001 | Fedos sh.p.k | 26.09.2022 | pfm medical hico gmbh, Bonner Strabe 180, 50963 Koln, GERMANY | Inhalation Systems HICO-Ultrasonat 810 - 390001 | Iia | Nebulizator I cili e kthen ilacin e lengshem ne avull I cili me pas thithet permes nje gypi ose maske. | Instrumenta shemeperdeorimesh;
12835 | ECG Electrode | Fedos | 26.09.2022 | Shenzen Upmed Equipment Co., Ltd. 4th Floor, Building #1 East, Huihuang Industrial Area, Xitian Community, Gongming Town, Guangming New District, Shenzen, 518107, Guandong, China | ECG Electrode, Toco and Fetal Probe, Ultrasound Probe, Pulse Oximeter, Oxygen sensor, ELECTO VALVE, Electrosurgical cable, Bipolar Forcep: U900 series UT000 Series | I | Elektroda EKG per percjelle informacioni nga pacienti te pajisja, sonda fetale dhe tokodinamometri per ekzaminim e fetusit etj | Instrumenta shume perdorimesh
12836 | Fleta termoformuese | Primary Dental sh.p.k | 26.09.2022 | J. RIPOLL, S.L. Rio Tietar, 20 Pol. Ind. El Nogal 28110 Algete Madrid (ESPANA/SPAIN) | Thermoforming Sheets Soft Mouthguard (BUDI-DI 843604224PLASTM0Q6); Thermoforming Sheets Hard Clear (BUDI-DI 843604224PLASTCLP2); Thermoforming Sheets Dual (BUDI-DI 843604224PLASTICOSDUALK8) | I | Fleta plastike termoformuese per prodhimin e mbrojtesve te kafshimit dhe amortizuesve te traumave bga shtrengimi i dhembeve | Pajisje dentare
12837 | ECG cable with leadwires: U300 series | Fedos shpk | 27.09.2022 | Shenzhen Upnmed Equipment Co., Ltd. 4th Floor, Building #1 East, Huihuang Industrial Area, Xitian Community, Gongming Town, Guangming New District, Shenzhen 518107 Guangdong, China | ECG cable with leadwires: U300 series | l | Kabllo per EKG me telat percjelles. | Instrumenta shumeperdorimesh
12838 | Otologic solution | Express Pharma | 27.09.2022 | D.M.G Italia S.r.l. Via Laurentina km 26, 700 - 00071 Pomezia (Rome) | Otologic Solution: CUE | Iia | Ka veti veprimi mekanike, lubrifikuese, zbutes, mbrojtes dhe qetesues tek te rritur dhe femijet per parandalimin dhe trajtimin e irritimeve te kanalit te jashtem te veshit | Tjeter
12839 | Catheter Thrombectomy | GP Medical Al | 27.09.2022 | Penumbra, Inc. One Penumbra Place, Alameda, CA 94502, USA | Catheter, Thrombectomy - Penumbra System(BUDI-DI 081454801pssystemds) (sipas listes bashkengjitur) | III | Sistem penumbra eshte projektuar per te hequr trombet dhe rivendosur rrjedhen e gjakut ne neurovaskulaturen duke perdorur aspirim | Pajisje te implantueshme jo aktive
12840 | Q EDTA Gel (EDTA Gel 15%), 1.2ml; Q EDTA Gel (EDTA Gel 15%), 3ml; Q EDTA Gel (EDTA Gel 15%), 10ml; Q Solution (EDTA Solution 17%), 30ml; Q Solution (EDTA Solution 17%), 100ml | Primary Dental shpk | 27.09.2022 | J. RIPOLL, S.L. C/Rio Tietar, 20 Pol. Ind. El Nogal 28110 Algete Madrid (ESPANA/SPAIN) | Q EDTA Gel (EDTA Gel 15%), 1.2ml; Q EDTA Gel (EDTA Gel 15%), 3ml; Q EDTA Gel (EDTA Gel 15%), 10ml; Q Solution (EDTA Solution 17%), 30ml; Q Solution (EDTA Solution 17%), 100ml | lla | Substance per aplikimin ne brendesi te kanalit endodontik, per trajtiomin e mureve te kanaleve dentare. | Pajisje dentare
12841 | ID NOW™ COVID 19 2.0 (193-000); ID NOW™ COVID 19 2.0 Control Swab Kit (192-080) | PEGASUS shpk | 27.09.2022 | Abbott Diagnostics Scarborough, Inc. 10 Southgate Road Scarborough, Maine 04074 U.S.A. | ID NOW™ COVID 19 2.0 (193-000); ID NOW™ COVID 19 2.0 Control Swab Kit (192-080) | In Vitro | Test i cili perdoret per zbulimin dhe diagnostikimin e SARS-CoV-2 nga tamponet e hundes, nazofaringut dhe faringut. | Pajisje te diagnostikimit in vitro
12842 | Antiedemigen nasal spray - Narivent | Express Pharma | 27.09.2022 | D.M.G. Italia S.r.l. Via Laurentina, Km 26,700-00071 Pomezia (RM), Italy | Antiedemigen nasal spray - Narivent | IIa | Sprai antiedematoz | Tjeter
12843 | Neurovascular & Non-neurovasculare Embolization Coil: POD® Sysyem; POD® Detachment Handle (sipas listes se bashkengjitur) | GP Medical Al | 27.09.2022 | Penumbra, Inc. One Penumbra Place Almenda, CA 94502, USA | Neurovascular & Non-neurovasculare Embolization Coil: POD® Sysyem; POD® Detachment Handle (sipas listes se bashkengjitur) | ls; lll | Spirale embolizimi neurovaskular dhe jo neurovaskular | Pajisje te implamtueshme jo aktive
12844 | NVI Radiological Drainage Catheters | Montal | 28.09.2022 | Boston Scientific Corporation 300 Boston Scientific Way Marlborough Massachusetts 01752 USA | NVI Radiological Drainage Catheters (sipas listes se bashkengjitur) | llb | Kateter per drenimin e lengut ose ajrit nga pjese te ndryshme te trupit qe vendosen me saktesi ne vendin e kerkuar duke u udhezuar nga imazhet radiologjike | Pajisje një përdorimëshe
12845 | LOGIQ P8; LOGIQ P9; LOGIQ P10 (sipas listes se bashkengjitur) | Montal | 28.09.2022 | GE Ultrasound Korea, Ltd. 9, Sunhwan-ro 214beon-gil, Jungwon-gu, Seongnam-si, Gyeonggi-do 13204, Republic of Korea | General Purpose Diagnostic Ultrasound System Imaging System: LOGIQ P8; LOGIQ P9; LOGIQ P10 (sipas listes se bashkengjitur) | lla | Siseme diagnostikuese me ultratinguj | Pajisje diagnostikuese dhe terapeutike me rrezatim
12846 | Anesthesia Machine (Including Accessories): Wato EX-35; Wato EX-55; Wato EX-65 | Biometric Albania | 29.09.2022 | Shenzhen Mindray Bio-Medical Electronics Co., Ltd Mindray Building Keji 12th Road South Hi-Tech Industrial Park Nanshan 518057 Shenzhen People's Republic of China | Anesthesia Machine (Including Accessories): Wato EX-35; Wato EX-55; Wato EX-65 | llb | Aparat anestezie | Pajisje elektromekanike; Produkte per institucione te kujdesit shendetesor
12847 | Diagnostic Ultrasound System ARIETTA 65: ARIETTA 65 PX; ARIETTA 65 Master; ARIETTA 65 UP | Albaphoto | 29.09.2022 | Fujifilm Healthcare Corporation 2-1, Shintoyofuta, Kashiwa-shi, Chiba, 277-0804 Japan | Diagnostic Ultrasound System ARIETTA 65: ARIETTA 65 PX; ARIETTA 65 Master; ARIETTA 65 UP | lla | Sistem diagnostikues me ultratinguj | Tjeter
12848 | Sterile Electrode Cables, Sensor ™ | Montal sh.p.k | 29.09.2022 | Boston Scientific 300 Boston Scientific Way Marlborough, MA 01752 USA | Sterile Electrode Cables, Sensor ™ (sipas listes bashkengjitur) | Is, Iia | Pajisje qe perdoren per te regjistruar biopotencialet si EMG, EKG etj. | Pajisje nje perdorimeshe
12849 | Electrophysiology Cables | Montal sh.p.k | 29.09.2022 | Boston Scientific Corporation 300 Boston Scientific Way Marlborough, MA 01752 USA | Electrophysiology Cables (sipas listes bashkengjitur) | Is | Kabllo qe perdoren ne laboratoret e elektrofiziologjise dhe procedurat e destinuara per te ber lidhjen ndermjet kateterit diagnosfikues dhe konsoles. | Pajisje nje perdorimeshe
12850 | Voluson | Montal | 29.09.2022 | GE Ultrasound Korea, Ltd. 9, Sunhwan-ro 214beon-gil, Jungwon-gu, Seongnam-si, Gyeonggi-do 13204, Republic of Korea | Voluson S10 Expert, Voluson S10, Voluson S8t, Voluson S8, Voluson S6. Upgrade Kit: Volusong Signature to BT22 UPG (BUDI-DI 8406821BUG00209H8) (sipas listes bashkengjitur) | Iia | Jane pajisje mjekesore te destinuara per vleresimin me ultratinguj ne aplikimin klinik te marrjes se imazheve per qellime diagnostikuese | Pajisje diagnostikuese dhe terapeutike me rrezatim
12851 | Blazer™ II HTD Temperature Ablation Catheter | Montal | 29.09.2022 | Boston Scientific Corporation 300 Boston Scientific Way, Marlborough, MA 01752, USA | Blazer™ II HTD Temperature Ablation Catheter (sipas listes bashkengjitur) | III | Jane kateter qe sherbejne per te hequr indin ose per te shkaterruar funksionin e tij nepermjet perdorimit te nxehtesise | Pajisje nje perdorimeshe
12852 | Viking-Fixed Curve Diagnostic Electrode Catheters (Non-Coated); Steerable Catheters-Diagnostic Electrode Catheters (Non-Coated); | Montal | 29.09.2022 | Boston Scientific Corporation 300 Boston Scientific Way, Marlborough, MA 01752, USA | Viking-Fixed Curve Diagnostic Electrode Catheters (Non-Coated); Steerable Catheters-Diagnostic Electrode Catheters (Non-Coated); (sipas listes bashkengjitur) | III | Jane kateter diagnostikues qe perdoren per te lundruar ne anatomine kardiake per te kapur informacione kritike lardiake dhe per te ofruar terapi me te sakte. | Pajisje diagnostikuese dhe terapeutike me rrezatim
12853 | Zevosinil™ Drops | Ilma | 30.09.2022 | Shedir Pharma S.r.l.Via Bagnulo n. 95 - 80063 Piano di Sorrento (NA), Italy | Zevosinil™ Drops | lla | Pika per hunde qe indikohet per hollimin dhe largimin e sekrecioneve te hundes | Tjeter
12854 | Pro-ophta Eye Dressing S/D/K | Gen-Albfarma | 30.09.2022 | Lohmann & Rauscher Internacional GmbH & Co. KG, Westerwaldstrasse 4, D-56579 Rengsdorf, Germany | Pro-ophta Eye Dressing S/D/K: Pro-ophta Eye Dressing S, small: 34227, 34228, 34240, 34241; Pro-ophta Eye Dressing S, large: 34229, 34230, 34243, 34244; Pro-ophta Eye Dressing D: 34225, 34226; Pro-ophta Eye Dressing K: 34104 | l | Pajisje e destinuar për t'u përdorur për të mbyllur/mbuluar një ose të dy sytë, me qëllim mbrojtjen e syrit pas një procedure | Pajisje një përdorimëshe
12855 | Absorbent gauze: 18923; 18924 18925; 18927 | Gen-Albfarma | 30.09.2022 | Lohmann & Rauscher Internacional GmbH & Co. KG, Westerwaldstrasse 4, D-56579 Rengsdorf, Germany | Absorbent gauze: 18923; 18924 18925; 18927 | ls | Pajisje prej pambuku, garze per absorbim | Pajisje një përdorimëshe
12856 | RINOGERMINA - biological barrier nasal spray | Express Pharma SHPK | 30.09.2022 | D.M.G. Italia S.r.l. Via Laurentina, Km 26, 700-00071 Pomezia (RM) - Italia | RINOGERMINA - biological barrier nasal spray | lla | Spraj nazal qe indikohet per trajtimin dhe parandalimin e infeksioneve rino-faringotuboale. | Tjeter
12857 | FreshLook (phemfilcon A) Soft Contact Lenses: FreshLook Handling Tint, FreshLook Colors, FreshLook ColorBlends, FreshLook Dimensions (UDI-DI: 038065GMN000001GD; 038065GMN000002GF) | PEGASUS shpk | 30.09.2022 | Alcon Laboratories, Inc. 6201 South Freeway, Forth Worth, Texas 76134-2099 USA | FreshLook (phemfilcon A) Soft Contact Lenses: FreshLook Handling Tint, FreshLook Colors, FreshLook ColorBlends, FreshLook Dimensions (UDI-DI: 038065GMN000001GD; 038065GMN000002GF) | lla | Lente te buta kontakti te perbera nga material femfilkon A, qe kane per qellim korrektimin optik te shikimit. | Pajisje oftalmike dhe optike
12858 | In Vitro Diagnostic Medical Device (sipas listes se bashkengjitur) | Fedos | 03.10.2022 | Guangzhou Wondfo Biotexh Co., Ltd. No.8, Lizhishan Road, Science City, Luogang District, 510663, Guangzhou, P.R. China | In Vitro Diagnostic Medical Device (sipas listes se bashkengjitur) | In Vitro | Kite Reagentesh per analiza laboratorike per diabetin, infeksionet, hormonale, tiroidet, vitaminat dhe hekurin. | Pajisje të diagnostikimit in vitro
12859 | TRACOE experc Sets for percutaneous tracheostomy | Biometric Albania | 03.10.2022 | Tracoe Medical GmbH, Reichelsheimer Str. 1/3 55268 Neider- Olm, Germany | TRACOE experc Sets for percutaneous tracheostomy (sipas listes se bashkengjitur) | llb | Sisteme dhe module trakeostemie perkutan | Pajisje një përdorimëshe; Produkte per institucione te kujdesit shendetsor
12860 | Blazer™ Dx-20 Catheter Bidirectional Steerable Diagnostic Catheter; Polaris X™ Unidirectional Steerable Diagnostic Catheter (sipas listes bashkengjitur) | MONTAL shpk | 03.10.2022 | Boston Scientific Corporation 300 Boston Scientific Way Marlborough, MA 01752 USA | Blazer™ Dx-20 Catheter Bidirectional Steerable Diagnostic Catheter; Polaris X™ Unidirectional Steerable Diagnostic Catheter (sipas listes bashkengjitur) | lll | Katetere diagnostikuese qe munf te perfshijne ose nje mekanizem drejtues me dy kahe ose nje kah. | Pajisje nje perdorimeshe
12861 | Vivid T8, Vivid T9 - Software version: 205.x.x (sipas listes bsheknegjitur) | MONTAL shpk | 03.10.2022 | GE Medical Systems (China) Co., Ltd No.19, Changjiang Road, Wuxi National Hi-Tech Dev, Zone 214028, Jiangsu, China | Vivid T8, Vivid T9 - Software version: 205.x.x (sipas listes bsheknegjitur) | lla | Sisteme imazherie ultrasound kardiovaskulare. | Pajisje diagnostikuese dhe terapeutike me rrezatim
12862 | DETROX - Detro Enzym: 1L, 5L | ALBAPHOTO shpk | 03.10.2022 | Detro Healthcare Kimya Sanayi A.Ş. Atatürk Mah. Cemal Gürsel Caddesi, No:8/3 Esenyurt, Istanbul/TÜRKIYE | DETROX - Detro Enzym: 1L, 5L | l | Lares per pastrimin e pajisjeve mjekesore. | Pajisje nje perdorimeshe
12863 | Stethoscope: KJ-501, KJ-502, KJ-503, KJ-504, KJ-505, KJ-506, KJ-507, KJ-508, KJ-509, KJ-515, KJ-516, LJ-517, KJ-518, KJ-519, KJ-520, KJ-521, KJ-522, KJ-523 | Biometric Albania shpk | 03.10.2022 | Nanjing Kangju Medical Instriment Co., Ltd. 27 Haushan Road Gaochun Economy Zone, Nangjing Jiangsu, P.R.China | Stethoscope: KJ-501, KJ-502, KJ-503, KJ-504, KJ-505, KJ-506, KJ-507, KJ-508, KJ-509, KJ-515, KJ-516, LJ-517, KJ-518, KJ-519, KJ-520, KJ-521, KJ-522, KJ-523 | l | Stetoskope te ndryshem. | Produkte per institucione te kujdesit shendetesor
12864 | Pro-ophta® Eye Dressing pad: REF 13020; 13021; 13041; | GEN-ALB FARMA Sh.p.k | 03.10.2022 | Lohmann & Rauscher International GmbH & Co. KG Westerwaldstrabe 4 D-56579 Rengsdorf GERMANY | Pro-ophta® Eye Dressing pad: REF 13020; 13021; 13041; | I | Pajisje ne forme sfungjeri qe thith sekrecionet e syrit dhe e mbron syrin. | Pajisje nje perdorimeshe
12865 | Long Stretch Bandages | GEN-ALB FARMA Sh.p.k | 03.10.2022 | Lohmann & Rauscher International GmbH & Co. KG Westerwaldstrabe 4 D-56579 Rengsdorf GERMANY | Long Stretch Bandages (sipas listes bashkengjitur) | I | Rrip ose rrulon pambuku dhe elastani qe aplikohet te ngjesh nje zone lokale te trupit. | Pajisje nje perdorimeshe
12866 | Paste Retraction Systems | Albadent Group shpk | 03.10.2022 | Premier Dental Products Company, 1710 Romano Drive, Plymouth Meeting, Pennsylvania 19462, USA | Traxodent™- Hemodent™ Paste Retraction System : 9007086, 9007091, 9007093, 900-7093, 9007094, 900-7094, 9007095, 9007096, 9007097, 9007098, TRASTRT-2, TRABOI-7, TRAPACK-25 | Iia | Paste e bute qe ushtron presion te bute mbi sulkus ndersa thith lengun dhe gjakune tepert. | Pajisje dentare
12867 | Suprasorb | Gen-Alb Farma | 03.10.2022 | Lohmann & Raucher Internacional GmbH & Co. KG, Westerwaldstabe 456579 Rengsdorf, GERMANY | Suprasorb® P: PU Foam Dressing, non - adhesive, self - adhesive, sacrum non - adhesive REF: 20405, 20406, 20407, 20408, 20409, 20421, 20422, 82039, 82044, 82045, 31264, 31265, 31311, 121904, 121905, 123464, 123465, 123466 self - adhesive REF: 20416, 20417, 20418, 20419, 20425, 20426, 31262, 31263, 82014, 82035, 121906, 121907 sacrum REF: 20415, 20535, 31266 | IIb | Nje mbulese plage qe ndihmon ne sherim duke thithur eksudatin e plages | Pajisje nje perdorimeshe
12868 | VENOSAN® AES Anti-embolism stocking (sipas listes bashkengjitur) | Gen-Alb Farma shpk | 05.10.2022 | Swisslastic AG St. Gallen Rorschacher Strasse 304, 9016 St. Gallen / Switzerland | VENOSAN® AES Anti-embolism stocking (sipas listes bashkengjitur) | l | Corape kunder embolizmit. | Tjeter
12869 | Curaplast® sensitive - Hypoallergenic Adhesive Injection Pflaster: 30625, 95651 | Gen-Alb Farma shpk | 05.10.2022 | Lohmann & Rauscher Inernational GmbH & Co. KG Westerwaldstraße 4, 56579 Rengsdorf, GERMANY | Curaplast® sensitive - Hypoallergenic Adhesive Injection Pflaster: 30625, 95651 | l | Cope sterile pelhure osemateriali plastik qe synohet te aplikohet ne pjese te trupit te pacientit dhe te mbahet ne vend nga ngjitesi i saj i ndjeshem. | Tjeter
12870 | Bactericida disposable mat with Biomaster antimicrobial agent: 3L49BIO, 3L41BIO, 3L69BIO, 3L61BIO, 3L91BIO, 3L115BIO, 3L150BIO, 3L240BIO | Aquarius Medical shpk | 05.10.2022 | CBS Medical S.r.l. Via Cappuccini, 129 - 36015 (Schio (VI) - Italy | Bactericida disposable mat with Biomaster antimicrobial agent: 3L49BIO, 3L41BIO, 3L69BIO, 3L61BIO, 3L91BIO, 3L115BIO, 3L150BIO, 3L240BIO | l | Tapet antimikrobial. | Pajisje nje perdorimeshe
12871 | Hamatology reagent: ABX Basolyse II 1L - 0906003 (Basic UDI-DI: 361023basolyse_IIDT | Biometric Albania | 06.10.2022 | Horiba ABX SAS Parc Euromedecine Rue du Caducee- BP7290 34184 Montpellier Cedex 4-France | Hamatology reagent: ABX Basolyse II 1L - 0906003 (Basic UDI-DI: 361023basolyse_IIDT) | In Vitro | Reagent per analizator hematologjie | Pajisje të diagnostikimit in vitro; Pajisje laboratori
12872 | Hamatology reagent: Whitediff 1L - 1210906022 (Basic UDI-DI: 361023whitediff4Z) | Biometric Albania | 06.10.2022 | Horiba ABX SAS Parc Euromedecine Rue du Caducee- BP7290 34184 Montpellier Cedex 4-France | Hamatology reagent: Whitediff 1L - 1210906022 (Basic UDI-DI: 361023whitediff4Z) | In Vitro | Reagent per analizator hematologjie | Pajisje të diagnostikimit in vitro; Pajisje laboratori
12873 | Hamatology Control: ABX Minotrol 16 (L) - 2042001; ABX Minotrol 16 (N) - 2042002; ABX Minotrol 16 (H) - 2042003; ABX Minotrol 16 (2L) - 2042208; ABX Minotrol 16 (2N) - 2042202; ABX Minotrol 16 (2H) - 2042209 | Biometric Albania | 06.10.2022 | Horiba ABX SAS Parc Euromedecine Rue du Caducee- BP7290 34184 Montpellier Cedex 4-France | Hamatology Control: ABX Minotrol 16 (L) - 2042001; ABX Minotrol 16 (N) - 2042002; ABX Minotrol 16 (H) - 2042003; ABX Minotrol 16 (2L) - 2042208; ABX Minotrol 16 (2N) - 2042202; ABX Minotrol 16 (2H) - 2042209 | In Vitro | Kontrollor hematologjie | Pajisje të diagnostikimit in vitro; Pajisje laboratori
12874 | Resolute Integrity Zotarolimus-Eluting Coronary Stent System (sipas listes se bashkengjitur) | O.E.S Distrimed | 06.10.2022 | Medtronic, Inc. 710 Medtronic Parkway Minneapolis MN 55432 USA | Resolute Integrity Zotarolimus-Eluting Coronary Stent System (sipas listes se bashkengjitur) | lll | Sisteme stentash koronare te implantueshme te veshur me ilac perdorim ne kardiologji hemodinamike | Pajisje te implantueshme jo aktive
12875 | CSF Peritoneal Catheter | O.E.S Distrimed | 06.10.2022 | Medtronic, Inc. 710 Medtronic Parkway Minneapolis MN 55432 USA | CSF Peritoneal Catheter (sipas listes se bashkengjitur) | llb | Katetere peritoneale perdorim spitalor | Pajisje një përdorimëshe
12876 | Sentinel V.11.5, Cardiology Information Management System - 98201 (98201-S01 through 98201-S10 inclusive) | Konex | 06.10.2022 | Spacelabs Healthcare Ltd. Unit B, Foxholes Center John Tate Road Hertford, Hertfordshire SG13 7D7, United Kingdom | Sentinel V.11.5, Cardiology Information Management System - 98201 (98201-S01 through 98201-S10 inclusive) | lla | Software per menaxhimin e te dhenave nepermjet aparatit te matjes se presionit te gjakut | Tjeter
12877 | Rotaflow | Fedos shpk | 06.10.2022 | Maquet Cardiopulmonary GmbH, Kehler Strasse 31, 76437 Rastatt, Germany | Ritaflow II System: Rotaflow II Base Unit - 70107.4178; Rotaflow II Drive (Flex)-70107.4622; Rotaflow II Drive (Compact)-70107.4623; Bubble Sensor (BS)-70105.5720; Flow Bubble Sensor (FBS)-70107.4353. | IIb | Sensore te rrjeshshemerise dhe bulzave dhe pompa centrifuge me njesine baze, pjese kembimi per pajisj te qarkullimit ekstrakorporal zemer-mushkeri | Pajisje elektromekanike
12878 | Biosure Regenesorb Interference Screw | Layo shpk | 06.10.2022 | Smith & Nephew Inc., Endoscopy, 150 Minuteman Road, Andover, MA 01810, USA | Biosure Regenesorb Interference Screw (BUDI-DI 0885556SN000015LB)(sipas listes bashkengjitur) | III | Jane pajisje mjekesore te implantueshme qe perdoren ne sherbimin e ortopedise per fiksimin eindeve te buta, ligamenteve dhe tendinave | Pajisje te implantueshme jo aktive
12879 | Resolute Onyx Zotarolimus-Eluting Coronary Stent System; Onyx Trucor Zotarolimus-Eluting Coronary Stent System | O.E.S Distrimed | 06.10.2022 | Medtronic, Inc. 710 Medtronic Parkway Minneapolis, MN 55432,USA | Resolute Onyx Zotarolimus-Eluting Coronary Stent System; Onyx Trucor Zotarolimus-Eluting Coronary Stent System (BUDI-DI 0763000B00000156T) (sipas listes bashkengjitur) | III | Sistem stentash koronare te implantueshme, te veshur me bar per perdorim ne kardiologji | Pajisje te impantueshme jo aktive
12880 | Tongue depressor | Biometric Albania shpk | 05.10.2022 | Taizhou Yongfang Hygiene Supplies Factory No. 1, north side, Jianggao road, Baima Town Gaogang district Taizhou City, Jiangsu P.R.China | Tongue depressor | l | Spatula druri | Pajisje nje perdorimeshe
12881 | Temperature Probe Adult: TPO-D-HLM L1.8 Adult: 70105.4564; Temperature Probe Pediatric: TPO-D-HLM L1.8 Pediatric: 70105.4565 | Fedos shpk | 05.10.2022 | Maquet Cardiopulmonary GmbH Kehler Str.31, 76437 Rastatt Germany | Temperature Probe Adult: TPO-D-HLM L1.8 Adult: 70105.4564; Temperature Probe Pediatric: TPO-D-HLM L1.8 Pediatric: 70105.4565 | llb | Sonda temperatue per adulte dhe femije. | Pajisje elektromekanike
12882 | Humasis COVID-19 Ag Test (ACOVA-7025) | Biocheck Diagnostic Center shpk | 05.10.2022 | Humasis Co., Ltd. Rm. 114,502,504,604,604-1,B03-1,B03-2, 88, Jeonpa-ro, Dongan-gu, Anyang-si, Gyeonggi-do, 14042, Republic of Korea | Humasis COVID-19 Ag Test (ACOVA-7025) | In Vitro | Test i shpejte antigjenik per detektimin e Covid-19. | Pajisje te diagnostikimit in vitro
12883 | MUNATORIL throat spay | Link Pharma shpk | 05.10.2022 | Pharmaluce S.r.l. Strada delle Serio;e, 45 - 47894 Chiesanuova - Republica San Marino (RSM) | MUNATORIL throat spay | lla | Spraj per qetesimin e acarimeve te fytit. | Pajisje terapie komplementare
12884 | TRACOE experc Dilatation Set REF 520 with the accessories: TRACOE Seldinger guide wire with Guiding catheter REF 517; TRACOE Seldinger guide wire REF 518; | Biometric Albania sh.p.k | 07.10.2022 | TRACOE medical GmbH, Reichelsheimer Str.1/3, in 55268 Nieder-Olm, Germany | TRACOE experc Dilatation Set REF 520 with the accessories: TRACOE Seldinger guide wire with Guiding catheter REF 517; TRACOE Seldinger guide wire REF 518; | Iia | Set pajisje per nderhyrje ne trakeostemi. | Pajisje nje perdorimeshe
12885 | ABX Minilyse LMG 1L - 0702010 UDI-DI:361023lyseX2 | Biometric Albania sh.p.k | 10.10.2022 | HORIBA ABX SAS Parc Euromedecine Rue du Caducee- BP7290 34184 MONTPELLIER Cedex 4 - FRANCE | ABX Minilyse LMG 1L - 0702010 UDI-DI:361023lyseX2 | in vitro | Reagent per analizator hematologjie. | Pajisje diagnostikimi in vitro
12886 | ABX Cleaner 1L - 0903010; ABX Cleaner 0.5L - 0903011; ABX Miniclean 1L - 0403010; UDI-DI: 361023cleanerAK | Biometric Albania sh.p.k | 10.10.2022 | HORIBA ABX SAS Parc Euromedecine Rue du Caducee- BP7290 34184 MONTPELLIER Cedex 4 - FRANCE | ABX Cleaner 1L - 0903010; ABX Cleaner 0.5L - 0903011; ABX Miniclean 1L - 0403010; UDI-DI: 361023cleanerAK | in vitro | Reagent per analizator hematologjie. | Pajisje diagnostikimi in vitro
12887 | Classic Plaster for Medical Treatment: 50081 - Sana Vita 20 Cerotti 7x2 Premium Ref Code: CMU551229 | Delta Pharma-AL | 10.10.2022 | Eurosirel Spa Viale Europa, 30 - 20047 Cusago (MI), Italy | Classic Plaster for Medical Treatment: 50081 - Sana Vita 20 Cerotti 7x2 Premium Ref Code: CMU551229 | l | Ngjitese per mbrojtjen e plageve | Tjeter
12888 | High frequency Electrosurgical Unit: VIVACE, VIVACEII (SH-TIP, SH-TIPII) | VaanMed | 10.10.2022 | SHENB CO., LTD. SHENB bldg. 148 Seongdong, Seongdong-gu, Seoul, Korea | High frequency Electrosurgical Unit: VIVACE, VIVACEII (SH-TIP, SH-TIPII) | llb | Pajisje elektromjekesore me frekuence te larte | Tjeter
12889 | INFU-KT | Euromed sh.p.k | 10.10.2022 | ISOMed ZAE Les Pointes 230, rue des Grand Pres 60230 Chambly- France | INFU-KT (sipas listes bashkengjitur) | III | Porta aksesi prej titani te implantueshme ne trup qe sherbejne per administrimin e mjekimit direkt ne gjak. | Pajisje te implantueshme jo aktive
12890 | BD BACTEC™ MGIT™ 960 - 445870 UDI-DI: 038290QIKJOYDAEF; BD BACTEC™ MGIT™ 320 - 441743 UDI-DI: 038290BWCHOFNE79; BD BACTEC™ MGIT™ 960 Calibration Vial, (51 pk)- 445999 UDI-DI: 038290SNRBZXDSMR; BD BACTEC™ MGIT™ 960 Calibration Vial, (17 pk)- 445871 UDI-DI: 038290SNRBZXDSMR; BD BACTEC™ MGIT™ System Software (USB)- 442942 UDI-DI: 038290SPJNKMHZZGG; BD BACTEC™ MGIT™ System Software (Disk)- 442942 UDI-DI: 038290BBLUWABI4B; | Pegasus sh.p.k | 10.10.2022 | Becton, Dickinson and Company 7 Loveton Circle Sparks, MD 21152 USA | BD BACTEC™ MGIT™ 960 - 445870 UDI-DI: 038290QIKJOYDAEF; BD BACTEC™ MGIT™ 320 - 441743 UDI-DI: 038290BWCHOFNE79; BD BACTEC™ MGIT™ 960 Calibration Vial, (51 pk)- 445999 UDI-DI: 038290SNRBZXDSMR; BD BACTEC™ MGIT™ 960 Calibration Vial, (17 pk)- 445871 UDI-DI: 038290SNRBZXDSMR; BD BACTEC™ MGIT™ System Software (USB)- 442942 UDI-DI: 038290SPJNKMHZZGG; BD BACTEC™ MGIT™ System Software (Disk)- 442942 UDI-DI: 038290BBLUWABI4B; | In Vitro | Instrument per zbulimin e shpejte te automatizuar te mykobaktereve nga monstrat klinike. | Pajisje diagnostikimi in vitro
12891 | Surgical Instruments | O.E.S Distrimed sh.p.k | 10.10.2022 | Aesculap AG AM Aesculap-Platz 78532 Tuttlingen GERMANY | Surgical Instruments (sipas listes bashkengjitur) | III | Instrumenta kirurgjikal per perdorim ne kirurgji. | Pajisje te implantueshme jo aktive
12892 | Aneurysm Clips | O.E.S Distrimed sh.p.k | 10.10.2022 | Aesculap AG AM Aesculap-Platz 78532 Tuttlingen GERMANY | Aneurysm Clips (sipas listes bashkengjitur) | III | Klipe per trajtimin e aneurizmave celebrale, perdorim ne kirurgji. | Pajisje te implantueshme jo aktive
12893 | COLPOFIX | DELTA PHARMA-AL SH.P.K | 10.10.2022 | URIACH Italy S.r.l A socio unico Assago Milanofiori Strada 1, Palazzo F6 20057 Assago (MI) Italy | COLPOFIX | Iia | Gel vaginal spray qe per shkak te forces se shtypjes makanike kur aplikohet kthehet ne leng dhe pas aplikimit kthehet ne xhel. | Tjeter
12894 | Sanavita Collirio Plus PF400065 | DELTA PHARMA-AL SH.P.K | 10.10.2022 | Genelife S.r.l Strada Provinciale 12, Casilina Stazione Sgurgola 39/A - 03012 Anagni (FR) | Sanavita Collirio Plus PF400065 | Iia | Pika per sy me veti freskuese, qetesuese me sodium hialuronik me perqendrim te larte. | Pajisje oftalmike dhe optike
12895 | Spiranto patches/Salvit Respiranto | DELTA PHARMA-AL SH.P.K | 10.10.2022 | Wooshin Labottach Co., Ltd. 1907 Daerung P-Tower I, Digital-ro 288, Guru-Gu Seoul, 08390, South Korea | Spiranto patches/Salvit Respiranto | Iia | Perdoret per te permirsuar frymarrjen dhe per te ndihmuar ne diskomfortin qe ndodh gjate bllokimit nazal. | Tjeter
12896 | ABX Minidil LMG | Biometric Albania | 10.10.2022 | HORIBA ABX SAS, Parc Euromèdecinè, Rue de Caducèe - BP7290, 34184 Montpellier Cedex 4 - France | Hematology reagent: ABX Minidil LMG 10 L, ABX Minidil LMG 20L: 0802010, 0802020 (BUDI-DI 361023minidil_lmgGN) | In Vitro | Reagente per analizator hematologjik | Pajisje te diagnostikimit in vitro; Pajisje laboratori
12897 | ABX Lysebio | Biometric Albania | 10.10.2022 | HORIBA ABX SAS, Parc Euromèdecinè, Rue de Caducèe - BP7290, 34184 Montpellier Cedex 4 - France | Hematology reagent: ABX Lysebio 1L - 0903012; ABX Lysebio 0.4L - 0903013 (BUDI-DI 361023lysebioQM) | In Vitro | Reagente per analizator hematologjik | Pajisje te diagnostikimit in vitro; Pajisje laboratori
12898 | ABX Diluent | Biometric Albania | 10.10.2022 | HORIBA ABX SAS, Parc Euromèdecinè, Rue de Caducèe - BP7290, 34184 Montpellier Cedex 4 - France | Hematology reagent: ABX Diluent 10L, 20L - 0901010, 0901020 (BUDI-DI 361023diluentG8) | In Vitro | Reagente per analizator hematologjik | Pajisje te diagnostikimit in vitro; Pajisje laboratori
12899 | Salimar | DELTA PHARMA - AL shpk | 10.10.2022 | Laboratoire Unither, 151 rue Andre Durouchez, Espace Industriel Nord, Cs 28028 80084 AMIENS Cedex 2, France | Sterile isotonic solution of chloride 0.9% in single-dose vial for nasal and eye cleansing, ear rinsing, wound cleansing and inhalation : SALIMAR Soluzione Fisiologica SANAVITA - 8 052049 551458 30 unidoses | Iia | Solucion fiziologjik multifunksional, tretesire izotonike 0.9% klorur natriumi ne shishe monodoze per higjienen e sve, hundes, vesheve etj | Pajisje nje perdorimeshe
12900 | Non Invasive Blood pressure measuring Devices | DELTA PHARMA - AL shpk | 10.10.2022 | Rossmax Swiss GmbH, Widnauerstrasse 1, CH-9435 Heerbrugg, Switzerland | Non Invasive Blood pressure Measuring Device with pulse arythmia detedting funstion (including Afib(Artrial Finrillation), PCS(Premature Contraction), TACH(Tachycardia) and BRAD(Bradycardia). Serial No. YY.M.001-000001 | Iia | Pajisje profesionale per monitorimin e pacientit, si presionin e gjakut, crregullimet kardiake etje | Instrumenta shumeperdorimeshe
12901 | ABX Minoclar | Biometric Albania | 10.10.2022 | HORIBA ABX SAS, Parc Euromèdecinè, Rue de Caducèe - BP7290, 34184 Montpellier Cedex 4 - France | Hematology reagent : ABX Minoclar 0.5L - 0401005 (BUDI-DI 361023minoclairXS) | In Vitro | Reagente per analizator hematologjik | Pajisje te diagnostikimit in vitro; Pajisje laboratori
12902 | ABX Drifftrol | Biometric Albania | 10.10.2022 | HORIBA ABX SAS, Parc Euromèdecinè, Rue de Caducèe - BP7290, 34184 Montpellier Cedex 4 - France | Hematology reagent : ABX Drifftrol (L), ABX Drifftol (N), ABX Drifftol (H). ABX Difftrol (2L): 2062011, 206212, 2062013, 2062207, 2062203, 2062208 | In Vitro | Reagente per analizator hematologjik | Pajisje te diagnostikimit in vitro; Pajisje laboratori
12903 | Active Monopolar Electrodes (sipas listes se bashkengjitur) | O.E.S Distrimed | 10.10.2022 | Covidien Ilc 15 Hampshire Street Mansfield, Massachusetts 02048, USA | Active Monopolar Electrodes (sipas listes se bashkengjitur) | llb | Elektroda kirurgjikale tokezimi | Pajisje një përdorimëshe
12904 | Freenose Isotonic Sea Water Baby Nasal Spray 30ml - PL0032_BB | Delta Pharma-AL | 10.10.2022 | Pharmalink S.L. 08290 Cerdanyola del Valles (Barcelona) - Avda. Universitat Autonoma 13, P.T. del Valles, Spain | Freenose Isotonic Sea Water Baby Nasal Spray 30ml - PL0032_BB | lla | Sprai nasal fiziologjik | Tjeter
12905 | ABX Eosinofix 1L 0206010 UDI-DI: 361023eosinofix3H | Biometric Albania sh.p.k | 10.10.2022 | HORIBA ABX SAS Parc Euromedecine Rue du Caducee- BP7290 34184 MONTPELLIER Cedex 4 - FRANCE | ABX Eosinofix 1L 0206010 UDI-DI: 361023eosinofix3H | In Vitro | Reagent per analizator hematologjie. | Pajisje diagnostikimi in vitro
12906 | Freenose Hypertonic Sea Water Adult Nasal Spray 30ml PL0033_AD | DELTA PHARMA-AL SH.P.K | 10.10.2022 | PHARMALINK, S.L AVDA. UNIVERSITAT AUTONOMA, 13 PARC TECNOLOGIC DEL VALLES 08290 CERDANYOLA DEL VALLES SPAIN | Freenose Hypertonic Sea Water Adult Nasal Spray 30ml PL0033_AD | Iia | Hidraton kanalet nasale ndihmon ne pastrimin dhe ekstraktimin e mukusit gje qe lehteson depertueshmerine ne mukozen nazale. | tjeter
12907 | Non-Invasive Blood Pressure Measuring Device with pulse arrhythmia detecting function (including Afib (Atrial Fibrillation), PC ( Premature Contraction), TACH (Tachycardia) and BRAD (Bradycardia) - X9 | Pharma One sh.p.k | 12.10.2022 | Rossmax Swiss GmbH Widnauerstrasse 1, CH-9435 Heerbrugg, Switzerland | Non-Invasive Blood Pressure Measuring Device with pulse arrhythmia detecting function (including Afib (Atrial Fibrillation), PC ( Premature Contraction), TACH (Tachycardia) and BRAD (Bradycardia) - X9 | Iia | Pajisje jo invazive per matjen e presionit te gjakut me funksion te zbulimit te aritmise se pulsit. | tjeter
12908 | BLUEDENT dental curing light (BASIC UDI-DI: 3800501374200000VX) | Eurodenta | 12.10.2022 | BG Light Ltd. 155 Vasil Aprilov blvd., 4027 Plovdiv, Bulgaria | BLUEDENT dental curing light (BASIC UDI-DI: 3800501374200000VX) (sipas listes se bashkengjitur) | l | Llamba polimerizuese | Pajisje dentare
12909 | BLUEDENT 12 BL-bleaching unit | Eurodenta | 12.10.2022 | BG Light Ltd. 155 Vasil Aprilov blvd., 4027 Plovdiv, Bulgaria | BLUEDENT 12 BL-bleaching unit - 600-001 (Basic UDI-DI: 3800501374600000XK) | lla | Pajisje polimerizuese dhe zbardhuese | Pajisje dentare
12910 | Clarius Charger (Basic UDI-DI: 7540205ClariusCharger6F) | Fedos | 12.10.2022 | Clarius Mobile Health Corp.130 – 2985 Virtual Way Vancouver, BC, Canada, V5M 4X7 | Clarius Charger (Basic UDI-DI: 7540205ClariusCharger6F): Clarius Charger HD- 99-13-00008; Clarius Charger HD3- 99-13-00030 | l | Karikuesi Clarius është një aksesor per skaner me ultratinguj Clarius. Karikuesi Clarius është për të karikuar skanerin me ultratinguj Clarius dhe baterinë e tij. | Pajisje elektromekanike
12911 | Transport and Preservation Medium | Biocheck Diagnostic Center | 12.10.2022 | Biocomma Limited B1605-B1606, Life Science Park, Shenchengtou Creative Factory, Julongshan Rd, Xiuxin Community, Kengzi St, Pingshan Dist, Shenzhen, 518118 P.R. China | Transport and Preservation Medium: YVJ-E, YMJ-E, YMJ-TE, YMJ-TE1,YMJ-TE2, YMJ-TE3, YMJ-TE4, YMJ-TE5, YVJ-TE1, YVJ-TE2, YVJ-TE3, YVJ-TE4, YVJ-TE5, YVJ-TE, YMJ-TE11, YMJ-TE12, YVJ-TE8 | In Vitro | Tampon plastik me pambuk per marrjen e mostrave biologjike per analize | Pajisje te diagnostikimit in vitro
12912 | Brix 3000 UDI-DI: 77983226BR01VS | Albadent Group sh.p.k | 12.10.2022 | Brix Srl Carcarana Industrial Park Route 9 km 348.5 (2138) Carcarana Province of Santa Fe Argentina | Brix 3000 UDI-DI: 77983226BR01VS | I | Xhel per reduktimin e lezioneve karioze traumatike. | Pajisje dentare
12913 | Filler dermal | Vaanmed sh.p.k | 12.09.2022 | TAUMEDIKA S.r.l. Via Monte Giberto 33 - 00138 Roma | Intradermal Filler : KARISMO - soft filler | III | Filler me acid hialuronik dhe kolagjen per trajtime estetike | Pajisje te implantueshme jo aktive
12914 | NIM Vital™ Nerve Monitoring System-Capital | O.E.S Distrimed | 12.09.2022 | Medtronic Xomed, Inc. 6743 Southpoint Drive North Jacksonville, FL 32216 USA | NIM Vital™ Nerve Monitoring System-Capital: NIM4CM01 NIM VITAL™ CONSOLE ; NIM VITAL™ PATIENT INTERFACE 4 CHANNEL NIM4CPB1 ; NIM4CPB2 NIM VITAL™ PATIENT INTERFACE CABLE; NIM VITAL™ INCREMENTING PROBE INTERFACE ADAPTER NIMCAD400; NIM4CMO1RF NIM VITAL™ CONSOLE REFURBISHED; NIM VITAL™ PATIENT INTERFACE 4 CHANNEL REFURBISHED NIM4CPB1RF | Iia | Pajisje per monitorimin e sistemit nervor gjate procedurave kirurgjikale | Tjeter
12915 | Clarius Fan HD | Fedos | 14.10.2022 | Clarius Mobile Health Corp. 130-2985 Virtual Way, Vancouver, British Columbia, V5M 4X7, Canada | Clarius Fan: Clarius Fan HD - 50 02 00061; Clarius Fan HD3 - 50 02 00077 (BUDI-DI 7540205ClariusFanBF) | I | Ventilator i Clarius eshte nje aksesore i skanerit dhe mudn te perdoret per te zgjatur kohen e skanimit gjate procedurave diagnostike me ultratingj. | Pajisje elektromekanike
12916 | Rotary Files | Moto - Mania | 14.10.2022 | Diadent Group International 16, Osongsaengmyeong 4-ro osong-eup heungdeok-gu, Cheongju-si, Chungcheongbuk-do, 28161, republic of Korea | Rotary Files: Dia - X File | Iia | Pajisje mjekesore dentare qe perdoret instrument endodontik rrotullues per trajtimin dhe preparimin e kanalit te rrenjes se dhembit | Pajisje dentare
12917 | Haemostatic Barrier Ointment | Express Pharma | 14.10.2022 | D.M.G Italia S.r.l. Via Laurentina km 26, 700 - 00071 Pomezia (Rome) | Haemostatic Barrier Ointment: EMOFIX (30g) | III | Emofix eshte nje pomade hemostatik me funksion barriere te indikuar per permbajtjen dhe parandalimin e episodeve hemorragjike te lekures dhe mukozes te lehta | Tjeter
12918 | Clarius Ultrasound Scanner | Fedos sh.p.k | 17.10.2022 | Clarius Mobile Health Corp. 130-2985 Virtual Way Vancouver, BC, Canada V5M 4X7 | Clarius Ultrasound Scanner (sipas listes bashkengjitur) | Iia | Skaner portable me ultatinguj per perdorim ne egzaminimin dhe diagnostikim. | Pajisje elektromekanike
12919 | Disposable AV Fistula Needle Sets | Incomed sh.p.k | 17.10.2022 | Vital Healthcare Sdn. Bhd. Lot.3, Jlan Sultan Mohamed 3, Bandar Sultan Sulaiman, 42000 Pelabuhan Klang, Selangor Klang, Selangor Darul Ehsan, Malaysia | Disposable AV Fistula Needle Sets (sipas listes bashkengjitur) | Iia | Set agesh nje perdorimsh per te lidhur linjat e gjakut me enet e gjakut kur do te kryhet dialize. | Pajisje nje perdorimeshe
12920 | Endodontic Obturation Systems | Brianza Dent sh.p.k | 17.10.2022 | Foshan COXO Medical Instrument Co., Ltd. BLDG 4, District A Guangdong New Light Sourse Industrial Base, South of Luocun Avenue Nanhai District Foshan 528226 Guangdong China | Endodontic Obturation Systems: C-Fill | Iia | Pajisje per mbushje kanalesh | Pajisje dentare
12921 | Non absorbable surgical sutures and ligatures | Evita shpk | 17.10.2022 | Peters Surgical Immeuble Aurelium, 1 Cours de L'lle Seguin, 92100 Boulogne Billancourt France | Non absorbable surgical sutures and ligatures (sipas listës bashkangjitur) | IIb | Sutura dhe ligatura te paabsorbueshme per perdorim kirurgjikale. | Pajisje nje perdorimeshe
12922 | Fuji Medical Dry Imager DRYPIX Edge | Albaphoto | 17.10.2022 | FUJIFILM Corporation 26-30, Nishiazabu 2-chome, Minato-ku, Tokyo 106-8620, JAPAN | Fuji Medical Dry Imager DRYPIX Edge : DRYPIX800O (BUDI-DI 4547410100000000000523K) | I | Pajisje mjekesore imazherike me laser | Tjeter
12923 | Resting ECG Analysis Sistem (Basic UDI-DI:8406821BUG00244HA): MAC 5 A4 - 8855001-001; MAC 5 A5 - 8855002-001; MAC 5 Lite - 8855003-001 | Montal | 17.10.2022 | GE Medical Systems Information Technologies, Inc. 9900 Innovation Drive Wauwatosa, WI 53226 USA | Resting ECG Analysis Sistem (Basic UDI-DI:8406821BUG00244HA): MAC 5 A4 - 8855001-001; MAC 5 A5 - 8855002-001; MAC 5 Lite - 8855003-001 | lla | Sistemi i analizave EKG ne gjendje qetesie | Pajisje elektromekanike
12924 | Gatrimax®Med oral suspension, glass bottle x 200 ml | MedCare International | 17.10.2022 | Fitterman Pharma S.r.l. Str. Moara de Foc nr. 35 700520 lasi, Romania/DJ 249E KM 0900, 707515, Tomesti, lasi Romania | Gatrimax®Med oral suspension, glass bottle x 200 ml - B-GXMEDSSP48 | lla | Pajisje ne forme pezullie per simptomat e refluksit gastrik | Pajisje terapie komplementare
12925 | Titanium Hemostatic Clips | Evita | 17.10.2022 | Peters Surgical Immeuble Aurelium, 1 Cours de L'lle Seguin 92100 Boulogne Billancourt, France | Titanium Hemostatic Clips (sipas listes se bashkengjitur) | lll | Klipe titani hemoestatik perdorim ne kirurgji | Pajisje një përdorimëshe
12926 | Cansinbant First Aid Plaster (Basic UDI-DI: 869972111100YB8P) | Medical + | 17.10.2022 | Cansin Saglik Gerecleri San. Ve Tic. A.S. Istasyon Mah. 1495 Sok. No: 17 Gebze, Kocaeli, Turkey | Cansinbant First Aid Plaster (Basic UDI-DI: 869972111100YB8P) | l | Leukoplast qe vendoset mbi plage | Tjeter
12927 | Cansinplast Injection Plaster (Basic UDI-DI: 869972121120YB9N) | Medical + | 17.10.2022 | Cansin Saglik Gerecleri San. Ve Tic. A.S. Istasyon Mah. 1495 Sok. No: 17 Gebze, Kocaeli, Turkey | Cansinplast Injection Plaster (Basic UDI-DI: 869972121120YB9N) | l | Leukoplast qe vendoset mbi plage | Tjeter
12928 | Diamond coated burs, sterile and non-sterile; Diamond coated discs, non-sterile; Tungsten Carbide (TC) burn, sterile ans non-sterile; Dental Polishers, sterile and non-sterile. | Cene | 17.10.2022 | M.D.T. Micro Diamond Technologies Ltd. 2 Hamal Street, Industrial Park North Afula, 1857107, Israel | Diamond coated burs, sterile and non-sterile; Diamond coated discs, non-sterile; Tungsten Carbide (TC) burs, sterile ans non-sterile; Dental Polishers, sterile and non-sterile. | l | Freza per perdorim dentar | Pajisje dentare
12929 | Cross-linked Hyaluronic Acid injectable gel with Lidocaine | Beauty and Health distribution | 17.10.2022 | S. Thepharm Co., Ltd. 1111, 1112, 1101-ho, 19, Ojeongongeop-gil, Uiwang-si, Gyeonggi-do, Republic of Korea | Cross-linked Hyaluronic Acid injectable gel with Lidocaine: QTFILL PLUS FINE - Kairax FINE; QTFILL PLUS DEEP - Kairax DEEP; QTFILL PLUS Sub-Q - Kairax SUB Q. | lll | Mbushes dermal I injektueshem me acid Hyaluronic | Pajisje to implantueshme jo aktive
12930 | Diagnostic Ultrasound Systems, related Probes and their Accessories | Medical Distribution shpk | 17.10.2022 | Fujifilm Healthcare Corporation 2-1, Shintoyofuta, Kashiwa-shi, Chiba, 277-0804 Japan | Diagnostic Ultrasound Systems, related Probes and their Accessories: C251 Probe | Iia | Sonde ultratinguj | Tjeter
12931 | Real-time PCR system Gentier 96R | Biocheck Diagnostic Center sh.p.k | 17.10.2022 | Xi'an Tianlong Science and Technology Co., Ltd. No.389, Zhuhong Road, Xi'an, Shaanxi Province, 710018, P.R.China | Real-time PCR system Gentier 96R | In Vitro | Aparat Rt-PCR per detektim. | Pajisje diagnostikimi in vitro
12932 | Nucleic acid Extract Reagent: NX-48S Viral NA Kit - VN143; VN-153; | Biocheck Diagnostic Center sh.p.k | 17.10.2022 | Genolution Inc Rm 506, Rm 804, Bldg.A, 11, Beobwon-ro 11-gil, Songpa-gu, Seoul 05836, Republic of Korea | Nucleic acid Extract Reagent: NX-48S Viral NA Kit - VN143; VN-153; | In Vitro | Kit per ekstraktimin e materialit gjenetik te virusit. | Pajisje diagnostikimi in vitro
12933 | JDentalCare Handpiece Drivers | Marlen/E sh.p.k | 17.10.2022 | JDentalCare S.r.l. Via del Tirassegno, 41/N 41122 Modena, Italy | JDentalCare Handpiece Drivers (sipas listes se bashkengjitur) | lla | Drejtues qe perdoren me angla | Pajisje dentare
12934 | CardioLab - AltiX (Basic UDI-DI: 8406821BUG00281HG); Mac-Lab - AltiX (Basic UDI-DI: 8406821BUG00280HE); Combo-Lab - AltiX (Basic UDI-DI: 8406821BUG00282HJ); MLCL Client Software - AltiX (Basic UDI-DI: 8406821BUG00301GV) | Montal | 18.10.2022 | GE Medical Systems Information Technologies, Inc. 9900 Innovation Drive Wauwatosa, WI 53226 USA | CardioLab - AltiX (Basic UDI-DI: 8406821BUG00281HG); Mac-Lab - AltiX (Basic UDI-DI: 8406821BUG00280HE); Combo-Lab - AltiX (Basic UDI-DI: 8406821BUG00282HJ); MLCL Client Software - AltiX (Basic UDI-DI: 8406821BUG00301GV) | lla | Sisteme per regjistrimin e te dhenave klinike | Pajisje diagnostikuese dhe terapeutike me rrezatim
12935 | Sterile Hypodermic Syringes for Single Use (with Needle): 2ml, 23GX1 1/4"; 5ml, 23GX1 1/4"; 10ml, 22GX1 1/4"; 20ml, 21GX1 1/2" (Lot nr: 20210510) | Medical + | 18.10.2022 | Changzhou Jiafeng Medical Equipment Co., Ltd. Ninghe Village, Zhenglu Town, Tianning District, Changzhou City, 213115 Jiangsu Province, P.R. of China | Sterile Hypodermic Syringes for Single Use (with Needle): 2ml, 23GX1 1/4"; 5ml, 23GX1 1/4"; 10ml, 22GX1 1/4"; 20ml, 21GX1 1/2" (Lot nr: 20210510) | lla | Shiringa sterile | Tjeter
12936 | Bubble CPAP System and Accessories | Biometric Albania | 18.10.2022 | Fisher & Paykel Healthcare Ltd. 15 Maurice Paykel Place, East Tamaki, Auckland 2013, New Zealand | Bubble CPAP System and Accessories (sipas listes se bashkengjitur) | l; lla; | Sisteme ajrimi CPAP per te porsalindur dhe aksesoret | Pajisje anestezie dhe respiratore; Pajisje nje perdorimeshe; Produkte per institucione te kujdesit shendetesor
12937 | ZIPWIRE™ Hydrophilic Coated Guidewires (Vascular) | Montal | 18.10.2022 | Lake Region Medical, 340 Lake Hazeltine Dr. Chaska, MN55318, USA | Peripheral Vascular Guidewire, single use: ZIPWIRE™ Hydrophilic Coated Guidewires (Vascular) (sipas listës bashkangjitur) | Iia | Jane guida udhezuese vaskulare me veshje hidrofobike te destinuara per perdorim ne procedurat vaskulare te tilla si nderhyrje, terapi dhe diagnostike | Pajisje nje perdorimeshe
12938 | Reagente Kimike | O3 Lab | 18.10.2022 | ESHCWEILER GmbH & Co. KG Holzkoppelweg 35, 24118 Kiel, Germany | Blood gas and electrolyte analysers including consummables and spare parts (sipas listës bashkangjitur) | In Vitro | Pajisje mjekesore, pjese kembimi dhe reagente per kryerjen e analizave te elktroliteve, metaboliteve dhe gazrave ne gjak | Pajisje te diagnostikimit in vitro
12939 | CRE Ballon Dilatation Catheters | Montal sh.p.k | 19.10.2022 | Boston Scientific Corporation 300 Boston Scientific Way Marlborough, MA 01752 USA | CRE Ballon Dilatation Catheters (sipas listes bashkengjitur) | Iia | Jane katetere te destinuar per heqjen e gureve te veshtire biliar. | Pajisje nje perdorimeshe
12940 | Oxygen Concentrator; Pulse Oximeter | Medical+ shpk | 19.10.2022 | Zhengzhou Olive Electronic Technology Co., Ltd 11th floor, Block B, Building 18, Henan International University Science Park (East District) 450001 ZhengZhou, Henan, P.R. China | Oxygen Concentrator; Pulse Oximeter: OLV-3; OLV-3W; OLV-5; OLV-5W; OLV-B1; OLV-C1; OLV-8; OLV-10; YK-80A | IIa | Pajisje oksigjeni dhe pajisje per matjen e pulsit | Tjeter
12941 | Infrared Ear Thermometer | Medical+ shpk | 19.10.2022 | Sumbow Medical Instruments Co., ltd. 14F-01, No.2 Building Shangdong Business Center #1926 Canghai Road Yinzhou 315041 Ningbo People's Republic of China | Infra-red Ear Thermometer: SM80015a; SM70015B; SM70015C; SM70015D | IIa | Termometer per matjen e temperatures | Tjeter
12942 | Digital Thermometer | Medical+ shpk | 19.10.2022 | Sumbow Medical Instruments Co., ltd. 14F-01, No.2 Building Shangdong Business Center #1926 Canghai Road Yinzhou 315041 Ningbo People's Republic of China | Digital Thermometer: SM70006-1; SM70006-2; SM70006-3; SM70060-4; SM70007; SM70007-1; SM70007-2; SM70007-3; SM70007-4; SM70009; SM70009-1; SM70009-2; SM70010-1; SM70010-2; SM70010-3; SM70010-4 | IIa | Termometer dixhital per matjen e temperatures. | Tjeter
12943 | Gauze Swab; Non-woven swab | Medical+ shpk | 19.10.2022 | Sumbow Medical Instruments Co., ltd. 14F-01, No.2 Building Shangdong Business Center #1926 Canghai Road Yinzhou 315041 Ningbo People's Republic of China | Gauze Swab: 5x5 cm - 4 ply; 10x20 cm - 32ply; Non-woven swab: 5x5cm - 4ply; 7.5x7.5 cm - 4ply; 10x10 cm - 4ply | Is | Garza sterile | Tjeter
12944 | Suction Flushing Catheters SU | Greemed | 19.10.2022 | Endo-Flex GmbH Alte Hünxer Strase 115 46562 Voerde, Germany | Suction Flushing Catheters SU: 136108; 136108-230; 136108M; 136202; 136202-160; 136202-230; 136222-120M; 136222-230; E136108R; E136202R; XX98000008006 | ls | Kateter per shplarje dhe aspirim per kolonoskopi | Tjeter
12945 | Disposable medical face mask | MEDICAL+ sh.p.k | 19.10.2022 | Sumbow Medical Instruments Co., Ltd. 14F-01 No.2 Building Shangdong Business Center #1926 Canghai Road Yinzhou 315041, Ningbo PEOPLE'S REPUBLIC OF CHINA | Disposable medical face mask | I | Maska mbrojtese per fytyren . | tjeter
12946 | Absorbent Cotton Wool | MEDICAL+ sh.p.k | 19.10.2022 | Sepa Mensucat San.Tic.A.S, Istoc 9. ADA NO.134 10 YOL BAGCILAR-ISTANBUL/TURKEY | Absorbent Cotton Wool | I | Pambuk absorbues. | tjeter
12947 | Anaesthetic Masks PVC - Anesthesia Mask w/Back-end Check Valve: Neonate, Infant, Pediatric, Adult-s, Adult-M, Adult-L, Adult-XL; Soft cushion Anesthesia Mask : Adult-L | MEDICAL+ sh.p.k | 19.10.2022 | Sumbow Medical Instruments Co., Ltd. 14F-01 No.2 Building Shangdong Business Center #1926 Canghai Road Yinzhou 315041, Ningbo PEOPLE'S REPUBLIC OF CHINA | Anaesthetic Masks PVC - Anesthesia Mask w/Back-end Check Valve: Neonate, Infant, Pediatric, Adult-s, Adult-M, Adult-L, Adult-XL; Soft cushion Anesthesia Mask : Adult-L | Iia | Maske plastike oksigjeni. | Tjeter
12948 | Cansinplast Surgical Elastic Plaster | MEDICAL+ sh.p.k | 19.10.2022 | Cansin Saglik Gerecleri San.Ve.Tic. A.S. Istasyon Mah. 1495 Sok. No.17 Gebze/ Kocaeli/ Turkey | Cansinplast Surgical Elastic Plaster UDI-DI: 869972155000FLSTAU | I | Mbajtese elstike per mbajtjen e instrumentave katetereve gazrave ne pjese te trupit qe levizin shpesh. | Tjeter
12949 | Therapeuticlaser device | Gen-Alb Farma | 19.10.2022 | Quanta System S.P.A Via Acquedotto, 109 21017 Samarate (VA), Italy | Therapeutic laser device: Thunder; ThunderMT; Thunder VT; Thunder HR | IIb | Nje grup pajisjesh te cilat leshojne nje rreze lazer e cila synon te prese indet e buta per aplikime dermatologjike, trajtim aknesh dhe heqjen e lezioneve, qimeve etj. | Pajisje elektromekanike
12950 | Therapeutic laser device | Gen-Alb Farma | 19.10.2022 | Quanta System S.P.A Via Acquedotto, 109 21017 Samarate (VA), Italy | Therapeutic laser device: Youlaser MT; youlaser CO2 | IIb | Nje grup pajisjesh me energji elektrike i projektuar per te prodhuar dy gjatesi rreze lazer te destinuara per aplikime estetike dhe rindertuese te indeve | Pajisje elektromekanike
12951 | Sterile Surgical Blade: 9, 10, 11, 12, 12d, 13, 14, 15, 15c, 16, 17, 18, 19, 20, 21, 22, 23, 24, 25, 26, 27, 34, 36, 36d | Biometric Albania sh.p.k | 19.10.2022 | Huaiyin Medical Instruments Co., Ltd. No.8 West Ming Yuan Road, 223003, Huaian, China | Sterile Surgical Blade: 9, 10, 11, 12, 12d, 13, 14, 15, 15c, 16, 17, 18, 19, 20, 21, 22, 23, 24, 25, 26, 27, 34, 36, 36d | Iia | Lama per bisturi. | Pajisje nje perdorimeshe
12952 | CLINI5 | VINIPHARMA sh.p.k | 19.10.2022 | CALLEGARI S.R.L Via Eugenio Ugolotti, 1 - 43122 Parma | CLINI5 (sipas listes bashkengjitur) | In Vitro | Pajisje dhe reagente qe mbulojne kerkesat e testimit te kujdesit paresor qe nga lipidet , hematologjia, funksioni I melcise deri te stresi oksidativ dhe acid urik. | Pajisje elektromekanike
12953 | Artificial Resin teeth Udi-Di: 805686501AAPR10AA; Monomers and polymers for crowns and bridges Udi-Di: 805686501AAPR20AD; Monomers and polymers for dentistry Udi-Di: 805686501AAPR30AG | Çene sh.p.k | 19.10.2022 | DENTAL MANUFACTURING S.P.A., Via Ca'Mignola Nuova, 1699 45021 Badia Polesine, RO Italia | Artificial Resin teeth Udi-Di: 805686501AAPR10AA; Monomers and polymers for crowns and bridges Udi-Di: 805686501AAPR20AD; Monomers and polymers for dentistry Udi-Di: 805686501AAPR30AG | Iia | Dhembe artificial rezine per proteza, rezine per provizor. | Tjeter
12954 | Duetto MT | GEN-ALB FARMA Sh.p.k | 24.10.2022 | Quanta System S.P.A. Via Acquedotto 109 21017 Samarate (VA) Italy | Duetto MT | IIb | Pajisje me energji qe sherbejne si lazer per heqjen e tatuazheve qimeve etj. | Pajisje elektromekanike
12955 | Surgical Instruments for LdentalCare Dental Implants | Marlen/E sh.p.k | 24.10.2022 | JDentalCare S.r.l. Via del Tirassegno, 41/N 41122 Modena Italy | Surgical Instruments for LdentalCare Dental Implants (sipas listes bashkengjitur) | Iia | Instrumente kirurgjikal per implante dentare. | pajisje dentare
12956 | Hi-Torque Winn 40 guide wire with turbocoat hydrophilic coating: 1012466; 1012467 - Hi-Torque Winn 80 guide wire with turbocoat hydrophilic coating: 1012468; 1012469 - Hi-Torque Winn 120T guide wire with turbocoat hydrophilic coating: 1012474; 1012475; | Greemed sh.p.k | 24.10.2022 | Abbott Medical 3200 Lakeside Drive Santa Clara, CA 95054 USA | Hi-Torque Winn 40 guide wire with turbocoat hydrophilic coating: 1012466; 1012467 - Hi-Torque Winn 80 guide wire with turbocoat hydrophilic coating: 1012468; 1012469 - Hi-Torque Winn 120T guide wire with turbocoat hydrophilic coating: 1012474; 1012475; | III | Tel udhezues qe ndihmon ne drejtimin e kateterit ne aksesin vaskular. | Tjeter
12957 | Platelia SARS-CoV-2 Total | Diahem | 26.10.2022 | BIO-RAD 3 Boulevard Raymond Poincarè, 92430 Marnes-La-Coquette, France | Platelia SARS-CoV-2 Total Ab, cat# 72710 & 12013798 | In Vitro | Teste in vitro per antitrupa totale te kovid, kit enzime imunologjike | Pajisje te diagnostikimit in vitro
12958 | Ialuset® Plus cream | CFO Pharma shpk | 26.10.2022 | IBSA Pharma SAS, 280, Rue de Goa Z.I. Les Trois Moulins Parc de Sophia-Antipolis, 06600 Antibes, France | Ialuset® Plus cream Tube x 100g; Tube x 25g | III | Krem me baze acidi hialuronik dhe sulfidiazine argjendi per semundje te lekures, plageve apo djegieve. | Tjeter
12959 | Voluson Expert 22 | Montal | 26.10.2022 | GE Healthcare Austria GmbH & Co OG, Tiefenbach 15, 4871 Zipf, Austria | Voluson Expert 22: 5805692 (BUDI-DI 8406821BUG00148HD) (sipas listes bashkengjitur) | Iia | Sistem imazherie ultrasound i destinacionit te pergjithshem | Pajisje diagnostikuese dhe terapeutike me rrezatim
12959/1 | Paediatric Anti-Reflux Syrup GASTROTUSS BABY | Express Pharma sh.p.k | 26.10.2022 | D.M.G. Italia S.r.l. Via Laurentina, Km 26, 700-00071 Pomezia (RM) ITALIA | Paediatric Anti-Reflux Syrup GASTROTUSS BABY | Iia | Per trajtimin e refluksit gastroezofageal tek foshnjat dhe femijet. | Tjeter
12960 | Versana Active | Montal sh.p.k | 26.10.2022 | GE Medical Systems (China) Co., Ltd. No. 19, Changjiang Road WuXi National Hi-Tech Dev.Zone 214028 Jiangsu China | Versana Active (sipas listes bashkengjitur) | Iia | Sistem imazherie ultasaund I destinacionit te pergjithshem. | Pajisje diagnostikuese dhe terapeutike me rrezatim
12961 | LOGIQ P8 R4.5; LOGIQ P9 R4.5; LOGIQ P10 | Montal sh.p.k | 26.10.2022 | GE Ultrasound Korea, Ltd. 9, Sunhwan-ro, Seongnam-si, Gyeonggi-do 13204 Republic of Korea | LOGIQ P8 R4.5; LOGIQ P9 R4.5; LOGIQ P10 (sipas listes bashkengjitur) | Iia | Sisteme diagnostikuese me ultratinguj. | Pajisje diagnostikuese dhe terapeutike me rrezatim
12962 | Vivid S70 System | Montal | 26.10.2022 | GE Medical Systems Israel, Ltd. Nativ Ha'or Street no. 1 3508510, Haifa, Israel | Vivid S70 System (sipas listes se bashkengjitur) | lla | Sistem imazherie ultrasound kardiovaskular | Pajisje diagnostikuese dhe terapeutike me rrezatim
12963 | FlexiTrunk Nasal CPAP Interface | Biometric Albania | 26.10.2022 | Fisher & Paykel Healthcare Ltd. 15 Maurice Paykel Place, East Tamaki, Auckland 2013, New Zealand | FlexiTrunk Nasal CPAP Interface (sipas listes se bashkengjitur) | l; lla; | Sisteme ajrimi CPAP per te porsalindur dhe aksesoret | Pajisje nje perdorimeshe; Produkte per institucione te kujdesit shendetesor
12964 | Vivid S60 System | Montal | 26.10.2022 | GE Medical Systems Israel, Ltd. Nativ Ha'or Street no. 1 3508510, Haifa, Israel | Vivid S60 System (sipas listes se bashkengjitur) | lla | Sistem imazherie ultrasound kardiovaskular | Pajisje diagnostikuese dhe terapeutike me rrezatim
12965 | Oral Drops-Gastric Functional Suspension | Express Pharma | 26.10.2022 | D.M.G. Italia S.r.l. Via Laurentina, Km 26,700-00071 Pomezia (RM), Italy | Oral Drops-Gastric Functional Suspension - Colinox | IIa | Pika nga goja per crregullimet gastrike | Tjeter
12966 | Anti-Reflux Syrup GASTROTUSS | Express Pharma sh.p.k | 26.10.2022 | D.M.G. Italia S.r.l. Via Laurentina, Km 26, 700-00071 Pomezia (RM) ITALIA | Anti-Reflux Syrup GASTROTUSS | Iia | Per trajtimin e refluksit gastroezofageal. | Tjeter
12967 | Synthetic Absorbable Suture | O.E.S Distrimed | 26.10.2022 | Covidien IIc 15 Hampshire Street Mansfield, Massachusetts 02048 USA | Synthetic Absorbable Suture: Mazon™ and Maxon™ CV Monofilament Absorbable Suture(sipas listes bashkengjitur) | III | Sutura sintetike te absorbueshme per perdorim kirurgjikale | Pajisje nje perdorimeshe
12968 | Implatable Cardioverter/ Defibrillators | O.E.S Distrimed | 26.10.2022 | Medtronic Inc. 710 Medtronic Parkway N.E. Minneapolis MN 55432 USA | Implatable Cardioverter/ Defibrillators: PROTECTA™ XT CRT-D : D354TRG; PROTECTA™ CRT-D: D364TRG; PROTECTA™ XT DR: D354DRG; PROTECTA™ DR: D364DRG; PROTECTA™ XT VR D354VRG; PROTECTA™ VR: D364VRG | Të Implantueshme Aktive | Elektroda te implantueshme aktive per rregullimin e eritmit endokardial per perdorim ne kardiologji dhe hemodinamike | Pajisje te implantueshme aktive
12969 | HIV Ab&Ag Elisa qualitative: IVCOMB.CE (192 tests); IVCOMB.CE.96 (96 tests); IVCOMB.CE.480 (480 tests); IVCOMB.CE.960 (960 tests) | O.E.S Distrimed | 26.10.2022 | DIA.PRO Diagnostic Bioprobes S.r.l. Via G. Carducci N.27 - 20099 Sesto San Giovanni (Milano) - Italy | HIV Ab&Ag Elisa qualitative: IVCOMB.CE (192 tests); IVCOMB.CE.96 (96 tests); IVCOMB.CE.480 (480 tests); IVCOMB.CE.960 (960 tests) | In Vitro | Teste HIV Ab&Ag per detektimin e HIV1 dhe HIV2 | Pajisje te diagnostikimit in vitro
12970 | Evolut™ PRP+ Loading System (LS): L-EVPROP23-29; Evolut™ PRP+ Loading System (LS): L-EVPROP34 | O.E.S Distrimed | 26.10.2022 | Medtronic CoreValve LLC 1851 E Deere Avenue Santa Ana, CA 92705, USA | Evolut™ PRP+ Loading System (LS): L-EVPROP23-29; Evolut™ PRP+ Loading System (LS): L-EVPROP34 | ls | Sisteme mbushes per valvulat aortike Evolut Pro+ -perdorim ne kardiologji | Pajisje një përdorimëshe
12971 | Dental Wrought alloy: Reinforcing Net (Basic UDI-Di: ++D058REINFORCINGNET1P7) | Eurodenta | 27.10.2022 | INTERDENT d.o.o Operkarniska cesta 26, SI - 3000 Celje Slovenia | Dental Wrought alloy: Reinforcing Net (Basic UDI-Di: ++D058REINFORCINGNET1P7) | l | Aliazh I paperpunuar I cili permireson ngjitjen e akrilikeve dhe perforcon bazen dentare | Pajisje dentare
12972 | Biliary Dilation Catheters SU: E20000053; E20000075; E20000095; E20000107; E20000064; E20000085; E200000105; E200000127 | Greemed sh.p.k | 26.10.2022 | ENDO-FLEX GmbH Alte Hunxer Strabe 115 46562 Voerde Germany | Biliary Dilation Catheters SU: E20000053; E20000075; E20000095; E20000107; E20000064; E20000085; E200000105; E200000127 | Is | Kateter zgjerues per rruget biliare. | Tjeter
12973 | UIBC 4R29-21 | Pegasus sh.p.k | 27.10.2022 | Sentinel CH. Spa, Via Robert Koch 2, Milan, Italy, | UIBC 4R29-21 | In Vitro | Kalibrator per analizen e hekurit te pasaturuar ne serumin njerezor dhe plazem. | Pajisje diagnostikimi in vitro
12974 | Teste HBs AG | O.E.S Distrimed | 28.10.2022 | DIA.PRO Diagnostic Bioprobes S.r.l. Via G. Carducci N.27 - 20099 Sesto San Giovanni (Milano) - Italy | HBs Ag one Version ULTRA: SAG1ULTRA.CE.(192 tests); SAG1ULTRA.CE.96(96 tests); SAG1ULTRA.CE.480(480 tests); SAG1ULTRA.CE.960(960 tests); | In Vitro | Teste per determinimin kualitativ dhe kuantitavi te infeksionit te hepatitit B | Pajisje te diagtnostikimit in vitro
12975 | Radiant Ballon Expandable Covered Stent | O.E.S Distrimed | 28.10.2022 | Medtronic Inc. 710 Medtronic Parkway N.E. Minneapolis MN 55432 USA | Radiant Ballon Expandable Covered Stent (sipas listes bashkengjitur) | III | Balon radiant me vete zgjerim i veshur me istem stentash per perdorim ne kardiologji | Pajisje nje perdorimeshe
12976 | Endurant Stent Graft System | O.E.S Distrimed | 28.10.2022 | Medtronic Inc. 710 Medtronic Parkway N.E. Minneapolis MN 55432 USA | Endurant™ Stent Graft System; Endurant™ II Stent Graft System; Endurant™ IIs Stent Graft System; (sipas listes bashkengjitur) (BUDI-DI 0763000B00001977U | III | Sistem stentash graft aortik Endurant per trajtimin e aneurizmave te aortes abdominale | Pajisje te implantueshme jo aktive
12977 | HCV Ab: CVAB.CE (192 tests); CVAB.CE 96(96 tests); CVAB.CE 480 (480 tests); CVAB.CE 960 (960 tests); | O.E.S Distrimed sh.p.k | 27.10.2022 | DIA.PRO DIAGNOSTIC BIOPROBES S.R.L VIA G.CARDUCCI NR. 27-20099 SESTO SAN GIOVANNI 9MILANO)- ITALY | HCV Ab: CVAB.CE (192 tests); CVAB.CE 96(96 tests); CVAB.CE 480 (480 tests); CVAB.CE 960 (960 tests); | In Vitro | Per detektimin e hepatit c nepermjet teknikes Elisa ne specimenet humane. | Pajisje diagnostikimi in vitro
12978 | Evolut™PRO+ Transcatheter Aortic Valve (TAV): EVPROPLUS-23; EVPROPLUS-26; EVPROPLUS-29; EVPROPLUS-34; Evolut™PRO+ Delivery Catheter System (DCS): D-EVPROP23-29; D-EVPROP34; | O.E.S Distrimed sh.p.k | 27.10.2022 | Medtronic CoreValve LLC 1851 E Deere Avenue Santa Ana, CA 92705 USA | Evolut™PRO+ Transcatheter Aortic Valve (TAV): EVPROPLUS-23; EVPROPLUS-26; EVPROPLUS-29; EVPROPLUS-34; Evolut™PRO+ Delivery Catheter System (DCS): D-EVPROP23-29; D-EVPROP34; | III | Sistem valvulash aortike transkateter dhe sistem kateteresh shperndares. | Pajisje te implantueshme jo aktive
12979 | Defibrillators with monitor: 04002 Base model corpuls³ Touch consisting of: 04101; 04201; 04302; 04005 Base model corpuls³ Touch MAX consisting of: 04101; 04201; 04305; | EMS Technology sh.p.k | 27.10.2022 | GS Elektromedizinische Gerate G. Stemple GmbH Hauswiesenstrabe 26 86916 Kaufering Germany | Defibrillators with monitor: 04002 Base model corpuls³ Touch consisting of: 04101; 04201; 04302; 04005 Base model corpuls³ Touch MAX consisting of: 04101; 04201; 04305; | Iib | Pajisje me funksion defibrilator dhe monitorues. | Instrumenta shumeperdorimesh
12980 | Infusion set | Biometric Albania sh.p.k | 28.10.2022 | Changzhou Huichun Medical Eqquipment Co., Ltd. Sanhekou, Zhenglu Town 213115 Changzhou, Jiangsu Peoples Republic of China | Infusion set | Iia | Sete infusioni. | Produkte per institucione te kujdesit shendetesor
12981 | Silver Methenamine | Evita | 28.10.2022 | Bio-Optica Milano S.p.A. Via San Faustino 58, 20134 Milano, Italy | Silver Methenamine: 04-043822 (100tests) BUDI-DI 080339762W01030799Y5 | In Vitro | Produkte per pergatitjen e mostrave cyto hostologjike ne mikroskop | Pajisje te diagnostikimit in vitro
12982 | Bio-Plast | Evita | 28.10.2022 | Bio-Optica Milano S.p.A. Via San Faustino 58, 20134 Milano, Italy | Bio-Plast-Paraffin 56-58°C: 08-7910, 6x2kg; Bio-Plast Plus Paraffin 56-58°C: 08-7920, 6x2kg (BUDI-DI 080339762W01030799Y5) | In Vitro | Parafine e ngurte per perdorim laboratorik, imunologji | Pajisje te diagnostikimit in vitro
12983 | Revofil Aquashine | Allure Beauty | 28.10.2022 | CAREGEN Co., Ltd. 46-38 Caregen Bldg., LS-ro 91beon-gil, Dong-gu, Anyang-si, Gyeonggi-do, 14119, South Korea | Soft Filler; REVOFIL Aquashine BR; REVOFIL Aquashine BR Platinium; | III | Mesoterapi me acid hialuronik | Pajisje terapie komplementare
12984 | Soft Filler, Aquashine PTx | Allure Beauty | 28.10.2022 | CAREGEN Co., Ltd. 46-38 Caregen Bldg., LS-ro 91beon-gil, Dong-gu, Anyang-si, Gyeonggi-do, 14119, South Korea | Soft Filler: Aquashine PTx | III | Mesoterapi me acid hialuronik | Pajisje terapie komplementare
12985 | ECG Electrodes | Montal | 28.10.2022 | Lumed S.r.l Via Staffora, 18/9 20073 Opera, (MI) ) Italia | ECG Electrodes: ETnnnn (BUDI-DI 805750665 FT05 DU) | I | Jane elektroda nje perdorimeshe per marrjen e sinjalit EKG | Pajisje nje perdorimeshe
12986 | Lice liquid | DELTA PHARMA - AL shpk | 28.10.2022 | Maga-Herba Janusz Olszówka sp.j ul. Kolejowa 46, 05-870 Blonie | MAMY z GLOWY - preparat na wszy (BUDI-DI 5904741027ZELNAWSZY2B) | I | Likuid per trajtimin e morrave, per perdorim te jashtem vetem ne floke dhe skalp | Tjeter
12987 | Eosiini Y -vesiliuos (1 %); Eosin Y alcoholic solution; Eosin-Phloxine alcoholic solution;Eosin Y plus alcoholic solution (sipas listes se bashkengjitur) | Evita | 31.10.2022 | BIO-OPTICA MILANO S.p.a Via San Faustino 58, 20134 Milano, Italy | Eosiini Y -vesiliuos (1 %); Eosin Y alcoholic solution; Eosin-Phloxine alcoholic solution;Eosin Y plus alcoholic solution (sipas listes se bashkengjitur) | In Vitro | Produkte per ngjyrosjen en mostrve cytoplamike | Pajisje te diagnostikimit in vitro
12988 | Mounting Media | Evita | 31.10.2022 | BIO-OPTICA MILANO S.p.a Via San Faustino 58, 20134 Milano, Italy | Mounting Media (sipas listes se bashkengjitur) | In Vitro | Solucione per montimin e mbulesave te xhamave te mostrave citologjike dhe histologjike | Pajisje te diagnostikimit in vitro
12989 | Biopsy Cassette | Evita | 31.10.2022 | BIO-OPTICA MILANO S.p.a Via San Faustino 58, 20134 Milano, Italy | Biopsy Cassette (sipas listes se bashkengjitur) | In Vitro | Kaseta histologjike per pergatitjen e materialit per procedure | Pajisje te diagnostikimit in vitro
12990 | Microscope slides 2.500 pcs Basic UDI-080341202W0503900201PY : 09-1000; 09-1010; 09-1020; 09-1030; 09-1040; 09-1020; Microscope slides for big samples 2.500 pcs Basic UDI-080341202W0503900201PY :09-7000; Microscope slides positive charged 72pcs Basic UDI-080341202W0503900201PY: 09-3000; Coverglasses 1.000 psc Basic UDI-080341202W0503900202Q2: 09-2040; 09-2050; 09-2060; 09-5065 | Evita sh.p.k | 02.11.2022 | BIO-OPTICA MILANO S.p.a Via San Faustino 58, 20134 Milano, Italy | Microscope slides 2.500 pcs Basic UDI-080341202W0503900201PY : 09-1000; 09-1010; 09-1020; 09-1030; 09-1040; 09-1020; Microscope slides for big samples 2.500 pcs Basic UDI-080341202W0503900201PY :09-7000; Microscope slides positive charged 72pcs Basic UDI-080341202W0503900201PY: 09-3000; Coverglasses 1.000 psc Basic UDI-080341202W0503900202Q2: 09-2040; 09-2050; 09-2060; 09-5065 | In Vitro | Lama mikroskopi, lamela per lama mikroskopi dhe lama me ngarkese pozitive. | Pajisje diagnostikimi in vitro
12991 | Plexr Plus - PLXP08190018 (L-M-H) | Allure Beauty | 31.10.2022 | GMV Srl Via Roberto Paribeni 37, 00173 Rome, Italy | Dermatological and plastic microsurgery equipment: Plexr Plus - PLXP08190018 (L-M-H) | llb | Pajisje per mikrokirurgji dermatologjike dhe plastike | Tjeter
12992 | Thuzzel - THZ01190040 | Allure Beauty | 31.10.2022 | GMV Srl Via Roberto Paribeni 37, 00173 Rome, Italy | Radiofrequency therapy equipment: Thuzzle - THZ01190040 | llb | Pajisje me rafiofrekuence per rigjenerimin e indeve muskulore | Tjeter
12993 | DR.CYJ Hair Filler/Pelo Baum Hair Filler | Allure Beauty | 31.10.2022 | Caregen Co., Ltd. 46-38 Caregen Bldg., LS-ro 91beon-gil, Dongan-gu, Anyang-si, Gyeonggi-do, 14119, South Korea | DR.CYJ Hair Filler/Pelo Baum Hair Filler | lll | Mesoterapi per floket me acid hialuronik | Pajisje terapie komplementare
12994 | Injectable solution of low molecular weight peptides from hydrolyzed collagen: Peptys | Klinika Zogu i Pare | 31.10.2022 | Tiss'You Srl Strada di Paderna n.2 47895, Domagnano (RSM) | Injectable solution of low molecular weight peptides from hydrolyzed collagen: Peptys (sipas listes se bashkengjitur) | lll | Solucion steril peptidesh me mase molekulare te ulet | Pajisje te implantueshme jo aktive
12995 | Masson Trichrome 100 test 04-010802 ; Basic UDI: 080339762W01030799Y5 | Evita sh.p.k | 02.11.2022 | BIO-OPTICA MILANO S.p.a Via San Faustino 58, 20134 Milano, Italy | Masson Trichrome 100 test 04-010802 ; Basic UDI: 080339762W01030799Y5 | In Vitro | Produkt per pergatitjen e mostrave cyto-histologjike ne mikroskop. | Pajisje diagnostikimi in vitro
12996 | Killik, O.C.T. Compound 05-9801, 4 x 100ml Basic UDI: 080339762W01030799Y5 | Evita sh.p.k | 02.11.2022 | BIO-OPTICA MILANO S.p.a Via San Faustino 58, 20134 Milano, Italy | Killik, O.C.T. Compound 05-9801, 4 x 100ml Basic UDI: 080339762W01030799Y5 | In Vitro | Produkt per pergatitjen e mostrave cyto-histologjike ne mikroskop. | Pajisje diagnostikimi in vitro
12997 | Soft Touch Filler, REVOFIL Fine; Sub Touch Filler, REVOFIL Plus; Deep Touch Filler, REVOFIL Ultra; | Allure Beauty sh.p.k | 02.11.2022 | CAREGEN Co., Ltd. 46-38 caregen Bldg., LS-ro 91beon-gil, Dongan-gu, Anyang-si, Gyeonggi-do, 14119, South Korea | Soft Touch Filler, REVOFIL Fine; Sub Touch Filler, REVOFIL Plus; Deep Touch Filler, REVOFIL Ultra; | III | Acid hilauronik, filler. | Tjeter
12998 | High speed air turbine handpieces: 2300PQL-M4; 2300PL-M4; 2300P-B2; 2300PL-B2; 2300P-45; 2300P-45B; 2300PL-45; 2300PQL-45; 2301PL-M4; 2301PL-B2; 2302PL-B2; 2302PQL-M4; 2302PQL-B2; 2303PL-M4; 2303PL-B2; 2304P-M4; 2304PL-M4; 2303PL-B2; 2304P-M4; 2304P-B2; 2305P-M4; 2305P-B2. Dental low speed Handpiece including Air motor: 1020L-M4; 1020-M4; 1020-B2; 1021-M4; 1024-B2; 3200CH; 3201CH; 3203CH; 3040CH. | ProDental sh.p.k | 02.11.2022 | Tealth Foshan Medical Equipment Co., Ltd, The 2nd floor North, Building 1, Shadi Road, Luocun, Shishan Town, Nanhai District, Foshan City, Guangdong Province, 528226, P.R.China | High speed air turbine handpieces: 2300PQL-M4; 2300PL-M4; 2300P-B2; 2300PL-B2; 2300P-45; 2300P-45B; 2300PL-45; 2300PQL-45; 2301PL-M4; 2301PL-B2; 2302PL-B2; 2302PQL-M4; 2302PQL-B2; 2303PL-M4; 2303PL-B2; 2304P-M4; 2304PL-M4; 2303PL-B2; 2304P-M4; 2304P-B2; 2305P-M4; 2305P-B2. Dental low speed Handpiece including Air motor: 1020L-M4; 1020-M4; 1020-B2; 1021-M4; 1024-B2; 3200CH; 3201CH; 3203CH; 3040CH. | Iia | Angla turbine dhe mikromotori per klinikat dentare. | Pajisje dentare
12999 | Suction catheter | Montal | 02.11.2022 | Romsons International (Unit - ll) 59 J(C), Noida Special Economic Zone, Noida Dadri Road, Phase ll, Noida-201 305, Uttar Pradesh, India | Sterile Disposable Medical Devices (sipas listes bashkengjitur) | Iia | Jane pajisje mjekesore qe perdoren per anestezi | Tjeter
13000 | Blood grouping determination | Euromed | 02.11.2022 | DIAGAST 251 avenue Eugène Avinée, Eurasanté Parc, 59120 Loos France | Blood grouping determination: ABO system, rhesus D - AB PAD: 40101, ABD PAD: 40102 | In Vitro | Karta per determinimin | Pajisje te diagnostikimit in vitro
13001 | Carbon Dioxide Absorbents | Montal | 02.11.2022 | Intersurgical Ltd. Crane House, Molly Millars Lane, Wokingham, Berkshire, RG41 2RZ, UK | Carbon Dioxide Absorbents (sipas listes se bashkengjitur) | lla | Pajisje per thithjen e gazit karbonik ne procesin e anestezise | Pajisje anestezie dhe respiratore
13002 | Mouthpieces for Spirometry: TSnnnn, TSnnnn/n, TSnnnn/x, TSnnnn/nx, TSnnnn/nnnx, 910300 | Montal | 02.11.2022 | Lumed S.r.l. Via Staffora 18/9-20073 Opera, (MI), Italy | Mouthpieces for Spirometry: TSnnnn, TSnnnn/n, TSnnnn/x, TSnnnn/nx, TSnnnn/nnnx, 910300 | lla | Gojeza per aparaturat e studimit te funksioneve pulmonare | Pajisje një përdorimëshe
13003 | HMEF's | Montal sh.p.k | 04.11.2022 | Intersurgical Ltd. Crane House, Molly Millars Lane, Workingham, berkshire, RG41 2RZ, UK | HMEF's (sipas listes bashkengjitur) | Iia | Filtra qe kombinojne nje shkembyes te nxehtesise dhe lageshtires me nje filte mikrobiologjik dhe qe sherbejne per langeshtimin e gazeve anestezike qe thith pacienti. | Pajisje anestezie dhe respiratore
13004 | Endoscopic trocars | Evita shpk | 07.10.2022 | Peters Surgical Immeuble Aurelium, 1 Cours de L'lle Seguin, 92100 Boulogne Billancourt France | Endoscopic trocars: Trocars - 5053, 5068, 5100, 11060, 12060, 11100, 12100. Blunt tip trocars - 12100H; Shielded tip trocar - 11100S | Iia | Trocars endoskopoke jane pajisje qe perdoren gjate nderhyrjevekirurgjikale | Tjeter
13005 | Suspensory tapes: Ercelacs Blanc/1 6mmx75cm Plate - 10400; Ercelacs Bleu/ 1 4mmx75cm Plate - 10420; Ercelacs Vert/1 2mmx75cm Plate - 10430; Sertilac - 32300M20 | Evita | 07.11.2022 | Peters Surgical Immeuble Aurelium, 1 Cours de L'lle Seguin 92100 Boulogne Billancourt, France | Suspensory tapes: Ercelacs Blanc/1 6mmx75cm Plate - 10400; Ercelacs Bleu/ 1 4mmx75cm Plate - 10420; Ercelacs Vert/1 2mmx75cm Plate - 10430; Sertilac - 32300M20 | lla | Shirit ndihmes kirurgjikal I cili perdoret per diferencim fizik te eneve te gjakut , nervave dhe organeve | Tjeter
13006 | cobas® pure integrated solutions: cobas e 40 analytical unit - 09031553001; cobas c 303 analytical unit - 09031529001; sample supply unit - 09031537001; Reaction Cell for c 303 - 09033408001; cobas pure liquid waste container - 09033394001 | Evita | 07.11.2022 | Hitachi High-Technologies Corporation, 1-24-14 Nishi-Shimbashi, Minato-ku Tokyo 105-8717, Japan | cobas® pure integrated solutions: cobas e 402 analytical unit - 09031553001; cobas c 303 analytical unit - 09031529001; sample supply unit - 09031537001; Reaction Cell for c 303 - 09033408001; cobas pure liquid waste container - 09033394001 | In Vitro | Sistem per kryerjen e analizave hormonlo-imunologjike, elektrolite dhe teste biokimike | Pajisje te diagnostikimit in vitro
13007 | Collagen pad for implantation (tissue reconstructive material, solid): naturesQue ColAid P | Dorina Mele Co | 07.11.2022 | medichema GmbH Weststrasse 57 09112 Chemnitz, Deutschland, Germany | Collagen pad for implantation (tissue reconstructive material, solid): naturesQue ColAid P | lll | Memebrana dhe blloqe kolagjeni qe perdoren ne kirurgji dhe implantologji dentare | Pajisje te implantueshme jo akrive
13008 | PiC Solution AirChamber (Antistatic Compact Space Chamber Plus) & Small Mask - SP-ANTI-SS-PIK; PiC Solution AirChamber (Antistatic Compact Space Chamber Plus) & Medium Mask - SP-ANTI-SM-PIK; PiC Solution AirChamber (Antistatic Compact Space Chamber Plus) & Large Mask - SP-ANTI-SL-PIK; | Elba sh.p.k | 08.11.2022 | Medical Developments International Limited 4 Caribbean Drive, Scoresby, Victoria 3179 Australia | PiC Solution AirChamber (Antistatic Compact Space Chamber Plus) & Small Mask - SP-ANTI-SS-PIK; PiC Solution AirChamber (Antistatic Compact Space Chamber Plus) & Medium Mask - SP-ANTI-SM-PIK; PiC Solution AirChamber (Antistatic Compact Space Chamber Plus) & Large Mask - SP-ANTI-SL-PIK; | I | Pajisje mjekesore per terapi respiratore. | Tjeter
13009 | Absorbable surgical sutures and ligatures | Evita sh.p.k | 08.11.2022 | PETERS SURGICAL Immeuble Aurelium, 1 Cours de L'll Seguin 92100 Boulogne Billancourt France | Absorbable surgical sutures and ligatures (sipas listes bashkengjitur) | III | Sutura dhe ligatura te absorbueshme per perdorim ne kirurgji. | Pajisje nje perdorimeshe
13010 | Dental materials | Dorina Mele Co sh.p.k | 08.11.2022 | Ivoclar Vivadent AG, Bendererstrasse 2, 9494 Schaan, Liechtenstein | Dental Materials (sipas listës bashkëngjitur) | III | Material dentar ne forme llaku i cili aplikohet mbi siperfaqet e dhembeve te zhveshur nga smalti, mbron dentinen dhe aplikohet periodikisht, ul ndjeshmerine. | Pajisje dentare
13011 | Dental Implant | Dorina Mele Co sh.p.k | 08.11.2022 | Bego Implants Systems GmbH & Co. KG Willhelm-Herbst-Str.1, 28359 Bremen, Deutschland | Dental Implant (sipas listës bashkëngjitur) | I; Is; Iia; Iib | Implante dentare dhe instrumenta te ndryshem | Pajisje dentare
13012 | Viral-Bacterial Filters | Montal | 09.11.2022 | Lumed S.r.l. Via Staffora 18/9-20073 Opera, (MI), Italy | Viral-Bacterial Filters: TSVBMnnn; TSVBMnnn/nn; TSVBMnnn/x; TSVBMnnn/xx | lla | Filtra virale dhe bakterial nje perdorimesh per aparaturat e studimit te funksioneve pulmonare | Pajisje një përdorimëshe
13013 | EcoMax - Non sterile powdered Latex Examination Gloves UDI-DI: 955500211636CP | Biometric Albania sh.p.k | 09.11.2022 | MAXTER GLOVE MANUFACTURING SDN.BHD, LOT 6070, Jalan haji Abdul Manan, 6th Miles Off Jalan Meru, 41050 Klang, Selangor, Malaysia | EcoMax - Non sterile powdered Latex Examination Gloves UDI-DI: 955500211636CP | I | Doreza ekzaminimi jo sterile. | Pajisje njeperdorimeshe
13014 | Non absorbable surgical sutures and ligatures and pledgets | Evita sh.p.k | 09.11.2022 | PETERS SURGICAL Immeuble Aurelium, 1 Cours de L'll Seguin 92100 Boulogne Billancourt France | Non absorbable surgical sutures and ligatures and pledgets (sipas listes bashkengjitur) | III | Sutura, pledge dhe ligatura te paabsorbueshme per perdorim ne kirurgji. | Pajisje nje perdorimeshe
13015 | cobas® pro integrated solutions | Evita sh.p.k | 09.11.2022 | Hitachi High-Tech Corporation 1-17-1 Toranomon, Minato-ku Tokyo 105-6409 Japan | cobas® pro integrated solutions (sipas listes bashkengjitur) | In Vitro | Sistem per kryerjen e analizave hormonal imunologjike, elektrolitet dhe testet biokimike. | Pajisje diagnostikimi in vitro
13016 | Menox™ Liquid Embolic System | GP Medical Al | 09.11.2022 | MERIL LIFE SCIENCES PVT. Ltd, Muktanand Marg, Chala, Vapi-396191, Gujarat, India | Menox™ Liquid Embolic System: Menox 18 (18 cSt viscosity) (5% EVOH) - MNX18; Menox 20 (20 cSt viscosity) (6% EVOH) - MNX20; Menox 34 (34 cSt viscosity) (7% EVOH) - MNX34 | lll | Pajisje per te siguruar kontrast per vizualizimin nen fluoroskopi | Tjeter
13017 | Obtura™Vascular Closure Device: 6F-OBT6F; 8F-OBT8F; | GP Medical AL sh.p.k | 09.11.2022 | MERIL LIFE SCIENCES PVT.LTD, Muktanand Marg, Chala, Vapi 396191 Gujarat India | Obtura™Vascular Closure Device: 6F-OBT6F; 8F-OBT8F; | III | Sherben per mbylljen e vendit te punksionit te arteries femorale. | Pajisje te implantueshme jo aktive
13018 | In Vitro Medical Devices (sipas listes se bashkengjitur) | Genius | 09.11.2022 | Histo-Line Laboratories S.r.l. Viale Giuseppe Di Vittorio, 30 20090 Pantigliate (MI), Italy | In Vitro Medical Devices (sipas listes se bashkengjitur) | In Vitro | Instrumente mjekesore in vitro automatik per kryerjen e analizave te ndryshme histologjike. | Pajisje te diagnostikimit in vitro
13019 | Microplate Reader RT-6900 | Genius sh.p.k | 10.11.2022 | Rayto Life and Analytical Sciences Co., Ltd Rayto Industrial Building, Shuangming Blvd South, East Hi-Tech Park, Guangming New District, 518107 Shenzhen, P.R.China | Microplate Reader RT-6900 | In Vitro | Instrumente in vitro per te bere leximin e analizave imunologike. | Tjeter
13020 | In vitro diagnostic medical devices | Genius sh.p.k | 10.11.2022 | Helena Biosciences Europe, Gateshead, Tyne and Wear, NE11 0SD, United Kingdom | In vitro diagnostic medical devices (Sipas listes bashkengjitur) | In Vitro | Reagente hemostaze mjeksore per te punuar elektroforezat. | Pajisje diagnostikimi in vitro
13021 | Sterile Powdered Latex Surgical Gloves: HIGH-MAX (Basic UDI-DI: 955100345125B7) | Biometric Albania | 10.11.2022 | Supermax Glove Manufacturing Sdn. Bhd. Lot 42, Putra Industrial Park, Bukit Rahman Putra 47000 Sungai Buloh, Selangor Darul Ehsan, Malaysia | Sterile Powdered Latex Surgical Gloves: HIGH-MAX (Basic UDI-DI: 955100345125B7) | lla | Doreza kirurgjikale sterile | Pajisje një përdorimëshe; Produkte per institucione te kujdesit shendetsor
13022 | Sonos 10- 1001040 | Swissmed sh.p.k | 10.11.2022 | SternMed GmbH Schubertstrasse 31 88214 Ravensburg Germany | Sonos 10- 1001040 | Iia | Pajisje per diagnostikim imazherie. | Pajisje laboratori
13023 | Blefavis sterile cleaning wipes | Partners Pharma sh.p.k | 10.11.2022 | Oftalpharma s.r.l Via Di Gonfienti 5/C/59 59100 Prato Italy | Blefavis® sterile cleaning wipes | Iia | Jane peceta sterile nje perdorimeshe per perdorim periokular me PH izolakrimal dhe karakteristika pastruese. | Pajisje nje perdorimeshe
13024 | DETRO OPA - STR DIS 1005 : 100ml; 250ml; 500ml; 750ml; 1 Lt; 5 Lt; 10Lt; 20Lt; 200Lt; 220Lt; 1000Lt | Albaphoto sh.p.k | 10.11.2022 | Detro Healthcare Kimya Sanayi A.S Ataturk Mah. Adnan Menderes Cad. No:7 Esenyurt, Istanbul/ TURKIYE | DETRO OPA - STR DIS 1005 : 100ml; 250ml; 500ml; 750ml; 1 Lt; 5 Lt; 10Lt; 20Lt; 200Lt; 220Lt; 1000Lt | IIb | Dezinfektant mjekesor. | Tjeter
13025 | White blood cells analyzer | Genius sh.p.k | 10.11.2022 | Jiangsu Konsung Bio-Medical Science and technology Co., Ltd. NO.8, Shengchang West Road, Danyang Development Zone, Jiangsu Province, 212300, P.R. of China | White Blood Cells Analyzer: WBC-2, WBC-5 (UDI-DI 693482255300HH) | In Vitro | Instrumenta mjekesore in vitro per te percaktuar ne sasi numrin e qelizave te bardha te gjakut ne teresine kapilare ose venoze | Pajisje te diagnostikimit in vitro
13026 | Ultrasound Units | Swissmed sh.p.k | 10.11.2022 | SternMed GmbH, Schuberstrasse 31, 88214 Ravensburg, Germany | Ultrasound Units: Sonos 12 - 1001060 | IIa | Sisteme imazherie ultrasound. | Pajisje laboratori
13027 | Aneroid sphygmomanometer | Biometric Albania sh.p.k. | 10.11.2022 | Jiangsu YuYue Medical Equipment & Supply Co., Ltd. Yunyang Industrial Park, Danyang City, , Jiangsu Province, China 212300 | Aneroid sphygmomanometer | Im | Aparat per matjen e tensionit. | Instrumenta shumeperdorimesh
13028 | Blood Cardioplegia System: Cardioplegia (CP50) - CX-AL049 | Biometric Albania | 14.11.2022 | Terumo Europe N.V. Interleuvenlaan 40, 3001 Leuven, Belgium | Blood Cardioplegia System: Cardioplegia (CP50) - CX-AL049 | lla | Sisteme kardioplegjie te gjakut | Pajisje një përdorimëshe; Produkte per institucione te kujdesit shendetsor
13029 | Refraction Unit: EASY; ECO PLUS; SMART PLUS; PRO 500; PRO 1000; PRO 1000 EVO; PRO 80; TRU-800; TRU-1000; TRU-2000; TRU-2500 (Basic UDI-DI: 5907642694UNIJ9) | Pegasus | 14.11.2022 | MDT sp.z.o.o. ul. Skosna 12A 30-383 Krakow Polska, Poland | Refraction Unit: EASY; ECO PLUS; SMART PLUS; PRO 500; PRO 1000; PRO 1000 EVO; PRO 80; TRU-800; TRU-1000; TRU-2000; TRU-2500 (Basic UDI-DI: 5907642694UNIJ9) | l | Instrument qe siguron nje baze te qedrueshme per instrumentet matese dhe mbeshtet kryerjen e sigurt te ekzaminimeve te syrit | Pajisje oftalmike dhe optike
13030 | Digital Thermometer | Trimed sh.p.k | 14.11.2022 | Kangfu medical Equipment Factory, No.380 Ningkang East Road, 325600 Yueqing, Zhejiang, China | Digital Thermometer: KFT-01; KFT-02; KFT-03; KFT-04, KFT-05; KFT-06; KFT-07; KFT-08; KFT-09;KFT-10 | Iia | Termometer dixhital per matjen e temperatures. | Tjeter
13031 | Individual Hip | Trimed sh.p.k | 14.11.2022 | Symbios Orthopèdie SA, Avenue des Sciences 1, 1400 YVERDON -LES-BAINS, Switzerland | INDIVIDUAL HIP TiHA: 3000 0201; INDIVIDUAL HIP Cemented: 3000 0301 | III | Jane pajisje te implantueshme jo aktive te cilat perdoren ne nderhyrjet kirugjikale primare per zevendesimin e kockave te artikulacionit kokso femoral | Pajisje te implantueshme jo aktive
13032 | Retractors, Hooks | Evita sh.p.k | 14.11.2022 | Chamfond Biotech Co., Ltd. 2/F, Bldg E, Sino-Danish Eco Life Science park, Hi-tech Zone 210032 Nanjing, PR of China | Retractors:C11; C12; C13; C 14; C15; C16; C17; C18. Hooks: C21-8; C22-8; C23-4; C24-4 | IIa | Instrumenta kirurgjikale per vecimin, terheqjen, eksplorimin dhe manipulimin e indeve, nervave, vazave tre gjakur apo organeve | Tjeter
13033 | Keeler Applanation Tonometer | Pegasus sh.p.k | 14.11.2022 | Keeler Ltd Clewer Hill Road , Windsor, Berkshire SL4 4AA United Kingdom | Keeler Applanation Tonometer (KAT) (sipas listes bahskengjitur) | Im | Instrument oftalmik qe sherben per percaktimin e presionit intraokular. | Pajisje oftalmike dhe optike
13034 | Humalyzer Primus | Krijon sh.p.k | 15.11.2022 | Human Gesellschaft fur Biochemica und Diagnostica mbH Max-Planch-Ring 21, 65205 Wiesbaden, Germany | Humalyzer Primus - 18200 (Basic UDI-DI: 04033145CC18200DJ) | In Vitro | Fotometer gjysem I automatizuar per percaktim klinik te parametrave te ndryshem klinik | Pajisje te diagnostikimit in vitro
13035 | CFU Elife | VaanMed | 15.11.2022 | Biotec Italia S.r.l. Viale Della Repubblica, 20 - 36031 Dueville (VI), Italy | High intensity focused ultrasound medical device: CFU Elife | llb | Pajisje per lifting te fytyres qafes, trajtimin e lekures se leshuar, trajtim shenjash etj | Tjeter
13036 | Bioloc Delta Head | Trimed | 15.11.2022 | Symbios Orthopedie SA, Avenue des Sciences 1, CH-1400 YVERDON-LES-BAINS, Switzerland | Biolox® Delta Head (sipas listes se bashkengjitur) | lll | Pajisje te implantueshme jo aktive per kirurgjine ortopedike, perdoret per zevendesimin e kockave te artikulacionit kokso-femoral | Pajisje te implantueshme jo aktive
13037 | Cobalt-Chrome Head | Trimed sh.p.k | 15.11.2022 | Symbios Orthopèdie SA, Avenue des Sciences 1, 1400 YVERDON -LES-BAINS, Switzerland | Cobalt-Chrome Head (Sipas listes bashkengjitur) | III | Pajisje te implantueshme jo aktive te cilat perdoren ne nderhyrjet kirurgjikale primare per zevendesimine kockave te artikulacionit kokso femoral | Pajisje te implantueshme jo aktive
13038 | Pajisje dentare | Eurodenta shpk | 15.11.2022 | GC Europe N.V. Research park, Interleuvenlaan 33, Leuven B-3001, Belgium | UNIFASTT III; UNIFAST LC; UNIFAST TRAD;(Sipas listes bashkengjitur) | IIa | Rezina akrilike dhe universale per vendosje te perkohshme te kurorave dhe urave te riparimit dentar | Pajisje dentare
13039 | Implantable Cardioverter Defibrillator | Biometric Albania sh.p.k | 15.11.2022 | Abbott Medical, 15900 Valley View Court Sylmar, CA 91342, USA | Implantable Cardioverter Defibrillator (Sipas listes bashkengjitur) | III | Defibrilator kardioverter i implantueshem | Pajisje te implantueshme jo aktive; Pajisje nje perdorimeshe
13040 | Alvision™ Interventional Cardiology Diagnostic Catheter | Gen-Alb Farma sh.pk | 15.11.2022 | Alvimedica Tibbi Urunler San,ve Diş Tic. A.Ş. Istanbul Trakya Serbest Bölgesi, Ferhatpaşa SB Mahallesi, Ataturk Bulvan No:16, 34540, Çatalca-Istanbul, Turkiye | Alvision™ Interventional Cardiology Diagnostic Catheter (Sipas listes bashkengjitur) | III | Kateter i projektuar per te injektuar kontrastin ne enet e gjakut gjate procedures se angiografise per te dhene pamjen me te qarte te sistemit vaskular. | Pajisje nje perdorimeshe
13041 | My food profile | Swissmed sh.p.k | 15.11.2022 | Euroimmun Medizinische Labordiagnostika AG Seekamp 31 23560 Lübeck Deutschland | Myfoodprofile extended 1: NP 7112-####-1 G | In Vitro | Kit per detektimin e antitrupave IgG specifiko ushqimore | Pajisje te diagnostikimit in vitro
13042 | EUROLINE Food 4 | Swissmed sh.p.k | 15.11.2022 | Euroimmun Medizinische Labordiagnostika AG Seekamp 31 23560 Lübeck Deutschland | EUROLINE Food 4(IgE): DP 3432-####-1 E | In Vitro | Reagent per identifikimin e alergeneve specifike ushqimore | Pajisje te diagnostikimit in vitro
13043 | LAGIS Trocar | 2A Pharma | 15.11.2022 | Lagis Enterprise Co., Ltd. No. 29, Gong 1st Rd., Dajia Dist., Taichung City 437, Taiwan | LAGIS Trocar (sipas listes se bashkengjitur) | lla | Instrument kirurgjikal | Pajisje një përdorimëshe
13044 | INDIVIDUAL HIP Compactor-30000501; INDIVIDUAL HIP Compactor NT-30000511; INDIVIDUAL HIP Rasp-30000701; INDIVIDUAL HIP Rasp NT-30000711; | Trimed sh.p.k | 16.11.2022 | Symbios Orthopedie SA, Avenue des Sciences 1, 1400 YVERDON-LES-BAINS, Switzerland | INDIVIDUAL HIP Compactor-30000501; INDIVIDUAL HIP Compactor NT-30000511; INDIVIDUAL HIP Rasp-30000701; INDIVIDUAL HIP Rasp NT-30000711; | Iia | Instrumenta qe perdoren se bashku me pajisjet e implantueshme Hip TiHA dhe individual hip cemented dhe perdoren ne nderhyrjet kirurgjikale per zevendesimin e kockave te artikulacionit kokso-femoral. | Tjeter
13045 | CRYOLIPOSCULT | VaanMed sh.p.k | 16.11.2022 | Biotec Italia s.r.l. Viale della Repubblica, 20-36031 Dueville(VI) Italy | CRYOLIPOSCULT | IIb | trajtimi I celulitit dhe indit dhjamor te ijeve, gushes etj. | Tjeter
13046 | Cansibant Fabric Aid | No-Ar sh.p.k | 16.11.2022 | Cansin Saglik Gerecleri San. Ve Tic. A.S. Istasyon Mah. 1495 Sok. No: 17 Gebze, Kocaeli, Turkey | Cansibant Fabric First Aid Plaster; Cansiplast Perforated Heat Plaster; Cansinfix Surgical Elastic Plaster; Cansinplast Injection Plaster; Cansinplast Compacy Stand | I | Plaster te ndryshem per perdorim ne plage te vogla siperfaqesore | Pajisje nje perdorimeshe
13047 | MI Varnish; GC TEMP PRINT | Eurodenta sh.p.k | 16.11.2022 | GC EUROPE N.V. Research Park Interleuvenlaan 33 B-3001 Leuven Belgium | MI Varnish; GC TEMP PRINT (Sipas listes bashkengjitur) | Iia | Kompozite te printueshme me drite per kurora dhe ura te perkoheshme, xhel dentar per trajtimin e ndjeshmerise. | Pajisje dentare
13048 | In vitro diagnostic medical devices | Krijon sh.p.k | 16.11.2022 | VWR International S.A.S Le Perigares Batiment B 201 rue Carnot F-94120 Fontenay sous Bois France | In vitro diagnostic medical devices (Sipas listes bashkengjitur) | In Vitro | Reagente te ndryshem qe perdoren per procedura rutine laboratorike ne citologji, histologji etj. | Tjeter
13049 | Oropharyngeal Airway | Montal sh.p.k | 16.11.2022 | Well lead medical Co,, Ltd. C-4 Jinhu Industrial Estate, Hualong 511434 Panyu, Guangzhou, PR of China | Oropharyngeal Airway: Guedel - 3cm, 3.5cm, 4cm, 4.5cm, 5cm, 5.5cm. 6cm, 6.5cm, 7cm, 8cm, 9cm, 10cm, 11cm, 12cm. Berman - 4cm, 5cm, 6cm, 7cm, 8cm, 9cm, 10cm, 11cm | Is | Eshte nje pajisje mjekesore ndihmes per rruget e siperme te frymemarrje. | Pajisje anestezie dhe respiratore
13050 | Single Width Airway Module | Montal sh.p.k | 16.11.2022 | GE Ultrasound Finland Oy, Kuortaneenkatu 2, 00510 Helsinki, Finland | Patient Monitoring Parameter Modules - Single Width Airway Module: E-miniC-00, E-miniC-00EN | IIb | Jane module te sistemit te monitorimit te pacientit | Pajisje te diagnostikuese dhe terapeutike me rrezatim
13051 | AXOL PROCTO CREAM - 40 ml | INNOVUS PHARMA shpk | 16.11.2022 | MAR-FARMA S.r.l. Via Melzi d'Eril, 20 - 20154 Milano - Italy | AXOL PROCTO CREAM - 40 ml | lla | Krem rektal me aplikator per perdorim rektal. | Pajisje terapie komplementare
13052 | CLIVON GEL - 30 ml | INNOVUS PHARMA shpk | 16.11.2022 | MAR-FARMA S.r.l. Via Melzi d'Eril, 20 - 20154 Milano - Italy | CLIVON GEL - 30 ml | lla | Tubet me aplikator per trajtimin e tharjeve vaginale. | Pajisje terapie komplementare
13053 | EUROASSAY DPA-Dx Insrct venoms 3 (IgE) - DE 3850-####-3 E | Swissmed sh.p.k | 16.11.2022 | Euroimmun Medizinische Labordiagnostika AG Seekamp 31 23560 Lübeck Deutschland | EUROASSAY DPA-Dx Insect venoms 3 (IgE) - DE 3850-####-3 E | In Vitro | Kit alergjish per insektet | Pajisje te diagnostikimit in vitro
13054 | Myfoodprofile Mediterranean Advanced 1 - NP 7304-####-1 G | Swissmed sh.p.k | 16.11.2022 | Euroimmun Medizinische Labordiagnostika AG Seekamp 31 23560 Lübeck Deutschland | Myfoodprofile Mediterranean Advanced 1 - NP 7304-####-1 G | In Vitro | Kit per detektimin e antitrupave IgG specifiko ushqimore | Pajisje te diagnostikimit in vitro
13055 | Myfoodprofile Mediterranean Basic 1 - NP 7301-####-1 G | Swissmed sh.p.k | 16.11.2022 | Euroimmun Medizinische Labordiagnostika AG Seekamp 31 23560 Lübeck Deutschland | Myfoodprofile Mediterranean Basic 1 - NP 7301-####-1 G | In Vitro | Kit per detektimin e antitrupave IgG specifiko ushqimore | Pajisje te diagnostikimit in vitro
13056 | Accessories: Brackets and disinfection kits | Gen-Alb Farma sh.pk | 16.11.2022 | Sorin Group Italia S.r.l. Via Statale 12 Nord, 86 41037 Mirandola (MO)-Italy | Accessories: Brackets and disinfection kits (sipas listes se bashkengjitur) | l | Instrmente qe perdoren ne procedurat per kirurgji | Instrumenta shumeperdorimesh
13057 | Infusion Sets for Single Use with Needles | Montal | 16.11.2022 | Shandong Wuzhou Medical Equipment Co., Ltd. Gingato (Yan Tai) Industrial Area, Heze, 274100 Shandong, P.R. China | Infusion Sets for Single Use with Needles | lla | Sete infusioni per terapi intensive | Pajisje një përdorimëshe
13058 | Non-Absorbable Implants - Soft Tissue Fixation | Layo | 16.11.2022 | Smith & Nephew Inc. Endoscopy 150 Minuteman Road Andover Massachusetts 01810, USA | Non-Absorbable Implants - Soft Tissue Fixation (sipas listes se bashkengjitur) | llb | Implante Ortopedie te pa absorbueshme per fiximin e indeve te buta, ligamenteve, tendinave etj | Te implantueshme aktive
13059 | Ventilation Tubes made of Titanium; Ventilation Tubes made of Silicone; Ventilation Tubes made of Fluroplastic; Lid Implants made of Platinium/Iridium | 2A Pharma sh.p.k | 16.11.2022 | Spiggle & Thais Medizintechnik GmbH Burghof 14, 51491 Overath Germany | Ventilation Tubes made of Titanium; Ventilation Tubes made of Silicone; Ventilation Tubes made of Fluroplastic; Lid Implants made of Platinium/Iridium | IIb | Tuba ventilimi titani, silikoni, plastik dhe implant platinium me kapak. | Tjeter
13060 | Ultrasound Scanner HERA W10 | Pegasus sh.p.k | 16.11.2022 | Samsung Medison Co; Ltd. 3366, Hanseo-ro, Nam-myeon, Hongcheon-gun, Gangwon-do 25108, Republic of Korea | Ultrasound Scanner : HERA W10 (BUDI-DI 880972578USS001X6) (Sipas listes bashkengjitur) | Iia | Ultrasound skaner | Pajisje te diagnostikimit in vitro
13061 | Chemistry Analyzer | O3 Lab sh.p.k | 16.11.2022 | Shenzhen Mindray Bio-Medical Electronics Co., Ltd Mindray Building Keji 12th Road South High-Tech Industrial Park, Nanshan, 518057, Shenzhen PR of China | Chemistry Analyzer: BS-350S; BS-360E; BS-370E; BS-360S; BS-240E; BS-240Pro; BS-370S; Mispa Nano Plus (BUDI-DI69449040SHYQ-BA36******P9) | In Vitro | Analizuer per kryerjen e analizave te ndryshme biokimikene gjak | Pajisje te diagnostikimit in vitro
13062 | In Vitro Diagnostic medical devices | O3 Lab sh.p.k | 16.11.2022 | Shenzhen Mindray Bio-Medical Electronics Co., Ltd Mindray Building Keji 12th Road South High-Tech Industrial Park, Nanshan, 518057, Shenzhen PR of China | In Vitro Diagnostic medical devices (Sipas listes bashkengjitur) | In Vitro | Analizuer per kryerjen e analizave te ndryshme biokimikene gjak | Pajisje te diagnostikimit in vitro
13063 | Reagents for Chemiluminescence Immunoassay Analyzer and relevant Consumables and reagents | O3 Lab sh.p.k | 16.11.2022 | Shenzhen Mindray Bio-Medical Electronics Co., Ltd Mindray Building Keji 12th Road South High-Tech Industrial Park, Nanshan, 518057, Shenzhen PR of China | Chemiluminescence Immunoassay Analyzer and relevant Consumables and reagents (Sipas listes bashkengjitur) | In Vitro | Analizuer per kryerjen e analizave te ndryshme biokimikene gjak | Pajisje te diagnostikimit in vitro
13064 | Video Endoscopr - ED-580XT | Albaphoto sh.p.k | 17.11.2022 | FUJIFILM Corporation 26-30, Nishiazabu 2-chome, Minato-ku Tokyo 106-8620, JAPAN | Video Endoscopr - ED-580XT | Iia | Pajisje per ekzaminim vizualisht sistemit te tretjes. | Tjeter
13065 | In Vitro Diagnostic Medical Devices | O.E.S. Distrimed sh.p.k | 17.11.2022 | Clinichem Ltd. H-1117 Budapest, Budafoki ut 111-113., Hungary | In Vitro Diagnostic Medical Devices (Sipas listes bashkengjitur) | In Vitro | reagent in vitro diagnostikues per perdorim laboratori | Pajisje te diagnostikimit in vitro
13066 | Reusable surgical instruments for Head and Spine | O.E.S. Distrimed sh.p.k | 17.11.2022 | HEBUmedical GmbH, Badstrasse 8, 78532 Tuttlingen, Germany | Reusable surgical instruments for Head and Spine (Sipas listes bashkengjitur) | Ir | Instrumenta te riperdorshem kirurgjikale per koke dhe shtyllen kurrizore | Instrumenta shumeperdorimeshe
13067 | Temporary Filling Material | "Dana" Dental P.Harisis & Co sh.p.k | 17.11.2022 | Reco-Dent International Co., Ltd. 6F, No.3 & 4F/6F No.5, Pa De Street, Su Lin Dist. New Taipei City, Taiwan R.O.C | Temporary Filling Material - Ceivitron | I | Pajisje mjekesore dentare qe perdoret si mbushes provizor | Pajisje dentare
13068 | Caprosyn Monofilament Absorbable Suture | O.E.S Distrimed | 17.11.2022 | Covidien Ilc 15 Hampshire Street Mansfield, Massachusetts 02048, USA | Caprosyn™ Monofilament Absorbable Suture (sipas listes se bashkengjitur) | lll | Sutura kirurgjikale te absorbueshme perdorim ne kirurgji te ndryshme | Pajisje një përdorimëshe
13069 | Surgically Invasive instruments - Suction Tubes and Cannulas | O.E.S Distrimed | 17.11.2022 | HEBUmedical GmbH Badstrasse 8 78532 Tuttlingen, Germany | Surgically Invasive instruments - Suction Tubes and Cannulas (sipas listes se bashkengjitur) | lla | Instrumenta invasive per kirurgji, tuba thithes, kanula | Pajisje një përdorimëshe
13070 | Solitaire™ X Revascluarization Device: SFR4-3-20-10; SFR4-3-40-10 (Basic UDI-DI: 8475360B0000001S5) | O.E.S Distrimed | 17.11.2022 | Micro Therapeutics Inc, d/b/a ev3 Neurovascular 9775 Toledo Way irvine, CA 92618 United States | Solitaire™ X Revascluarization Device: SFR4-3-20-10; SFR4-3-40-10 (Basic UDI-DI: 8475360B0000001S5) | lll | Pajisje per rivaskularizimin ne procedurat intravenuese te goditjes ne tru, perdorim ne neurokirurgji | Pajisje një përdorimëshe
13071 | Mercury Free Clinical Thermometer - CRW-1108/WG-1108 | Biometric Albania sh.p.k | 17.11.2022 | Jiangsu Yuyue Medical Instruments Co., Ltd No 36 West Yandu Road, Yandu New District, Yancheng Jiangsu 224005 PEOPLES'S REPUBLIC OF CHINA | Mercury Free Clinical Thermometer - CRW-1108/WG-1108 | Im | Termometer pa zhive. | Instrumenta shumeperdorimesh
13072 | PAPIL-OFF | INNOVUS PHARMA sh.p.k | 17.11.2022 | MAR FARMA s.r.l. Via Melzi d'Eril, 20-20154 Milano Italy | PAPIL-OFF | Iia | Ovula per perdorim vaginal. | Tjeter
13073 | In Vitro Medical Devices | O3 LAB | 17.11.2022 | Shenzhen Mindray Bio-Medical Electronics Co., Ltd Mindray Building Keji 12th Road South Hi-Tech Industrial Park Nanshan 518057 Shenzhen People's Republic of China | In Vitro Medical Devices (sipas listes se bashkengjitur) | In Vitro | Reagent per analizat hematologjike | Pajisje te diagnostikimit in vitro
13074 | Chemistry Analyzer: BS-800/ BS-820/ BS-800M/ BS-820M/ CMD800/ CMD800i/ CMD800Xi/ CMD800iXi/ CMD800X2/ CMD800iX2/ Spin800 (Basic UDI-DI: 69449040SHYQ-BA80******P2) | O3 LAB | 17.11.2022 | Shenzhen Mindray Bio-Medical Electronics Co., Ltd Mindray Building Keji 12th Road South Hi-Tech Industrial Park Nanshan 518057 Shenzhen People's Republic of China | Chemistry Analyzer: BS-800/ BS-820/ BS-800M/ BS-820M/ CMD800/ CMD800i/ CMD800Xi/ CMD800iXi/ CMD800X2/ CMD800iX2/ Spin800 (Basic UDI-DI: 69449040SHYQ-BA80******P2) | In Vitro | Analizues per analizat biokimike ne gjak | Pajisje te diagnostikimit in vitro
13075 | Chemistry Analyzer: BS-230/ BS-240/ BS-270/ BS-280/ ES 300 | O3 LAB | 17.11.2022 | Shenzhen Mindray Bio-Medical Electronics Co., Ltd Mindray Building Keji 12th Road South Hi-Tech Industrial Park Nanshan 518057 Shenzhen People's Republic of China | Chemistry Analyzer: BS-230/ BS-240/ BS-270/ BS-280/ ES 300 (Basic UDI-DI: 69449040SHYQ-BA24******ML) | In Vitro | Analizues per analizat biokimike ne gjak | Pajisje te diagnostikimit in vitro
13076 | Video Endoscope | Albaphoto sh.p.k | 17.11.2022 | FUJIFILM Corporation 26-30, Nishiazabu 2-chome, Minato-ku, Tokyo 106-8620, JAPAN | Video Endoscope: EG-760CT | IIa | Video endoskop | Tjeter
13077 | FITC-labelled anti-human IgG with Evans Blue: AF 602-0540-R; AF 602-0546-R UDI-DI: 4049016AF602R9B | Swissmed sh.p.k | 17.11.2022 | EUROIMMUN Medizinische Labordiagnostika AG Seekamp 31, 23560 Lubeck, Germany | FITC-labelled anti-human IgG with Evans Blue: AF 602-0540-R; AF 602-0546-R UDI-DI: 4049016AF602R9B | In Vitro | Reagente per diagnostikimin e antitrupave IgG. | Pajisje laboratori
13078 | Drug Eluting Coronary Stent (CoCr) with and without delivery system | GP Medical Al | 17.11.2022 | Sahaajanand Laser Technology Ltd. A-8 G.I.D.C Electronic Estate, Sector-25, gandhinagar-382016, Gujarat, India | Drug Eluting Coronary Stent (CoCr) with and without delivery system: FlexyRap Cocalt Chromium Rapamycin(Sirolimus) Eluting Coronary Stent System | III | Stent koronar qe eshte i indikuar per permiresimin e diametrit luminal dhe reduktimin e ristenozes per trajtimin e lezioneve de novo ne arteriet koronare | Pajisje te implantueshme jo aktive
13079 | Coronary angioplasty balloon catheter | GP Medical Al | 17.11.2022 | Sahaajanand Laser Technology Ltd. A-8 G.I.D.C Electronic Estate, Sector-25, gandhinagar-382016, Gujarat, India | Coronary angioplasty balloon catheter: PTCA Balloon Catheter - Vector, Vector NC | III | Kateter Vector qe indikohet per zgjerimin e pjese stenotike te nje arterie koronare ose bypass ne pacientet qe evidentojne ishemi koronare me qellim permiresimine perfuzionit te miokardit | Pajisje te implantueshme jo aktive
13080 | Ultrasound Scanner RS85 (Basic UDI-DI: 880972578USS001X6) (sipas listes se bashkengjitur) | Pegasus | 17.11.2022 | Samsung Medison Co; Ltd. 3366, Hanseo-ro, Nam-myeon, Hongcheon-gun, Gangwon-do 25108, Republic of Korea | Ultrasound Scanner RS85 (Basic UDI-DI: 880972578USS001X6) (sipas listes se bashkengjitur) | lla | Skaner me ultratinguj | Tjeter
13081 | Additional Reagents EUROLINE (IgE) - ZD 1129-0101-1 E UDI-DI: 4049016ZD11291E8U | Swissmed sh.p.k | 17.11.2022 | EUROIMMUN Medizinische Labordiagnostika AG Seekamp 31, 23560 Lubeck, Germany | Additional Reagents EUROLINE (IgE) - ZD 1129-0101-1 E UDI-DI: 4049016ZD11291E8U | In Vitro | Reagent plotesuses per testet e alergjise. | Pajisje laboratori
13082 | Incubation tray, reduced volume: ZD 9897-12044-1; ZD 9897-20030-1; ZD 9897-30010-1 UDI-DI: 4049016ZD98971G5 | Swissmed sh.p.k | 17.11.2022 | EUROIMMUN Medizinische Labordiagnostika AG Seekamp 31, 23560 Lubeck, Germany | Incubation tray, reduced volume: ZD 9897-12044-1; ZD 9897-20030-1; ZD 9897-30010-1 UDI-DI: 4049016ZD98971G5 | In Vitro | Pjese konsumi. | Pajisje laboratori
13083 | Invader™ PTCA Balloon Dilatation Catheter | GEN-ALB FARMA Sh.p.k | 18.11.2022 | Alvimedica Tibbi Urunler Sanayi ve Dis Ticaret A.S. Istanbul Trakya Serbest Bolgesi, Ferhatpasa SB Mahallesi Ataturk Bulvari No. 16 34540 Catalca-Istanbul TURKIYE | Invader™ PTCA Balloon Dilatation Catheter (Sipas listes bashkengjitur) | III | Tub fleksibel I projektuar per angioplastike koronare transluminale perkutane per te zgjeruar nje arterie koronare stenotike me ane te fryrjes se kontrolluar te nje tullumbaceve. | Pajisje njeperdorimeshe
13084 | Suction Catheter: 6Fr; 8FR; 10Fr; 12Fr; 14Fr; 16Fr; 18Fr; 20Fr; 2Fr (inc.PVC(DEHP) and PVC(DEHP-free)) | Montal sh.p.k | 18.11.2022 | Well Lead Medical Co., Ltd. C-4 Jinhu Industrial Estate, Hualong 511434 Panyu, Guangzhou, People Republic of China | Suction Catheter: 6Fr; 8FR; 10Fr; 12Fr; 14Fr; 16Fr; 18Fr; 20Fr; 2Fr (inc.PVC(DEHP) and PVC(DEHP-free)) | Iia | Kateter prejt materiali PVC me ose pa substance kimike. | Pajisje anestezie dhe respiratore
13085 | API®Listeria 10300; API® 20 E 20100 | Labopharma sh.p.k | 18.11.2022 | BIOMERIEUX SA, 376 CHEMIN DE l'Orme, 69280 Marcy I'Etoile - France | API®Listeria 10300; API® 20 E 20100 | In Vitro | Sistem per identifikimin e listeria. | Pajisje diagnostikimi in vitro
13086 | Laryengeal Mask Device | Montal sh.p.k | 21.11.2022 | Well Lead Medical Co., Ltd. C-4 Jinhu Industrial Estate, Hualong 511434 Panyu, Guangzhou, People Republic of China | Laryengeal Mask Device (Sipas listes bashkengjitur) | Iia | Maska laringeale supraglotike qe sherbejne per te mbajtur hapur rruget e frymemarrjes se pacientit gjate anestezise ose kur eshte pa ndjenja. | Pajisje anestezie dhe respiratore.
13087 | MIRRORS, HANDLES (MIRRORS AND SCALPELS HANDLES), PROBES (PROBES AND EXPLORERS), CURETTES (CURETTES, HOES, SCALERS), PERIODONTAL KNIVES, FILES (PERIODONTAL AND BONE FILES), DENTAL DAM INSTRUMENTS (DAMS, FRAMES, PLIERS FOR DAM), DENTAL DAM CLAMPS, PLIERS FOR CLAMPS, MODELLING INSTRUMENTS, CONDENSERS (PLUGGERS, SPREADERS), SPATULAS FOR OBTURATIONS, AMALGAM CARRIERS, EXCAVATORS, PLACEMENT INSTRUMENTS, CROWNS AND BRIDGES INSTRUMENTS, MATRIX RETAINERS (AND MATRICES), IMPRESSION TRAYS, OSTEOTOMES, PERIOSTEALS ELEVATORS (AND SINUS LIFT INSTRUMENTS), CHISELS (PERIODONTAL AND BONE CHISELS), BONE SCRAPERS, WELLS (FOR AMALGAM AND BONE), NEEDLE HOLDERS, HAEMOSTATIC AND SURGICAL PLIERS, TWEEZERS (TOWEL/DRESSING, FOR SUTURES HAEMOSTATIC AND SURGICAL), SCISSORS (FOR DISSECTING, BANDAGE AND SUTURE), RETRACTORS, BONE RONGEURS, BONE CURETTES, SYRINGES, EXTRACTION FORCEPS, ROOT ELEVATORS, ORTHODONTIC INSTRUMENTS (PLIERS, CUTTERS, BAND AND BRACKETS INSTRUMENTS). | Dana Dental P.Harisis & Co shpk | 21.11.2022 | CORICAMA srl Via dei Fabbri 11- 33085 Maniago (PN) - ITALY | MIRRORS, HANDLES (MIRRORS AND SCALPELS HANDLES), PROBES (PROBES AND EXPLORERS), CURETTES (CURETTES, HOES, SCALERS), PERIODONTAL KNIVES, FILES (PERIODONTAL AND BONE FILES), DENTAL DAM INSTRUMENTS (DAMS, FRAMES, PLIERS FOR DAM), DENTAL DAM CLAMPS, PLIERS FOR CLAMPS, MODELLING INSTRUMENTS, CONDENSERS (PLUGGERS, SPREADERS), SPATULAS FOR OBTURATIONS, AMALGAM CARRIERS, EXCAVATORS, PLACEMENT INSTRUMENTS, CROWNS AND BRIDGES INSTRUMENTS, MATRIX RETAINERS (AND MATRICES), IMPRESSION TRAYS, OSTEOTOMES, PERIOSTEALS ELEVATORS (AND SINUS LIFT INSTRUMENTS), CHISELS (PERIODONTAL AND BONE CHISELS), BONE SCRAPERS, WELLS (FOR AMALGAM AND BONE), NEEDLE HOLDERS, HAEMOSTATIC AND SURGICAL PLIERS, TWEEZERS (TOWEL/DRESSING, FOR SUTURES HAEMOSTATIC AND SURGICAL), SCISSORS (FOR DISSECTING, BANDAGE AND SUTURE), RETRACTORS, BONE RONGEURS, BONE CURETTES, SYRINGES, EXTRACTION FORCEPS, ROOT ELEVATORS, ORTHODONTIC INSTRUMENTS (PLIERS, CUTTERS, BAND AND BRACKETS INSTRUMENTS). | I | instrumenta dentare si dare, elevator, cekic, shiringa metalike, spatula dentare, kyreta etj. | Pajisje dentare
13088 | Gambaletto A-D antitrombosi mmHg 18-24 - 701; Calza A-G antitrombosi mmHg 18-24 - 700; Calza A-G antitrombosi mmHg 18-24 - 700/S; Calza A-G antitrombosi mmHg 18-24 - 705; Calza A-G antitrombosi forte mmHg 25-35 - 710; Monocollant A-T antitrombosi mmHg 18-24 - 702 | Elba | 21.11.2022 | Laboratori Piazza S.r.l. via Dunant 25-46040 Guidizzolo MN -Italy | Gambaletto A-D antitrombosi mmHg 18-24 - 701; Calza A-G antitrombosi mmHg 18-24 - 700; Calza A-G antitrombosi mmHg 18-24 - 700/S; Calza A-G antitrombosi mmHg 18-24 - 705; Calza A-G antitrombosi forte mmHg 25-35 - 710; Monocollant A-T antitrombosi mmHg 18-24 - 702 | I | Corape antitrombozis | Tjeter
13089 | Centrifuge | Distributor of Medical Devices Group | 21.11.2022 | Jiangsu KingJian Medical Apparatus Co., Ltd. No.16 Zhanqian Road, 225500 Jiangyan, Taizhou, Jiangsu, China | Centrifuge: KJLC-I; KJLC-II | In vitro | Pajisje per centrifugimin e tubave te gjakut dhe urines | Pajisje te diagnostikimit in vitro
13090 | Ultrasound Scanner V7 Basic UDI-DI: 880972578USS001X6 | Pegasus sh.p.k | 21.11.2022 | SAMSUNG MEDISON CO., LTD, 3366, Hanseo-ro, Nam-myeon, Hongcheon-gun, Gangwon-dp 25108, Republic of Korea | Ultrasound Scanner V7 Basic UDI-DI: 880972578USS001X6 (Sipas listes bashkengjitur) | Iia | Skaner me ultratinguj . | Tjeter
13091 | Tutore elastico braccio | Elba sh.p.k | 21.11.2022 | Laboratori Piazza S.r.l. via H. Dunant 25, 46040 Guidizzolo MN - Italia | Tutore elastico braccio fino al polso mmHg 25-40; Tutore elastico braccio fino al palmo mmHg 25-40 | I | Mbajtese krahu | Tjeter
13092 | Biodegradable Balloon Expandable Biliary Stent System | O.E.S Distrimed sh.p.k | 21.11.2022 | amg International GmbH, Boschstrasse 16, 21423 Winsen-Luhe, Germany | Biodegradable Balloon Expandable Biliary Stent System: UNITY - B Endoscopic - 19MBXb 08057A; 19MBXb 09057A; 19MBXb 10057A | III | Sistem stentash biliare te biodegradueshme, e zgjerueshme me balon per perdorim ne kirurgji | Pajisje te implantueshme aktive
13093 | Medical Devices accessories for bar and ball abutments of the CAMLOG® and CONELOG® impant system | Rodiopharma sh.p.k | 21.11.2022 | ALTATEC GmbH, Maybachstr.5, 71299 Wimsheim, Germany | Medical Devices accessories for bar and ball abutments of the CAMLOG® and CONELOG® impant system (Sipas listes bashkengjitur) | I | Aksesore te sistemit te implanteve Camlog dhe Conelog | Pajisje dentare
13094 | Medical Devices accessories for Logfit abutments of the CAMLOG® and CONELOG® impant system | Rodiopharma sh.p.k | 21.11.2022 | ALTATEC GmbH, Maybachstr.5, 71299 Wimsheim, Germany | Medical Devices accessories for Logfit abutments of the CAMLOG® and CONELOG® impant system (Sipas listes bashkengjitur) | I | Aksesore te sistemit te implanteve Camlog dhe Conelog | Pajisje dentare
13095 | Gambaletto AD mmHg 40-50 p.a. - 900; Calza AG mmHg 30-40 p.a. - 901; Monocollant AT mmHg 40-50 - 902 p.a. | Elba | 21.11.2022 | Laboratori Piazza S.r.l. via Dunant 25-46040 Guidizzolo MN -Italy | Gambaletto AD mmHg 40-50 p.a. - 900; Calza AG mmHg 30-40 p.a. - 901; Monocollant AT mmHg 40-50 - 902 p.a. | I | Corape terapeutike per varicet | Tjeter
13096 | Terapeutical (sipas listes se bashkengjitur) | Elba | 21.11.2022 | Laboratori Piazza S.r.l. via Dunant 25-46040 Guidizzolo MN -Italy | Terapeutical (sipas listes se bashkengjitur) | I | Corape terapeutike per varicet | Tjeter
13097 | LIGATING CLIPS M/L 12/BOX-PL569T; LIGATURE CLIP 12 MAG.= 144 PCS.-PL572T; CHALLENGER TI-P SM-LIGAT.CLIPS 12 CARTR.-PL574T; CHALLENGER TI-P ML-LIGAT.CLIPS 12 CARTR.-PL579T; | O.E.S Distrimed sh.p.k | 21.11.2022 | Aesculap AG AM Aesculap-Platz 78532 Tuttlingen GERMANY | BASIC UDI-DI: 40392390000005772T LIGATING CLIPS M/L 12/BOX-PL569T; LIGATURE CLIP 12 MAG.= 144 PCS.-PL572T;BASIC UDI-DI: 40392390000006832T CHALLENGER TI-P SM-LIGAT.CLIPS 12 CARTR.-PL574T; CHALLENGER TI-P ML-LIGAT.CLIPS 12 CARTR.-PL579T; | III | Klipe ligature kapse /bllokuese per bllokimin e eneve te gjakut. | Pajisje te implantueshme jo aktive
13098 | In vitro diagnostic medical devices | O.E.S Distrimed sh.p.k | 21.11.2022 | Dia.Metra S.r.l. Via Pozzuolo 14, 06038 Spello, Italy | In vitro diagnostic medical devices (Sipas listes bashkengjitur) | In Vitro | Kite diagnostikimi, reagent laboratorik, kalibrator per perdorim spitalor. | Pajisje diagnostikimi in vitro
13099 | Arterial Cannula: EOPA Cannulae, EOPA CAP Cannula,EOPA Cannulae - Elongated One Piece, Ultraflex Cannulae, Select 3D® II Cannulae,Straight Tip Arterial Cannulae, One Piece Arterial Cannula,Select Series Cannulae, Flexible Arch Cannula Wirewound Arterial Cannulae | O.E.S Distrimed sh.p.k | 21.11.2022 | Medtronic, Inc. 710 Medtronic Parkway N.E. Minneapolis, MN 55432 USA | Arterial Cannula: EOPA Cannulae, EOPA CAP Cannula,EOPA Cannulae - Elongated One Piece, Ultraflex Cannulae, Select 3D® II Cannulae,Straight Tip Arterial Cannulae, One Piece Arterial Cannula,Select Series Cannulae, Flexible Arch Cannula Wirewound Arterial Cannulae (Sipas listes bashkengjitur) | Iia | Kanula arteriale per kardiokirurgji. | Pajisje nje perdorimeshe
13100 | Self retaining retractors, Abdominal retractors | O.E.S Distrimed sh.p.k | 22.11.2022 | HEBUmedical GmbH Badstrasse 8 78532 Tuttlingen Germany | Self retaining retractors, Abdominal retractors (Sipas listes bashkengjitur) | I | Instrumenta retractor, vete mbajtes, te reperdorshme per perdorim ne kirurgji. | Instrumenta shumeperdorimesh
13101 | Chemistry Analyzer: BS-430/ BS-450/ BS-460/ BS-410/ BS-410E/ BS-410S/ BS-470/ BS-470E; | O3 LAB sh.p.k | 22.11.2022 | Shenzhen Mindray Bio-Medical Electronics Co., Ltd. Mindray Building, Keji 12th Road South, High-Tech Industrial Park, Nanshan, 518057, Shenzhen, P.R.China | Chemistry Analyzer: BS-430/ BS-450/ BS-460/ BS-410/ BS-410E/ BS-410S/ BS-470/ BS-470E; | In Vitro | Analizues per kryerjen e analizave biokimike ne gjak. | Pajisje diagnostikimi in vitro
13102 | Chemistry Analyzer: BS-600M/ BS-620M | O3 LAB sh.p.k | 22.11.2022 | Shenzhen Mindray Bio-Medical Electronics Co., Ltd. Mindray Building, Keji 12th Road South, High-Tech Industrial Park, Nanshan, 518057, Shenzhen, P.R.China | Chemistry Analyzer: BS-600M/ BS-620M | In Vitro | Analizues per kryerjen e analizave biokimike ne gjak. | Pajisje diagnostikimi in vitro
13103 | Bone Marrow Biopsy Needle Bon-Core™ | O.E.S Distrimed sh.p.k | 22.11.2022 | TMT Tibbi medikal Malz. San. Ve Tic. A. Ş. Fatih Mah. 1188 Sok. No: 14 PK 35414 Sarniç, Gaziemir Izmir, Turkey | Bone Marrow Biopsy Needle Bon-Core™ (Sipas listes bashkengjitur) | IIa | Age per biospi te palces se kockave per perdorim spitalor | Pajisje nje perdorimeshe
13104 | Mixer: KJMR-II; KJMR-IV; | Distributor of Medical Devices Group sh.p.k | 22.11.2022 | Jiangsu KangJian Medical Apparatus Co., Ltd. No.16 Zhanqian Road, 225500 Jiangyan, Taizhou, Jiangsu, China | Mixer: KJMR-II; KJMR-IV; | In Vitro | Pajisje qe sherben per miksimin dhe homogjenizimin e tubave me gjak komplet. | Pajisje diagnostikimi in vitro
13105 | Sterile Wound Plasters | Galaxy sh.p.k | 22.11.2022 | Zhejiang Longterm Medical Technology Co., Ltd. ShuangShan Road 277, Fuxi Street, Deqing County313200 Huzhou City, Zhejiang Province, PR of China | Sterile Wound Plasters: 5045, 5046, 5047, 5048, 5049, 5050, 5051, 5052, 5053, 5054, 5055, 5056, 5057, 5058, 5059, 5060, 5061, 5062, 5063, 5065, 5066, 5067, 5079, 5080, 5081, 5082, 5083 | Is | Pajisje mjekesore, garze sterile me ngjitje qe perdoret per mbulimin e plageve per ta mbrojtur nga faktore te jashtem dhe infeksionet | Tjeter
13106 | Pregnancy test | Galaxy sh.p.k | 22.11.2022 | Qingdao Hightop Biotech Co., LTD. No.369 Hedong Road, Hi-tech Industrial Development Zone, 266112 Qingdao, Shandong, PR of China | HCG Pregnancy Rapid test (Urine/Serum/Plasma) 10mlU; HCG Pregnancy Rapid test (Urine/Serum/Plasma) 25mlU; Analyte: Human chorionic gonadotropin | In Vitro | Pajisje mejekesore per vete testimin e gjurmeve te hormonit te HCG ne mostren e urines me qellim zbulimin e shtatzanise | Pajisje te diagnostikimit in vitro
13107 | Eye Pad | Galaxy sh.p.k | 22.11.2022 | Zhejiang Longterm Medical Technology Co., Ltd. ShuangShan Road 277, Fuxi Street, Deqing County313200 Huzhou City, Zhejiang Province, PR of China | Eye Pad: 20cm x 7.5cm; 10cm x 7.5cm; 12cm x 6cm; 5.5cm x 8.5cm; 5cm x 7.5cm | Is | Pajisje mjekesore garze me ngjitje qe perdoret per mbulim ose mbrojtje nga infeksionet | Tjeter
13108 | First Aid Kit | Galaxy sh.p.k | 22.11.2022 | Qingdao Hiprove Medical Technologies Co., Ltd. Room403, No.592, Tonghe Road, Qingdao, China | First Aid Kit: Adhesive Tape; Adhesive Bandages; First-aid packages; First-aid dressing, elastic bandages, emergency blanket, wound dressing, triangular-bandage, first aid scissor; Disposable glove, | Is | Pajisja qe mundeson ofrimin e ndihmes se pare ne raste aksidenti me qellim ndihmen dhe mjekimin dhe fashimin e plageve | Tjeter
13109 | Gambaletto; Calza; Collant | Elba sh.p.k | 22.11.2022 | Laboratori Piazza S.r.l. Via H.Dunant 25, 46040 Guidizzolo MN, Italia | Gambaletto; Calza; Collant (Sipas listes bashkengjitur) | I | Corape parandaluese per varice. | Tjeter
13110 | Gambaletto; Calza; Collant | Elba sh.p.k | 22.11.2022 | Laboratori Piazza S.r.l. Via H.Dunant 25, 46040 Guidizzolo MN, Italia | Gambaletto; Calza; Collant (Sipas listes bashkengjitur) | I | Corape parandaluese per varice. | Tjeter
13111 | Cobalt Chromium peripheral stents with delivery system | 2A Pharma sh.p.k | 22.11.2022 | Balton Sp. Z.o.o. u; Nowy Swiat 7/14, 00-496 Warszawa, Poland | Cobalt-chromium peripheral stents with delivery system, RX NEPTUNE C - ZSTPCRXExG4140; Cobalt-chromium peripheral stents with delivery system, OTW NEPTUNE C - ZSTPCOTWBxCEH (sipas specifikimeve bashkëngjitur) | IIb | Pajisje nje perdorimeshe, stent periferik me krom kobalt me sistem shperndarjeje | Pajisje nje perdorimeshe
13112 | Latex Powderet examination Gloves | Çene sh.p.k | 22.11.2022 | TOP GLOVE SDN. BHD, Lot 4969, Jalan Teratai, Batu 6, Off jalan meru, 41050 Klang, Selangor D.E., Malaysia | Latex examination Gloves, Powdered: Top Glove - XS, S, M, L, XL. (udi-di 955760100000F5) | I | Pajisje nje perdorimeshe, doreza jo sterile me puder | Pajisje nje perdorimeshe
13113 | Port Hole Cleaning Brush | Montal sh.p.k | 22.11.2022 | Alton (Shanghai) Medical Instrument Co., ltd. No.24 building, JinShao Rd. 1688, Baoshan District, 200949 Shanghai, PR of China | Port Hole Cleaning Brush (Disposable Model): Port hole cleaning brush (disposable, valve brush, double ended) AF-D1001WRC (UDI_DI 6970800686886); Port hole cleaning brush (disposable, port hole brush, SINGLE ended) AF-D1001WC (UDI_DI 6970800686879); Port hole cleaning brush (disposable, port hole brush, SINGLE ended) AF-D1001WR (UDI_DI 697429702624) | I | Jane furca pastrimi nje perdorimeshe te destinuara per pastrimin e valvulave dhe kafazeve te valvulave te endoskopeve fleksibel | Pajisje nje perdorimeshe
13114 | MiniCup with Povidone-Iodine - BEPC4466; Locking Titanium PD Catheter Adapter - BEPC4129; MiniCap Extended Life PD Transfer Set with Twist Clamp - R5C4482E | Incomed | 22.11.2022 | Baxter Healthcare SA 8010 Zürich SWITZERLAND | MiniCap with Povidone-Iodine - BEPC4466; Locking Titanium PD Catheter Adapter - BEPC4129; MiniCap Extended Life PD Transfer Set with Twist Clamp - R5C4482E | lla | Komplete transferimi dhe qarkullimi te dializes peritoneale, kapakeet mbrojtes dhe mburojat e lidhjes | Pajisje një përdorimëshe
13115 | Gauze sponges: 5x5cm 8 ply; 7.5x7.2cm 8 ply; 10x10cm 8 ply; 5x5cm 12 ply; 7.5x7.5cm 12 ply; 10x10cm 12 ply | Galaxy | 23.11.2022 | Qingdao Hiprove Medical Technologies Co., Ltd. ROOM 403, NO.592, TONGHE ROAD 266035 QINGDAO P.R. of CHINA | Gauze sponges: 5x5cm 8ply; 7.5x7.2cm 8ply; 10x10cm 8ply; 5x5cm 12ply; 7.5x7.5cm 12ply; 10x10cm 12ply | ls | Garze shumefishe per mjekim | Tjeter
13116 | IV Catheter: 1. With injection port and wings: 14G,16G,18G,20G,22G,24G,26G; 2.Without injection port,with wings: 14G,16G,18G,20G,22G,24G,26G 3.Pen-Like :14G, 16G,18G,20G,22G,24G,26G | Galaxy | 23.11.2022 | Huaian Medicom Medical Technology Co.,Ltd No.123, Meicheng West Road‚ Huaian 223002, Jiangsu, China | IV Catheter: 1. With injection port and wings: 14G,16G,18G,20G,22G,24G,26G; 2.Without injection port,with wings: 14G,16G,18G,20G,22G,24G,26G 3.Pen-Like :14G, 16G,18G,20G,22G,24G,26G | lla | Pajisje me age shpuese per administrimin IV te mjekimit si dhe per marrje mostre gjaku | Pajisje një përdorimëshe
13117 | Synthetic sterile absorbable surgical sutures: AssuCryl® (UDI 07613406ACLPG8T), AssuCryl® Lactin (UDI 07613406ACLLPGLAHT), AssuCryl® Rapid (UDI 07613406ACLRPGACE), AssuCryl® MonoSlow (UDI 07613406ACLMSPDOLC), AssuCryl® MonoRapid (UDI 07613406ACLMRPGCL25) | Rodiopharma sh.p.k | 21.11.2022 | Assut Medical Sarl Avenue de Rochettaz 57 CH-1009 Pully -Lausanne Switzerland | Synthetic sterile absorbable surgical sutures: AssuCryl® (UDI 07613406ACLPG8T), AssuCryl® Lactin (UDI 07613406ACLLPGLAHT), AssuCryl® Rapid (UDI 07613406ACLRPGACE), AssuCryl® MonoSlow (UDI 07613406ACLMSPDOLC), AssuCryl® MonoRapid (UDI 07613406ACLMRPGCL25) (Sipas listes bashkengjitur) | III | Sutura sterile te absorbueshme per perdorim gjate precedurave kirurgjikale te ndryshme | Pajisje dentare
13118 | Surgical Trocars - Trocar Systems | O.E.S Distrimed | 23.11.2022 | Covidien LLC 15 Hampshire Street Mansfield Massachusetts 02048 USA | Surgical Trocars - Trocar Systems (sipas listes se bashkengjitur) | lla | Aksesore dhe instrumenta per endoskopi | Pajisje një përdorimëshe
13119 | Hematology Analysis Diluent, Solution Sheath etj. (sipas listes se bashkengjitur) | O.E.S Distrimed | 23.11.2022 | Zhejiang Xinke Medical Technology Co., Ltd. No. 133, Lengshui Road, Jinpan Development Zone, Jinhua City, Zhejuang Province | Hematology Analysis Diluent, Solution Sheath etj. (sipas listes se bashkengjitur) | In vitro | Reagent, solucione, diluent per analiza hematologjike | Pajisje te diagnostikimit in vitro
13120 | Vacuum blood and urine collection tube, specimen tube with viral transport medium(with or without swabs)(Sipas listes bashkengjitur) | Mediline shpk | 21.11.2022 | Oü IntervacTechnology Kadastiku 57, Narva,21004, Estonia | Vacuum blood and urine collection tube, specimen tube with viral transport medium(with or without swabs)(Sipas listes bashkengjitur) | In Vitro | Tuba me vakum per mbledhjen e gjakut dhe urines, Tuba per mostra me medium transporti(me ose pa tampon) | Pajisje diagnostikimi in vitro
13121 | Medical Tapes : 5001; 5002; 5003; 5004; 5005; 5006; 5007; 5008; 5009; 5010; 5011; 5012; 5013; 5014; 5015; 5016; 5017; 5018; 5019; 5020; 5021; 5022; 5024 | GALAXY sh.p.k | 21.11.2022 | Zhejiang Longterm Medical Technology Co., Ltd. ShuangShan Road 277, Fuxi Street, Deqing Country 313200 Huzhou Vity, Zhejiang Province People's Republic of China | Medical Tapes : 5001; 5002; 5003; 5004; 5005; 5006; 5007; 5008; 5009; 5010; 5011; 5012; 5013; 5014; 5015; 5016; 5017; 5018; 5019; 5020; 5021; 5022; 5024 | I | Sherben per ngjitjen apo fiksimin e bandazheve, gazrave etj. | Tjeter
13122 | Gauze rolls: Width 5cm; 7cm; 7.5 cm; 10cm; 15cm; 20cm; Length: 4.5m; 5m; 10m; | GALAXY sh.p.k | 21.11.2022 | Qingdao Hiprove Medical Technologies Co., Ltd. Room 403, No. 592, Tonghe Road 266035 Qingdao People's Republic of China | Gauze rolls: Width 5cm; 7cm; 7.5 cm; 10cm; 15cm; 20cm; Length: 4.5m; 5m; 10m; | Is | Garza sterile. | Tjeter
13123 | Bandages: Width: 25; 50; 75; 100; 150mm; Length˃2250mm | GALAXY sh.p.k | 21.11.2022 | Qingdao Hiprove Medical Technologies Co., Ltd. Room 403, No. 592, Tonghe Road 266035 Qingdao People's Republic of China | Bandages: Width: 25; 50; 75; 100; 150mm; Length˃2250mm | Is | Banda per mbulimin e plageve. | Tjeter
13124 | Urine Bags: 100ml; 500ml; 750ml; 1500ml; 2000ml; | GALAXY sh.p.k | 21.11.2022 | Qingdao Hiprove Medical Technologies Co., Ltd. Room 403, No. 592, Tonghe Road 266035 Qingdao People's Republic of China | Urine Bags: 100ml; 500ml; 750ml; 1500ml; 2000ml; | Is | Mundeson grumbullimin e matrialit per analize urine. | Tjeter
13125 | Fluydo NC | Gen-Alb Farma sh.pk | 23.11.2022 | CID S.p.A. Strada per Crescentino 13040 Saluggia (VC), Italy | Fluydo NC (sipas listes se bashkengjitur) | lll | Tub fleksibel per angioplastike koronare transluminale perkutane | Pajisje një përdorimëshe
13126 | Latex examination Gloves, Polymer Powder Free (Basic UDI-DI: 955760100560GG): Top Glove - XS, S, M, L, XL | Çene sh.p.k | 24.11.2022 | TOP GLOVE SDN. BHD, Lot 4969, Jalan Teratai, Batu 6, Off jalan meru, 41050 Klang, Selangor D.E., Malaysia | Latex examination Gloves, Polymer Powder Free (Basic UDI-DI: 955760100560GG): Top Glove - XS, S, M, L, XL | l | Pajisje nje perdorimeshe, doreza jo sterile ekzaminimi | Pajisje një përdorimëshe
13127 | Optical Fibers for Medical Lasers | Spitali Europian shpk | 24.11.2022 | Eufoton S.r.l. Via Flavia, 23/1 34148 Trieste, Italy | Optical Fibers for Medical Lasers: EFLM-ME-04C-R; EFLM-ME-03C-R | lla | Fibrat optike qe perdoren ne aplikimin e lazerit medikal | Instrumenta shumeperdorimesh
13128 | EasyLyte and Accessories (sipas listes se bashkengjitur) | Biometric Albania | 24.11.2022 | Medica Corporation 5 Oak Park Drive Bedford, Massachusetts 01730, United States | EasyLyte and Accessories (sipas listes se bashkengjitur) | In Vitro | Aksesore dhe mjete konsumi per pajisjen EasyLyte | Pajisje te diagnostikimit in vitro; Pajisje laboratori;Produkte per institucione te kujdesit shendetesor
13129 | EasyLyte and Accessories (sipas listes se bashkengjitur) | Biometric Albania | 24.11.2022 | Medica Corporation 5 Oak Park Drive Bedford, Massachusetts 01730, United States | EasyLyte and Accessories (sipas listes se bashkengjitur) | In Vitro | Analizator dhe aksesor per matjen e elektroliteve ne gjak | Pajisje te diagnostikimit in vitro; Pajisje laboratori;Produkte per institucione te kujdesit shendetesor
13130 | MULTIPLE DRAWING NEEDLE: 20Gx1'' - 45201; 20Gx 1-1/2'' - 45202; 21Gx1'' - 45203; 21Gx1-1-1/2'' - 45204; 22Gx1'' - 45205; 22Gx1-1/2'' - 45206; | O.E.S Distrimed sh.p.k | 21.11.2022 | Nipro Corporation 3-9-3, Honjo-Nishi,Kita-ku, Osaka 531-8510, Japan | MULTIPLE DRAWING NEEDLE: 20Gx1'' - 45201; 20Gx 1-1/2'' - 45202; 21Gx1'' - 45203; 21Gx1-1-1/2'' - 45204; 22Gx1'' - 45205; 22Gx1-1/2'' - 45206; | Iia | Age per marrjen e gjakut. | Pajisje nje perdorimeshe
13131 | PhenomTM 17 Delivery Catheter: FG11150-0615-21; FG11150-0615-2R; FG11150-0615-2S; FG11150-0615-2X; PhenomTM 21 Delivery Catheter: FG13150-0615-2S; FG13160-0615-15; PhenomTM 27 Delivery Catheter: FG15150-0615-15; FG15150-0630-15; FG15160-0615-1S; PhenomTM Plus Delivery Catheter: FG19120-1030-15; | O.E.S Distrimed sh.p.k | 21.11.2022 | Micro Therapeutics, Inc d/b/a Ev3 Neurovascular 9775 Toledo Way Irvine, CA 92618 USA | PhenomTM 17 Delivery Catheter: FG11150-0615-21; FG11150-0615-2R; FG11150-0615-2S; FG11150-0615-2X; PhenomTM 21 Delivery Catheter: FG13150-0615-2S; FG13160-0615-15; PhenomTM 27 Delivery Catheter: FG15150-0615-15; FG15150-0630-15; FG15160-0615-1S; PhenomTM Plus Delivery Catheter: FG19120-1030-15; | III | Micro kateter vaskular per perdorim mjekesor ne sistemin neuro peripheral dhe vaskulaturen koronare. | Pajisje nje prdorimeshe
13132 | QuantiFERON -TB Gold Plus (QFT-Plus) 2 plate Kit ELISA-- REF 622120; QuantiFERON -TB Gold Plus (QFT-Plus) Reference Lab Pack- REF 622822; QuantiFERON -TB Gold Plus (QFT-Plus) Blood Collection Tubes REF 622222 and 623222; QuantiFERON -TB Gold Plus (QFT-Plus) Blood Collection Tubes REF 622526 and 623526; QuantiFERON -TB Gold Plus (QFT-Plus) Blood Collecton Tubes Pack REF 622423 and 623423; | ALBIOMED sh.p.k | 21.11.2022 | QIAGEN GmbH Qiagen Str. 1 40724 Hilden Germany | QuantiFERON -TB Gold Plus (QFT-Plus) 2 plate Kit ELISA-- REF 622120; QuantiFERON -TB Gold Plus (QFT-Plus) Reference Lab Pack- REF 622822; QuantiFERON -TB Gold Plus (QFT-Plus) Blood Collection Tubes REF 622222 and 623222; QuantiFERON -TB Gold Plus (QFT-Plus) Blood Collection Tubes REF 622526 and 623526; QuantiFERON -TB Gold Plus (QFT-Plus) Blood Collecton Tubes Pack REF 622423 and 623423; | in vitro | Per diagnostikim ndaj mykobakteriumit te turbekulozit. | Pajisje diagnostikimi in vitro
13133 | Infusion Sets: IV-4-1, IV-5-2, IV-6-1, IV-6-2, IV-6-3, IV-6-4, IV-6-5 | Galaxy | 24.11.2022 | Qingdao Hiprove Medical Technologies Co., Ltd. ROOM 403, NO.592, TONGHE ROAD 266035 QINGDAO P.R. of CHINA | Infusion Sets: IV-4-1, IV-5-2, IV-6-1, IV-6-2, IV-6-3, IV-6-4, IV-6-5 | lla | Pajisje mjekesore me sistem injektimi dhe tubi qe perdoret per administrimin parenteral te mjekimit | Pajisje një përdorimëshe
13134 | Bycycle ergometer "ebike" | Montal | 30.11.2022 | ergoline GmbH Lindenstr. 5 72475 Bitz, Germany | Bycycle ergometer "ebike" (sipas listes se bashkengjitur) | lla | Pajisje per zbulimin e ndryshimeve te metabolizmit oksidativ si dhe sherben per trajnimin e zemres per te pompuar gjakun ne menyre efikase | Pajisje elektromekanike
13135 | Pulse oximeters | GALAXY sh.p.k | 21.11.2022 | Shenzhen Jumper Medical Equipment Co., Ltd. D Building, No.71, Xintian Road, Fuyong Street, Baoan, Shenzhen, Guangdong China | Pulse oximeters | I | Aparature per matjen e nivelit te oksigjenit ne gjak dhe rrahjet e zemres. | Tjeter
13136 | Dilator and Dilator Sets; Hemostatis Devices | Montal | 30.11.2022 | Cook Incorporated 750 Daniels Way Bloomington,IN 47404 USA | Dilator and Dilator Sets; Hemostatis Devices (sipas listes se bashkengjitur) | lla | Pajisje gjinekologjike ne forme tamponi dhe pajisje per ndalimin e gjakederdhjes | Pajisje një përdorimëshe
13137 | Perclose ProGlide Suture Medicated Closure System: 12673-05; 12673 | Greemed sh.p.k | 30.11.2022 | ABBOTT VASCULAR, 3200 Lakeside Drive Santa Clara, California 95054, USA | Perclose ProGlide Suture Mediated Closure System: 12673-05; 12673 | IIb | Sistemi i mbylljes vaskulare i cili indikohet ne mbylljen perkutane të vendeve të aksesit të arterieve femorale të zakonshme | Pajisje te implantueshme aktive
13138 | Dispensing Tip Long Needle 30pcs | Eurodenta | 30.11.2022 | GC EUROPE N.V. Research Park Interleuvenlaan 33 B-3001 Leuven Belgium | Dispensing Tip Long Needle 30pcs - 901503 | l | Maja aplikatore shperndarese | Pajisje dentare
13139 | Disposable syringe set | Galaxy sh.p.k | 30.11.2022 | Qingdao Hiprove Medical Technologies Co., Ltd. Room403, No.592, Tonghe Road, Qingdao, China | Disposable syringe set: 1ml, 2ml, 3ml, 5ml, 10ml, 20ml, 30ml, 50ml, 60ml | Iia | Pajisje mjekesore me trupin plastik dhe age shpuese me qellim administrimin perenteral te mjekimit apo terheqjen e fluideve nga organizmi | Pajisje nje perdorimeshe
13140 | EasyElectrolytes and accessories | Biometric Albania sh.p.k | 30.11.2022 | Medica Corporation, 5 Oak Park Drive, Bedford, Massachusetts, 01730, USA | EasyElectrolytes and accessories: EasyElectrolyte Na/K/Cl, Na/K/Li (Sipas listes bashkengjitur) | In Vitro | Aksesore dhekonsumabel per analizatoret EasyElctrolye per matjen e elektroliteve ne gjak | Pajisje te diagnostikimit in vitro; Pajisje laboratori
13141 | EasyElectrolytes and accessories | Biometric Albania sh.p.k | 30.11.2022 | Medica Corporation, 5 Oak Park Drive, Bedford, Massachusetts, 01730, USA | EasyElectrolytes and accessories: EasyElectrolyte Na/K/Cl, Na/K/Li (Sipas listes bashkengjitur) | In Vitro | Aksesore dhekonsumabel per analizatoret EasyElctrolye per matjen e elektroliteve ne gjak | Pajisje te diagnostikimit in vitro; Pajisje laboratori
13142 | Audiometer | MSE sh.p.k | 30.11.2022 | PATH MEDICAL GmbH, Landsberger Strasse 65, 82110 Germering, Germany | Audiometer, OAE/AEP - Diagnostic Device, Tympanometer and Accessories: Sentiero (Type Handheld) - SOH100098 | Iia | Pajisje diagnostikuese per emetimet otoakustike, aparat i cili perdoret per te vleresuar m[rehtesine e degjimit | Tjeter
13143 | Intrauterine Insemination or In Vitro Fertilization Devices | Montal sh.p.k | 30.11.2022 | Cook Incorporated, 750 Daniels Way, Bloomington IN 47404, USA | Intrauterine Insemination or In Vitro Fertilization Devices (Sipas listes bashkengjitur) | Is | Jane pajisje mjekesore qe sherbejne per trajtimin e infertilitetit nepermjet procedures se fekondimit artificial | Pajisje nje perdorimeshe
13144 | Medical Lasers for surgery | Spitali Europian sh.p.k | 30.11.2022 | Eufoton S.r.l. via Flavia, 23/1 34148 Trieste - Italia | Medical Lasers for Surgery, Dentistry, Dermatology Medical Therapy, Gynecology, Aesthetic, vascular, Ent Medicine, Protcology and Plastic Surgery: LASEmaR 1500 - SUJI 7034 | IIb | Laser mjekesor me perdorime te shumta | Pajisje diagnostikuese dhe terapeutike me rrezatim
13145 | Sample containers | Galaxy sh.p.k | 30.11.2022 | Haimen Shengbang Laboratory Equipment CO., Ltd. No.16 Team, Sannan Village, Sanhe Town, Haimen City, China | Sample Container (Urine container; Stool Container) | In Vitro | Pajisje laboratorike, kontenitore me qellim mbledhjen e mostrave per kryerjen e analizave | Pajisje te diagnostikimit in vitro
13146 | EasyStat and accessories; EasyBloodGas and accessories | Biometric Albania sh.p.k | 01.12.2022 | Medica Corporation 5 Oak Park Drive, Bedford, Massachusetts, 01730, USA | EasyStat and accessories; EasyBloodGas and accessories (Sipas listes bashkengjitur) | in vitro | Aksesoere dhe konsumabel per matjen e nivelit te Gazrave ne gjak. | Pajisje diagnostikimi in vitro
13147 | EasyStat and accessories; EasyBloodGas and accessories | Biometric Albania sh.p.k | 01.12.2022 | Medica Corporation 5 Oak Park Drive, Bedford, Massachusetts, 01730, USA | EasyStat and accessories; EasyBloodGas and accessories (Sipas listes bashkengjitur) | in vitro | Aksesoere dhe konsumabel per matjen e nivelit te Gazrave ne gjak. | Pajisje diagnostikimi in vitro
13148 | Single Lumen Ovum Pick-up Needles; Double Lumen Ovum Pick-up Needles; | Montal sh.p.k | 01.12.2022 | William A.Cook Australia Pty.Ltd. 95 Brandl Street Eight Mile Plains QLD 4113, Australia | Single Lumen Ovum Pick-up Needles; Double Lumen Ovum Pick-up Needles;(Sipas listes bashkengjitur) | Iia | Sherbejne per aspirim transvaginal laparoskopik ose te drejtuar me ultratinguj dhe shperlarje te ovociteve nga folikulat ovariane. | Pajisje nje perdorimeshe
13149 | GC Micro Tip Applicator Red, 5 - 10006720 UDI-DI: ++J022MD0054K9 | Eurodenta sh.p.k | 01.12.2022 | GC EUROPE N.V. Research Park Interleuvenlaan 33 B-3001 Leuven Belgium | GC Micro Tip Applicator Red, 5 - 10006720 UDI-DI: ++J022MD0054K9 | I | Maja aplikatore. | Pajisje dentare
13150 | Monitor pacienti | Albaphoto sh.p.k | 01.12.2022 | Dixion Vertrieb medizinischer Geräte GmbH Couvenstraße 6, 40211 Düsseldorf, Germany | Patient Monitor: Storm 5500A-05 | IIb | Monitor pacienti | Tjeter
13151 | Non-sterile accessories of class I used in peritoneal dialysis | Incomed sh.p.k | 01.12.2022 | Baxter Healthcare S.A. Moneen Road, Castlebar, co. Mayo, F23 XR63, Ireland | Non-sterile accessories of class I used in peritoneal dialysis: Clamp for outlet port of PD bags - SPC4527 | I | Kapese per porten e dalkes per qeset qe perdoren ne dializen peritoneale | Tjeter
13152 | GC Mixing Dispensing and Elongation Tips | Eurodenta sh.p.k | 01.12.2022 | GC EUROPE N.V. Research Park Interleuvenlaan 33 B-3001 Leuven Belgium | GC Mixing Dispensing and Elongation Tips (Sipas listes bashkengjitur) | I | Maja miksuese dhe zgjatuese | Pajisje dentare
13153 | Ventilator/Aeros 4600 | Albaphoto sh.p.k | 01.12.2022 | Dixion Vertrieb medizinischer Gerate GmbH Couvenstrabe 6, 40211 Dusseldorf, Germany | Ventilator/Aeros 4600 | IIb | Ventilator. | Tjeter
13154 | Processor VP-7000 | Albaphoto sh.p.k | 01.12.2022 | FUJIFILM Corporation 26-30, Nishiazabu 2-chome, Minato-ku Tokyo 106-8620, JAPAN | Processor VP-7000 | I | Pajisje diagnostikuese mjekesore | Tjeter
13155 | Leads for Brady IPGs and Their Auxiliary Components | Biometric Albania sh.p.k | 01.12.2022 | St. Jude Medical Cardiac Rhythm Management Division 15900 Valley View Court Sylmar, CA 91342, USA | Leads for Brady IPGs and Their Auxiliary Components (Sipas listes bashkengjitur) | Te implantueshme aktive | Sonda qe lidhin aparatin Pacemaker me muskulin e zemres. | Pajisje te implantueshme aktive
13156 | VITABLOCS® TriLuxe forte | Çene sh.p.k | 01.12.2022 | VITA Zahnfabrik H. Rauter GmbH & Co. KG Spitalgasse 3 79713 Bad Sackingen, Germany | VITABLOCS® TriLuxe forte (Sipas listes bashkengjitur) | Iia | Blloqe qeramike qe perdoren ne sistemin Cad-Cam. | Pajisje dentare
13157 | Matrixes | Dana Dental P.Harisis & Co shpk | 01.12.2022 | E. Hahnenkratt G,bH, Benstr. 19, D-75203 Königsbach-Stein, Germany | Matrixes, Matrix Bands and Matrix Retainers (BUDI-DI++E206TD02MATRIXZW): Matrixes, micro-thin 0.04mm stainless steel - Nyström 40x1; Ivory 40x11; Tofflemire 40x101; Siqveland 40x150. Matrix Bands, micro-thin, stainless steel: Roll of 1m 10134; Roll of 3m 10334; Roll of 10m 10034. Matrix Retainers (BUDI-DI++E206TD02RETAINER3K) : Ivory 1.8x1; Nystrom 20, 20xI, 20xII, Tofflemire 21, 25. | I | Pajisje mjekesore me perdorim ne fushen e stomalogjise, instrumenta dentare | Pajisje dentare
13158 | Surgical Trays/Wash trays | Rodiopharma sh.p.k | 01.12.2022 | ALTATEC GmbH, Maybachstr.5, 71299 Wimsheim, Germany | Surgical Trays/Wash trays (Sipas listes bashkengjitur) | I | Tabaka per kirurgji dhe pastrimin e instrumentave dentare | Pajisje dentare; Instrumenta shumeperdorimeh
13159 | VITA VMK Master® | Çene sh.p.k | 01.12.2022 | VITA Zahnfabrik H. Rauter GmbH & Co. KG Spitalgasse 3 79713 Bad Sackingen, Germany | VITA VMK Master® (Sipas listes bashkengjitur) | Iia | Poecelan dentar | Pajisje dentare
13160 | VITABLOCS® Mark II | Çene sh.p.k | 02.12.2022 | VITA Zahnfabrik H. Rauter GmbH & Co. KG Spitalgasse 3 79713 Bad Sackingen, Germany | VITABLOCS® Mark II (Sipas listes bashkengjitur) | Iia | Blloqe qeramike qe perdoren ne sistemin Cad-Cam. | Pajisje dentare
13161 | VITA AKZENT® LC | Çene sh.p.k | 02.12.2022 | VITA Zahnfabrik, H. Rauter GmbH & Co. KG Spitalgasse 3, 79713 Bad Säckingen, Germany | VITA AKZENT® LC (Sipas listes bashkengjitur) | IIa | Material pluhur ose paste qe perdoret per ti dhene ngjyra/efekte porcelanit dentar | Pajisje laboratori
13162 | VITA AKZENT® Plus | Çene sh.p.k | 02.12.2022 | VITA Zahnfabrik, H. Rauter GmbH & Co. KG Spitalgasse 3, 79713 Bad Säckingen, Germany | VITA AKZENT® Plus (Sipas listes bashkengjitur) | IIa | Material pluhur ose paste qe perdoret per ti dhene ngjyra/efekte porcelanit dentar | Pajisje laboratori
13163 | VITAVM® 13 | Çene sh.p.k | 02.12.2022 | VITA Zahnfabrik, H. Rauter GmbH & Co. KG Spitalgasse 3, 79713 Bad Säckingen, Germany | VITAVM® 13 (Sipas listes bashkengjitur) | IIa | Porcelan dentar | Pajisje laboratori
13164 | VITA AMBRIA® | Çene sh.p.k | 02.12.2022 | VITA Zahnfabrik, H. Rauter GmbH & Co. KG Spitalgasse 3, 79713 Bad Säckingen, Germany | VITA AMBRIA® (Sipas listes bashkengjitur) | IIa | Material laboratori dentar per tekniken me press qe perdoret per ura dhe kurora | Pajisje laboratori
13165 | VITA MFT® | Çene | 02.12.2022 | Vita Zahnfabrik H.Rauter GmbH & Co. KG Spitalgasse 3 79713 Bad Säckinger, Germany | VITA MFT® (sipas listes se bashkengjitur) | lla | Dhembe artificial rezine per proteza | Pajisje laboratori
13166 | VITAVM®9 | Çene | 02.12.2022 | Vita Zahnfabrik H.Rauter GmbH & Co. KG Spitalgasse 3 79713 Bad Säckinger, Germany | VITAVM®9 (sipas listes se bashkengjitur) | lla | Porcelan dentar qe perdoret per strukturat e zirkonit | Pajisje laboratori
13167 | CERALOG® system | Rodiopharma sh.p.k | 02.12.2022 | ALTATEC GmbH Maybachstr. 5 71299 Wimsheim Germany | CERALOG® system (Sipas listes bashkengjitur) | I | Komponente per sherimin e indeve te buta per sistemin e implanteve. | Pajisje dentare
13168 | CAMLOG®/CONELOG® PROGRESSIVE-LINE | Rodiopharma sh.p.k | 02.12.2022 | ALTATEC GmbH Maybachstr. 5 71299 Wimsheim Germany | CAMLOG®/CONELOG® PROGRESSIVE-LINE (Sipas listes bashkengjitur) | I | Instrumenta dentare qe perdoren ne sistemin e implanteve. | Pajisje dentare
13169 | COMFOUR System | Rodiopharma sh.p.k | 02.12.2022 | ALTATEC GmbH Maybachstr. 5 71299 Wimsheim Germany | COMFOUR System (Sipas listes bashkengjitur) | I | Sistem qe mundeson protezim te menjerehshem. | Pajisje dentare
13170 | Titanium base CAD/CAM abutments | Rodiopharma sh.p.k | 02.12.2022 | ALTATEC GmbH Maybachstr. 5 71299 Wimsheim Germany | Titanium base CAD/CAM abutments (Sipas listes bashkengjitur) | I | Abatment. | Pajisje dentare
13171 | Dental medical devices: cleaning and rinsing endodontic solutions: TUBULICLEAN | Albadent Group | 05.12.2022 | GIOVANNI OGNA & FIGLI S.r.l. Via Figini, 41 20835 Muggiò (MB), Italy | Dental medical devices: cleaning and rinsing endodontic solutions: TUBULICLEAN | lla | Solucion per te hequr njollen qe krijohet gjate instrumenteve manuale, mekanike te sistemit te kanalit rrenjesor | Pajisje dentare
13172 | Varicex® E, F, S, T, (Zinc Paste Bandage) | Gen-Alb Farma sh.pk | 05.12.2022 | Lohmann & Rauscher International GmbH & Co. KG, Westerwaldstasse 4, D-56579 Rengsdorf, GERMANY | Varicex® E, F, S, T, (Zinc Paste Bandage) E - REF 20620 F - REF 20600-20602 S - REF 20630-20632, 20635-20637, 23634 T - REF 20612 | l | Fashë e ngopur me pastë zinku | Pajisje një përdorimëshe
13173 | Single-use trephines | Gen-AlbFarma sh.pk | 05.12.2022 | GEUDER AG, Hertzstr. 4, 69126 Heidelberg, Germany | Single-use trephines (sipas listes se bashkengjitur) | lla | Teh kirurgjikale steril, oftalmik të krijuar për të prerë | Pajisje oftalmike dhe optike
13174 | Dental materials | Eurodenta sh.p.k | 05.12.2022 | GC EUROPE N.V. Research Park Interleuvenlaan 33 B-3001 Leuven Belgium | Dental Materials (sipas listës bashkëngjitur) | IIa | Tubeta kompoziti per ekstetike, kapsula kompoziti, bond etj | Pajisje dentare
13175 | Cutanplast Dental Ogna | Albadent Group sh.p.k | 05.12.2022 | Mascia Brunelli S.p.A. Viale Monza 272, 20128 milano, Italy | Cutanplast DENTAL Ogna 10x10x10mm, package of 24 pcs, 05621031 | III | Eshte nje sfungjer steril xhelatin me nje efekt te theksuar hemostatik qe do te thote se siperfaqja e tij poroze shkankton shkeputjen e shpejte te pllakave te gjakut | Pajisje dentare
13176 | Brilliant Peel | Gen-Alb Farma sh.p.k | 05.12.2022 | Fluoron GmbH Magirus-Deutz-Str. 10, 89077 Ulm, Germany | Brilliant Peel® : Vial G-81005; Syring G-81010. Brilliant Peel® Dual Dye: Vial G-81025; Syringe G-81015 (BUDI-DI 4260160455025H | Iia | Eshte nje ngjyrues i destinuar per tu perdorur per undet\strukturat e syrit gjate operacionit per te rritur dukshmerine e tyre. | Pajisje nje perdorimeshe
13177 | Electrode, unipolar, angled | Montal | 05.12.2022 | Karl Storz SE & Co. KG Dr.-Karl-Storz-Strabe 34 78532 Tuttlingen Germany | Electrode, unipolar, angled: 011110-10 | IIb | Pajisje mjekesore elektrike nje polare qe sherben per realizimin e rezektimit endokopik | Instrumenta shumeperdorimesh
13178 | Connectors & Skin Fixation Disks | Montal | 05.12.2022 | Argon Medical Devices, Inc. 1445 Flat Creek Road Athens, Texas 75751, USA | Connectors & Skin Fixation Disks (sipas listës bashkëngjitur) | Is | Jane aksesore sterile per pajisje drenazhimi dhe instrumenta kirurgjikale | Pajisje nje perdorimeshe
13179 | Dental material, filling/restorative, polymer based; Dental Etching agent; Dental bonding agent, polymer based; Dental Glass Ionomer Cement; Cement, dental polymer based | Amba Dent Albania sh.p.k | 06.12.2022 | SDI LIMITED 3-15 BRUNSDON STREET BAYSWATER, VICTORIA 3153, AUSTRALIA AU-MF-000024633 | Dental material, filling/restorative, polymer based; Dental Etching agent; Dental bonding agent, polymer based; Dental Glass Ionomer Cement; Cement, dental polymer based (Sipas listes bashkengjitur) | Iia | Kompozite, zbardhues, bonde, cemente. | Pajisje dentare
13180 | Compressor Nebulizer: F. Bosch - Vitaneb Handy; Digital Blood Pressure Monitor: F. Bosch - Smart - Praktisch II; | Visionary Group sh.p.k | 06.12.2022 | Trimpeks Ithalat Ihracat Turizm Ve Ticaret A.S. Sultan Selim Mah. Yunus Emre Cad. No.1 D:11 Kagithane, Istanbul Turkey | Compressor Nebulizer: F. Bosch - Vitaneb Handy; Digital Blood Pressure Monitor: F. Bosch - Smart - Praktisch II; | Iia | Aparat aerosoli dhe aparat per matjen e tensionit te gjakut. | Pajisje elektromekanike
13181 | Vivid E80 v206; Vivid E90 v206; Vivid E95 v206; Vivid E v203 v204 to v206 UPG | Montal sh.p.k | 06.12.2022 | GE Vingmed Ultrasound A/S Strandpromenaden 45, 3191 Horten, NORWAY | Vivid E80 v206; Vivid E90 v206; Vivid E95 v206; Vivid E v203 v204 to v206 UPG (Sipas listes bashkengjitur) | Iia | Sisteme imazherie ultrasound te destinacionit te pergjithshem. | Pajisje diagnostikuese dhe terapeutike me rrezatim
13182 | Depurdent | Albadent Group sh.p.k | 07.12.2022 | Giovanni OGNA & FIGLI S.r.l. Via Figini, 41 20835 Muggio (MB) Italy | Depurdent | I | Paste zbardhuese . | Pajisje dentare
13183 | Omnischirmer: OS10, OS100, OS300 | GEN-ALB FARMA Sh.p.k | 07.12.2022 | Omni lens Pvt. Ltd, 5-SAMRUDDHI Opp. Sakar-III, Navarangpura, Ahmedabad, Gujarat,India-380014 | Omnischirmer: OS10, OS100, OS300 | Is | Teste per matjen e shkalles se sekretimit te lotit. | Pajisje nje perdorimeshe
13184 | Orthopedic cements | OrthoNet 360 sh.p.k | 07.12.2022 | SYNIMED, Z.A. de L'Angle - 19370 Chamberet, France | Orthopedic cements: SYNICEM 1x20g - 880018; SYNICEM 1 - 880021; SYNICEM 3x40g - 880305; SYNICEM 3 - 880331; SYNICEM VTP CEMENT - 880810 | IIb | Cemente ortopedike qe perdoren per fiksime kockore. | Pajisje te implantueshme jo aktive
13187 | Disposable Collection System | Montal | 07.12.2022 | Medela AG, Lättichstrasse 4b, 6341 Baar,6340 Baar, Switzerland | Disposable Collection System (Basic UDI-DI: 07612367rvbnaeQL) (sipas listes se bashkengjitur) | l | Pajisje per grumbullimin dhe asgjesimin e sigurte te lengjeve te thithura | Instrumenta shumeperdorimesh
13188 | SKATER™ Drainage Catheters and Kits; SKATER™ Centesis Catheter; Access Needles; Breast Localization Needles; Biliary and TCD Drainage Catheters | Montal sh.p.k | 09.12.2022 | Argon Medical Devices, Inc. 1445 Flat Creek Road Athens, Texas 75751, USA | SKATER™ Drainage Catheters and Kits; SKATER™ Centesis Catheter; Access Needles; Breast Localization Needles; Biliary and TCD Drainage Catheters (Sipas listes bashkengjitur) | Iia;Iib; | Katetere dhe pajisje te aksesueshme per aplikime nje perdorimeshe intravaskulare dhe jovaskular. | Pajisje nje perdorimeshe
13189 | Antimicrobial wound dressing | Layo sh.p.k | 07.12.2022 | Smith & Nephew Medical Ltd. 101 Hessle Road, Hull, HU3 2BN, United Kingdom | Antimicrobial wound dressing (sipas listës bashkëngjitur) | III | Veshje per mjekimin e plageve, absorbuese, antimikrobiale | Pajisje nje perdorimeshe
13190 | Steam Sterilizer | Adente Europe sh.p.k | 07.12.2022 | Tonsor Medical Instrument Co., ltd. Chenjia Road, Zhangqi Industrial Park, Cixi City 315313, Zhejiang, P.R. of China | Steam Sterilizer | IIb | Autoklave [er sterilizimin e instrumentave te ndryshem dentar | Pajisje dentare
13191 | oXiris - Set - 973002 | Incomed | 07.12.2022 | Baxter Healthcare SA Thurgauerstrasse 130, 8152 Glattpark (Opficon) Switzerland | DIALYSERS FOR SPECIAL HAEMODIAFILTRATION AND OTHER THERAPIES: oXiris - Set - 973002 | lll | Filtra per pajisjen e dializes se vazhdueshme | Pajisje një përdorimëshe
13192 | BiCart 720 -955833 | Incomed | 07.12.2022 | Gambro Lundia AB. Box 10101 Magistratsvagen 16 SE-220 10 Lund Sweden | Haemodialysis concentrate: BiCart 720 - 955833 | llb | Bikarbonat Natriumi per trajtimin e Biodializes | Tjeter
13193 | Zimmer® Trabecular Metal™ Reverse Shoulder System | Trimed sh.p.k | 07.12.2022 | Zimmer Inc. 1800 W. Center Street, Warsaw, Indiana, 46580 USA | Zimmer® Trabecular Metal™ Reverse Shoulder System (sipas listës bashkëngjitur) | III | Sistemi perfshin pajisje te implantueshme jo aktive te perdoren ne nderhyrjet e kirurgjise te shpatulles | Pajisje te implantueshme jo aktive
13194 | Pulse Oximeter: SB100 | Megapharm | 07.12.2022 | Rossmax Innotek Corp. 12F, No 189, Kang Chien Rd. Taipei 114, Taiwan | Pulse Oximeter: SB100 | llb | Pajisje per matjen e nivelit te oksigjenit ne trup | Tjeter
13195 | Dental Materials | Adent Europe | 07.12.2022 | Prevest Denpro Limited Export Promotion Industrial Park (EPIP), Bari Brahamana, Jammu-181133, India | Dental Materials (sipas listes se bashkengjitur) | lla | Materiale restauruese, ngjitese, cement, material mbushes I perkohshem, trajtues kanali rrenje, materiale endodontike | Pajisje dentare
13196 | Okmeter direct glucometer Blood Glucose Monitoring System | Fufarma | 07.12.2022 | OK Biotech Co., Ltd. No.91, Sec. 2, Gondao 5th Road 30070 Hsinchu City, Taiwan | Okmeter direct glucometer Blood Glucose Monitoring System: Including Blood Glucose Meter, Blood glucose test Strips & Control Solution, Model: OK-1NX (x=blank, J) (Meter: OK-1NJ; Strip: OK1; Control Solution: GCS) | In Vitro | Aparat per monitorimin e glukozes ne gjak, duke perfshire fishat, glukoze meter dhe kontrolle | Pajisje te diagnostikimit in vitro
13197 | OPTI-FREE EXPRESS MPDS | Pegasus | 09.12.2022 | Alcon Laboratories, Incorporated 6201 South Freeway Fort Worth, TX 76134-2099 USA | Multi-purpose soft lens solution: OPTI-FREE EXPRESS MPDS - 90746 (Basic UDI-DI: 038065GMN000098HN) | llb | Produkte per kujdesin e lenteve, pastimi dezinfektimi dhe ruajtja | Pajisje oftalmike dhe optike
13198 | Laser Probe | Pegasus | 09.12.2022 | Alcon Laboratories, Incorporated 6201 South Freeway Fort Worth, TX 76134-2099 USA | Laser Probe (sipas listes se bashkengjitur) | llb | Instrumente qe perdoren ne kirurgjine e syrit | Pajisje oftalmike dhe optike
13199 | Quik-Plus ® Pak, InnoVit Probe, Accurus Vitrectomy Probe | Pegasus | 09.12.2022 | Alcon Laboratories, Incorporated 6201 South Freeway Fort Worth, TX 76134-2099 USA | Quik-Plus ® Pak, InnoVit Probe, Accurus Vitrectomy Probe (sipas listes se bashkengjitur) | lla; llb | Pajijse qe perdoren nga mjeket okulist per procedura oftalmologjike anteriore dhe posteriore | Pajisje oftalmike dhe optike
13200 | Constellation Viscous Fluid control (VFC) Pak Assembly - 8065750957 | Pegasus | 09.12.2022 | Alcon Laboratories, Incorporated 6201 South Freeway Fort Worth, TX 76134-2099 USA | Constellation® Viscous Fluid Control (VFC) Pak Assembly - 8065750957 | lla | Pajisje qe perdoren nga kirurget per nderhyrjet ne retinen e syrit | Pajisje oftalmike dhe optike
13201 | Determine ™ HBsAG 2 | Pegasus sh.p.k | 09.12.2022 | Abbott Diagnostics Medical Co., Ltd. 357 Matsuhidai, Matsudo-shi, Chiba, 270-2214, Japan | Determine ™ HBsAG 2: 7D 2946; 7D2947 | In Vitro | Eshte nje test me ndjeshmeri te larte analitike per tu perdorur per per identifikimin e sakte te HBsAG pozitiv. | Pajisje te diagnostikimt in vitro
13202 | EDTA Capillary Tubes | Pegasus sh.p.k | 09.12.2022 | Abbott Diagnostics Medical Co., Ltd. 357 Matsuhidai, Matsudo-shi, Chiba, 270-2214, Japan | EDTA Capillary Tubes: 7D2227 (BUDI-DI457122647DCN00032E) | In Vitro | Jane eproveta per mbledhjen e gjakut | Pajisje te diagnostikimt in vitro
13203 | Chase Buffer | Pegasus sh.p.k | 09.12.2022 | Abbott Diagnostics Medical Co., Ltd. 357 Matsuhidai, Matsudo-shi, Chiba, 270-2214, Japan | Chase Buffer: 7D2243 (BUDI-DI 457122647DCN00012A) | In Vitro | Solucion qe perdoret ne intrumenta per te mundesuar migrimin e mostres dhe konjugimin permeser pajisjes se proves kur testohen mostrat e gjakut. | Pajisje te diagnostikimt in vitro
13204 | Architect Ca19-9 Reagent Kit | Pegasus sh.p.k | 09.12.2022 | Abbot GmbH & Co. KG, Max-Planck-Ring 2, 65205 Wiesbaden, Germany | ARCHITECT CA 19-9xr Reagent Kit: 2K91-24; 2K91-32; 2K91-39; ARCHITECT CA 19-9xr Calibrators: 2K91-03; ARCHITECT CA 19-9xr Controls: 2K91-12. | In Vitro | Eshte nje imunoanalize mikrogrimcash kemiluminishente qe perdorur per percaktimin sasior te percaktuesve reaktive ne serumin njerezor. | Pajisje te diagnostikimt in vitro
13205 | Architect Free T3 Reagent Kit | Pegasus sh.p.k | 09.12.2022 | Abbot Ireland Diagnostics Division Lisnamuck, Longford, Co. Longford, Ireland | ARCHITECT Free T3 Reagent Kit: 7K63-27; 7K63-32; 7K63--37; ARCHITECT Free T3 Calibrators: 7K63-02; ARCHITECT Free T3 Controls: 7K63-12 | In Vitro | Reagente, kalibratore, reagent kontrolli te perdorur per analizen e mikrogrimcave keminilushente per analizen e trijodtironines ne serumin dhe plazmen humane. | Pajisje te diagnostikimt in vitro
13206 | Comprehensive Shoulder System | Trimed | 09.12.2022 | Biomet Orthopedics 56 East Bell Drive P.O. Box 587 Warsaw, Indiana 46581 USA | Comprehensive Shoulder System: Hybrid Glenoid Base 4mm Small - 113952; Hybrid Glenoid Base 4mm Medium - 113954;Hybrid Glenoid Base 4mm Large - 113956 | lll | Pajisje qe perdoren per nderhyrjet artro-kirurgjikale te artikulacionit skapulo-humeral | Pajisje te implantueshme jo aktive
13207 | Hemodialysis Treatment Equipment AK 98 | Incomed sh.p.k | 09.12.2022 | Gambro Lundia AB Box 10101 Magistratsvägen 16 SE-220 10 Lund Sweden | Hemodialysis Treatment Equipment AK 98 | IIb | Pajisje per trajtim hemodialize. | Pajisje elektromekanike
13208 | Integral dental unit: CX-2305; CX-2311; CX--8000; CX-8900; CX-9000 | ADENT EUROPE sh.p.k | 09.12.2022 | Foshan Chuangxin Medical Apparatus Co., Ltd. Eastern Industrial Development Zone, Xiadong Chongkou Pingliu Road, Guicheng Street, Nanhai District, Foshan City, Guandong Provinve P.R.China | Integral dental unit: CX-2305; CX-2311; CX--8000; CX-8900; CX-9000 | Iia | Unite dentare integrale. | Pajisje dentare
13209 | AOSEPT PLUS with Hydraglyde - 120947A | Pegasus sh.p.k | 09.12.2022 | Alcon Laboratories, Incorporated 6201 South Freeway, Fort Worth, Texas 76134-2099, USA | AOSEPT PLUS with Hydraglyde - 120947A | IIb | Solucion per lentet e kontaktit | Pajisje oftalmike dhe optike
13210 | BD Vacutainer™ 24-Hour Urine Specimen Container - 364982 | Pegasus sh.p.k | 09.12.2022 | Becton Dickinson and Company 9BD) 1 Becton Drive Franklin Lakes, NJ 07417 USA | BD Vacutainer™ 24-Hour Urine Specimen Container - 364982 | In Vitro | Kontenitore per marrjen e mostrave te urines | tjeter
13211 | Aeromonas Yersinia Agar -254443; Hektoen Enteric Agar-254009; Hektoen Enteric Agar- 254075; MacConkey Agar with Sorbitol- 254455; TCBS Agar- 254432; Yersinia Selective Agar (CIN)- 254056; Yersinia Selective Agar (CIN)- 254088; | Pegasus sh.p.k | 09.12.2022 | Becton Dickinson GmbH Tullastrasse 8-12 69126 Heidelberg/Germany | Aeromonas Yersinia Agar -254443; Hektoen Enteric Agar-254009; Hektoen Enteric Agar- 254075; MacConkey Agar with Sorbitol- 254455; TCBS Agar- 254432; Yersinia Selective Agar (CIN)- 254056; Yersinia Selective Agar (CIN)- 254088; | In Vitro | Pjata agari. | tjeter
13212 | AIR OPTIX - BUDI-DI 038065GMN000109H2 ; AIR OPTIX for Astigmatism - BUDI-DI 038065GMN000112GP ; AIR OPTIX AQUA - BUDI-DI 038065GMN000110GK; AIR OPTIX AQUA Multifocal - BUDI-DI 038065GMN000114GT; AIR OPTIX Plus Hydraglyde - BUDI-DI 038065GMN000111GM; AIR OPTIX Plus HydraGlyde Multifocal - BUDI-DI 038065GMN000115GV ; AIR OPTIX Plus HydraGlyde for Astigmatism - BUDI-DI 038065GMN000113GR | Pegasus sh.p.k | 09.12.2022 | Alcon Laboratories, Incorporated 6201 South Freeway, Fort Worth, TX 76134-2099, USA | AIR OPTIX - BUDI-DI 038065GMN000109H2 ; AIR OPTIX for Astigmatism - BUDI-DI 038065GMN000112GP ; AIR OPTIX AQUA - BUDI-DI 038065GMN000110GK; AIR OPTIX AQUA Multifocal - BUDI-DI 038065GMN000114GT; AIR OPTIX Plus Hydraglyde - BUDI-DI 038065GMN000111GM; AIR OPTIX Plus HydraGlyde Multifocal - BUDI-DI 038065GMN000115GV ; AIR OPTIX Plus HydraGlyde for Astigmatism - BUDI-DI 038065GMN000113GR | Iia | Jane lente te buta kontakti me funksion korrektimin optik te shikimit, per astigmatizem minimal, per perdorim ditor ose te zgjatur | Pajisje oftalmike dhe optike
13213 | BD Brilliant Green Agar – 212097- UDI-DI 038290CUXULZHYNX; BD Desoxycholate Agar - 254010 - UDI-DI - 038290CWSKEGWDE5; BD Drigalski Lactose Agar- 256500 UDI-DI 038290DPWWCLTKH9; BD Drigalski Lactose Agar with Ceftazidime 256525 UDI-DI 038290DQCDSGOL5F ; BD EMB Agar, Modified 254014 UDI-DI 038290CXVTKOXRNH; BD Endo Agar : 254016; 254074 UDI-DI 038290CZDHUECIA8; BD MacConkey II Agar: 254025; 254078 UDI-DI 038290CZMJWGVXJ2; BD Salmonella Shigella Agar: 254047; 254085 UDI-DI 038290DAOCYIWQ46; BD XLD Agar: 254055; 254090 UDI-DI 038290DCQMDAEU27 | Pegasus sh.p.k | 09.12.2022 | Becton Dickinson GmbH Tullastrasse 8-12 69126 Heidelberg/Germany | BD Brilliant Green Agar – 212097- UDI-DI 038290CUXULZHYNX; BD Desoxycholate Agar - 254010 - UDI-DI - 038290CWSKEGWDE5; BD Drigalski Lactose Agar- 256500 UDI-DI 038290DPWWCLTKH9; BD Drigalski Lactose Agar with Ceftazidime 256525 UDI-DI 038290DQCDSGOL5F ; BD EMB Agar, Modified 254014 UDI-DI 038290CXVTKOXRNH; BD Endo Agar : 254016; 254074 UDI-DI 038290CZDHUECIA8; BD MacConkey II Agar: 254025; 254078 UDI-DI 038290CZMJWGVXJ2; BD Salmonella Shigella Agar: 254047; 254085 UDI-DI 038290DAOCYIWQ46; BD XLD Agar: 254055; 254090 UDI-DI 038290DCQMDAEU27 | In Vitro | Pjata agari. | tjeter
13214 | Anatomical Shoulder™ System | Trimed sh.p.k | 13.12.2022 | Zimmer GmbH Sulzerallee 8 8404 Winterthur Switzerland | Anatomical Shoulder™ System (Sipas listes bashkengjitur) | III | Pajisje qe perdoren ne nderhyrjet kirurgjikale te shpatulles. | Pajisje te implantueshme jo aktive
13215 | Lead Model 6996SQ: 6996SQ41; 6996SQ58; 6996SQ85; | O.E.S Distrimed sh.p.k | 13.12.2022 | Medtronic, Inc. 710 Medtronic Parkway Minneapolis, MN 55432 USA | Lead Model 6996SQ: 6996SQ41; 6996SQ58; 6996SQ85; | III | Elektroda te implantueshme aktive per perdorim subcutan, per rregullim te ritmit endocardial qe perdoren ke kardiologji. | Pajisje te implantueshme aktive
13216 | DENTAL UNITS- ANTHOS: -A5 CONTINENTAL; -A5 INTERNATIONAL;- A5 CART;- A5 SINGLE CART; -A5 IDRICO SINGOLO; -A6 PLUS CONTINENTAL; -A6 PLUS INTERNATIONAL; -A7 PLUS CONTINENTAL; -A7 PLUS INTERNATIONAL; -L6 CONTINENTAL;- L6 SIDE DELIVERY; -L9 CONTINENTAL; -L9 SIDE DELIVERY; -A3 PLUS CONTINENTAL;-A3 PLUS INTERNATIONAL;- R7 CONTINENTAL; -R7 INTERNATIONAL; -R7 CART; -R7 M CONTINENTAL;-R7 M INTERNATIONAL; -R7 ORTHO; -SURGICAL SINGLE CART | Albadent Plus sh.p.k | 13.12.2022 | CEFLA s.c. Via Selice Provinciale, 23 (A) 40026 Imola (BO) Italy | DENTAL UNITS- ANTHOS: -A5 CONTINENTAL; -A5 INTERNATIONAL;- A5 CART;- A5 SINGLE CART; -A5 IDRICO SINGOLO; -A6 PLUS CONTINENTAL; -A6 PLUS INTERNATIONAL; -A7 PLUS CONTINENTAL; -A7 PLUS INTERNATIONAL; -L6 CONTINENTAL;- L6 SIDE DELIVERY; -L9 CONTINENTAL; -L9 SIDE DELIVERY; -A3 PLUS CONTINENTAL;-A3 PLUS INTERNATIONAL;- R7 CONTINENTAL; -R7 INTERNATIONAL; -R7 CART; -R7 M CONTINENTAL;-R7 M INTERNATIONAL; -R7 ORTHO; -SURGICAL SINGLE CART | Iia | Poltrona dentare qe sherbejne per kryerjen e manipulimeve dentare. | pajisje dentare
13217 | Yellow Porcelain Etch: 2ml | Delta Dent sh.p.k | 14.12.2022 | Przedsiebiorstwo Produkcyjno-Handlowe CERKAMED Wojciech Pawlowski ul.Kwiatkowskiego 1, 37-450 Stalowa Wola, POLONI | Yellow Porcelain Etch: 2ml Udi-DI: 590755302YELLPORETCHR2 | I | Ngjites porcelani | pajisje dentare
13218 | Midas Rex Legend and MR8 Attachments | O.E.S Distrimed | 14.12.2022 | Medtronic Powered Surgical Solutions 4620 North Beach Street Fort Worth, TX 76137 USA | Midas Rex Legend and MR8 Attachments (sipas listes se bashkengjitur) | l; lla | Sisteme motorike,, instrumenta kirurgjikal dhe aksesore ndihmes per neurokirurgji | Instrumenta shumeperdorimesh
13219 | Silver Graft Helix | O.E.S Distrimed | 14.12.2022 | Aesculap AG AM Aesculap-Platz 78532 Tuttlingen, Germany | Silver Graft Helix (sipas listes se bashkengjitur) | lll | Grafte vaskulare te implantueshme, perdorim ne kirurgjine vaskulare | Pajisje te implantueshme jo aktive
13220 | Endoscopic Washer and Disinfector Device | MSE sh.p.k | 14.12.2022 | Detro Healthcare Kimya Sanayi A.Ş. Atatürk Mah. Cemal Gürsel Cad. No:8, Esenyurt, Istanbul/TÜRKIYE | Endoscopic Washer and Disinfector Device (sipas listës bashkëngjitur) | IIb | Pajisje per pastrues dhe dezinfektues endoskopi, i cili synon te perdoet per larjen e instrumentave | Tjeter
13221 | Materiale dentare | Delta Dent sh.p.k | 14.12.2022 | Przedsiebiorstwo Produkcyjno-Handlowe CERKAMED Wojciech Pawlowski ul.Kwiatkowskiego 1, 37-450 Stalowa Wola, Poland | Medical devices for dentistry (sipas listes bashkengjitur) | Iia | Materiale dentare te ndryshme | Pajisje dentare
13222 | Urine Pregnancy Test | Trimed sh.p.k | 14.12.2022 | Blue Cross Bio-Medical (Beijing) Co., Ltd. Beiqijia Industry Zone, Changping District, 102209 Beijing, PR of China | SureCheck Pregnancy Test Strip, Cassette and Midstream: One Step HCG Pregnancy Test | In Vitro | Eshte nje test per vete perdorim, i dizenjuar per percaktimin cilesor te gonadotropines korionike humane ne urine, per zbulimin e shtatzanise | Pajisje te diagnostikimit in vitro
13223 | Solitaire™ X revascularization Device: SFR4-4-20-05; SFR4-4-20-10; SFR4-4-40-10; SFR4-6-20-10; SFRA-6-24-06; SFR4-6-40-10; | O.E.S Distrimed sh.p.k | 14.12.2022 | Micro Therapeutics, Inc DBA ev3 Neurovascular 9775 Toledo Way Irvine, CA 92618 USA | Solitaire™ X revascularization Device: SFR4-4-20-05; SFR4-4-20-10; SFR4-4-40-10; SFR4-6-20-10; SFRA-6-24-06; SFR4-6-40-10; | III | Pajisje per rivaskularizimin ne procedurat intervenuese te goditjes ne tru. | Pajisje nje perdorimeshe
13224 | Rubber-Dam: Rubber-Dam Green; Rubber-Dam Blue; Rubber-Dam Black | Delta Dent | 14.12.2022 | Przedsiebiorstwo Produkcyjno Handlowe CERKAMED Wojciech Pawłowski 37-450 STALOWA WOLA, ul. Kwiatkowskiego 1, Poland | Rubber-Dam: Rubber-Dam Green; Rubber-Dam Blue; Rubber-Dam Black | l | Materiale dentare | Pajisje dentare
13225 | NovaLine - BL 105; NovaLine - BL 120N; NovaLine - BL 121 P HDF; NovaLine - BL 122 P; | Incomed sh.p.k | 14.12.2022 | Vital Healthcare Sdn. Bhd. Lot.3, Jlan Sultan Mohamed 3, Bandar Sultan Sulaiman, 42000 Pelabuhan Klang, Selangor Klang, Selangor Darul Ehsan, Malaysia | NovaLine - BL 105; NovaLine - BL 120N; NovaLine - BL 121 P HDF; NovaLine - BL 122 P; | Iia | Set tubash per hemodialize. | Pajisje nje perdorimeshe
13226 | ULTRAFILTER U 9000 PLUS - 955825; | Incomed sh.p.k | 14.12.2022 | GAMBRO Dialysatoren GmbH Holger-Crafoord-Strasse 26 72379 Hechingen, Germany | ULTRAFILTER U 9000 PLUS - 955825; | IIb | Filtra per pastrimit te ujin ne aparat dialize. | Pajisje nje perdorimeshe
13227 | Miscellaneous Knee Instrumentation Devices | Trimed sh.p.k | 14.12.2022 | Biomet Orthopedics 56 East Bell Drive P.O. Box 587 Warsaw, Indiana 46581 USA | Miscellaneous Knee Instrumentation Devices: Knee, Non-Sterile Instrumentation (sipas listes bashkengjitur) | I | Instrumenta shumeperdorimeshe te cilat perdore ne nderhyrjet kirurgjikale te endoporotezimit te gjurit per implantimine komponeneteve perkates | Instrumenta shume perdorimesh
13228 | Trabecular Metal Modular Acetabular Shells | Trimed sh.p.k | 14.12.2022 | Zimmer, Inc. 1800W, Center Street Warsaw, Indiana 46580, USA | Trabecular Metal Modular Acetabular Shells (Sipas listes bashkengjitur) | III | Pajisje qe perdoren ne nderhyrje artro-kirurgjikale te artikulacionit kokso-femoral. | Tjeter
13229 | Vanguard Knee Instrumentation | Trimed sh.p.k | 14.12.2022 | Biomet Orthopedics 56 East Bell Drive P.O. Box 587 Warsaw, IN 46581 USA | Vanguard Knee Instrumentation (Sipas listes bashkengjitur) | I, Iia | Instrumenta per nderhyrjen artro-kirurgjikale per te lehtesuar implantimin dhe ekspalntimin e implanteve. | Tjeter
13230 | Devices for recording X-ray imaging for intra oral images: Castellini - X-PSP; Dental intraoral systems: Castellini - RX DC; Digital radiography systems: Castellini - X-VS; Panoramic, Cephalometric and tomograpgic X-ray system: Castellini - X-Radius Trio Plus; Castellini - 708N-X-Radius Compact | ALBADENT plus shpk | 14.12.2022 | Cefla s.c. via Selice Provinciale, 23/A 40026 Imola (BO) Italy | Devices for recording X-ray imaging for intra oral images: Castellini - X-PSP; Dental intraoral systems: Castellini - RX DC; Digital radiography systems: Castellini - X-VS; Panoramic, Cephalometric and tomograpgic X-ray system: Castellini - X-Radius Trio Plus; Castellini - 708N-X-Radius Compact | lla; llb | Grafi dentare te ndryshme si panoramex cefalometri etj | Pajisje dentare
13231 | MemoPart™ Occluder System: MemoPart™ VSD Occluder, MemoPart™ ASD Occluder, MemoPart™ PDA Occluder, MemoPart™ PFO Occluder; MemoPart™ OccludeDelivery System; MemoPart™ Snare (sipas listes se bashkengjitur) | GP Medical Al | 14.12.2022 | Shanghai Shape Memory Alloy C.O., L.t.d, 1F and 5F, Tower 41, No. 258 Xinzhuan Road, Songjiang High-Tech Park, CaoHeJing Development District, Shanghai 201612, China | MemoPart™ Occluder System: MemoPart™ VSD Occluder, MemoPart™ ASD Occluder, MemoPart™ PDA Occluder, MemoPart™ PFO Occluder; MemoPart™ OccludeDelivery System; MemoPart™ Snare (sipas listes se bashkengjitur) | lll | Jane pajisje mbyllëse perkutane transkateterike te cilat perdoren per mbylljen jokirugjikale te duktusit arterial (PDA), lloje te ndryshme PFO, mbylljen e defekteve te septumit ventrikular perimembranoz. MemoPart™Snare perdoret per marrjen dhe manipulimin e trupave te huaj te vendosur ne sistemin kardiovaskular koronar dhe periferik. Sistemi i shperndarjes MemoPart Occluder eshte krijuar per te aplikuar pajisjet MemoPartTM Occluder. Sistemi i shperndarjes MemoPartTM Occluder ka per qëllim te siguroj nje rruge përmes se cilès pajisjet futen brenda dhomave dhe vaskulatures koronare te zemrës ose ne vaskulaturën periferike. | Pajisje te implantueshme jo aktive
13232 | Low Vacuum Postoperative Drainage Set, With Bellow and Connection Tube, With or Without PVC Drain, With or Without Needle REF:MS/113/500/16 | O.E.S Distrimed sh.p.k | 14.12.2022 | Chimed S.r.l. Via dell'Artigianato, 49 57121 Livorno, Italia | Low Vacuum Postoperative Drainage Set, With Bellow and Connection Tube, With or Without PVC Drain, With or Without Needle REF:MS/113/500/16 | Iia | Set drenazhimi postoperativ me vakum te ulet, me fryres ajri dhe tub lidhes me ose pa drenazh PVC me ose pa gjilpere. | Pajisje nje perdorimeshe
13233 | Corpectomy Devices Bundle | O.E.S Distrimed sh.p.k | 14.12.2022 | Medtronic Sofamor Danek USA, Inc. 1800 Pyramid Place Memphis, Tennessee 38132 USA | Corpectomy Devices Bundle (Sipas listes bashkengjitur) | Iia; Iib | Instrumenta, cage, mesha, rrjeta te implantueshme prej titaniumi. | Pajisje nje perdorimeshe
13234 | Dental Materials | Eurodenta | 14.12.2022 | VOCO GmbH Anton-Flettner-Straße 1-3 27472 Cuxhaven, Germany | Dental Materials (sipas listes se bashkengjitur) | lla | Cemente glazionomere, Kompozite rezinose, kompozite acidifikues, materiale ngjitese | Pajisje dentare
13235 | Philadelphia Collar | O.E.S Distrimed sh.p.k | 14.12.2022 | TSD Saglik Urunleri Sanayi ve Ticaret A.Ş Adil Mah. Ekol Cad. No: 12A Sultanbeyli, Instanbul | Philadelphia Collar: 940 L; 940M; 940 S (BUDI-DI 869877983REF94005) | I | Qafore cervikale | Pajisje asistive per persona me aftesi te kufizuar
13236 | MiniMed Reservoir | O.E.S Distrimed sh.p.k | 14.12.2022 | Medtronic MiniMed 18000 Devonshire Street Northridge,CA 91325 USA | MiniMed Reservoir® 1.8 ml (MMT-326, 326A); MiniMed Reservoir®3.0 ml (MMT-332, 332A); | Iia | Rezervuar per sisteme te monitorimit te vazhdueshem te glukozes, pajise per perdorim nga pacientet me diabet | Instrumenta shume perdorimesh
13237 | Infini Filler | Shift sh.p.k | 14.12.2022 | VIDA Srl, Via Galilleo Galilei, 4-56042 Crespina Lorenzane (PI) - Italy | Medical Devices for topical and injectable use: PREMIUM FILLER S ; PREMIUM FILLER M; PREMIUM FILLER L; PREMIUM FILLER XL ; PREMIUM FILLER SOFT LIPS ; FILLER B BODY; PREMIUM FILLER A ACQUABOOSTER | III | Pajisje te injektueshme ne indin epitelial per arsye korrigjimi estetik | Pajisje nje perdorimeshe
13238 | Steam Sterilizing Unit | Albadent Plus sh.p.k | 14.12.2022 | CEFLA S.C. 40026 Imola (BO) - Via Selice Provinciale 23/A (ITA) - Italy | Steam Sterilizing Unit: C-17S; C-22S; C-28S; C-17; C-22; C-28; C-17 PLUS; C-22 PLUS; C-28 PLUS; C-17T; C-22T; C-28T; C17 PLATINUM; C-22 PLATINUM; C-28 PLATINUM | IIb | Autoklave per sterilizimin e instrumentave te ndryshem dentar | Pajisje dentare
13239 | cobas® HPV: 07460155190; 09040544190; cobas® HPV Positive Control Kit: 07460171190; 09040552190 (Basic UDI-DI: 761333600556AR) | Evita | 14.12.2022 | Roche Molecular Systems, Inc. 1080 US Highway 202 South Branchburg, NJ 08876 USA | cobas® HPV: 07460155190; 09040544190; cobas® HPV Positive Control Kit: 07460171190; 09040552190 (Basic UDI-DI: 761333600556AR) | In Vitro | Test I automatizuar per zbulimin cilesor te AND-se te virusit HPV | Pajisje te diagnostikimit in vitro
13240 | cobas® PCR Media Kit - 06466281190; cobas® PCR Media Secondary Tube Kit - 07958048190; cobas® PCR Media Tube Replacement Cap Kit - 07958056190 (Basic UDI-DI: 761333601942B9) | Evita | 14.12.2022 | Roche Molecular Systems, Inc. 1080 US Highway 202 South Branchburg, NJ 08876 USA | cobas® PCR Media Kit - 06466281190; cobas® PCR Media Secondary Tube Kit - 07958048190; cobas® PCR Media Tube Replacement Cap Kit - 07958056190 (Basic UDI-DI: 761333601942B9) | In Vitro | Mjet transporti dhe ruajtje te stabilitetit te acidit nukleik ne mostrat e urines | Pajisje te diagnostikimit in vitro
13241 | cobas® HCV - 09040765190 Quantitative nucleic acid test for use on the cobas® 5800/6800/8800 Systems | Evita | 14.12.2022 | Roche Molecular Systems, Inc. 1080 US Highway 202 South Branchburg, NJ 08876 USA | cobas® HCV - 09040765190 Quantitative nucleic acid test for use on the cobas® 5800/6800/8800 Systems | In Vitro | Test per amplifikimin e acidit nukleik per zbulimin dhe percaktimin sasior te ARN-se te hepatit C | Pajisje te diagnostikimit in vitro
13242 | cobas® HIV-1 - 09040803190 Quantitative nucleic acid test for use on the cobas® 5800/6800/8800 Systems | Evita | 14.12.2022 | Roche Molecular Systems, Inc. 1080 US Highway 202 South Branchburg, NJ 08876 USA | cobas® HIV-1 - 09040803190 Quantitative nucleic acid test for use on the cobas® 5800/6800/8800 Systems | In Vitro | Test per amplifikimin e acidit nukleik per zbulimin dhe percaktimin sasior te HIV | Pajisje te diagnostikimit in vitro
13243 | Retainer (Basic UDI-DI: 07612367uwaovjUD) (sipas listes se bashkengjitur) | Montal | 14.12.2022 | Medela AG Lättichstrasse 4b, (formerly 6341 Baar) 6340 Baar, Switzerland | Retainer (Basic UDI-DI: 07612367uwaovjUD) (sipas listes se bashkengjitur) | l | Pajisje te destinuara per mbajtjen e bombolave dhe tubave ne pozicione te fiksuara | Tjeter
13244 | 07002238190-cobas® Buffer Negative Control Kit (6800/8800) Basic UDI-DI: 761333602237AQ; 09051953190-cobas® Buffer Negative Control Kit (5800/6800/8800) Basic UDI-DI: 761333602237AQ; | Evita sh.p.k | 14.12.2022 | Roche Molecular Systems, Inc. 1080 US Highway 202 South Branchburg, NJ 08876, USA | 07002238190-cobas® Buffer Negative Control Kit (6800/8800) Basic UDI-DI: 761333602237AQ; 09051953190-cobas® Buffer Negative Control Kit (5800/6800/8800) Basic UDI-DI: 761333602237AQ; | In Vitro | Kontrolli negativ I cilesise per te verifikuar vlefshmerine e batcheve ose testeve specifike. | Pajisje diagnostikimi in vitro
13245 | 09040501190-cobas®CT/NG-761333602659BJ; 09040510190-cobas®CT/NG Positive Control Kit-761333602659BJ; BASIC UDI-DI: 761333602659BJ | Evita sh.p.k | 14.12.2022 | Roche Molecular Systems, Inc. 1080 US Highway 202 South Branchburg, NJ 08876, USA | 09040501190-cobas®CT/NG-761333602659BJ; 09040510190-cobas®CT/NG Positive Control Kit-761333602659BJ; BASIC UDI-DI: 761333602659BJ | In Vitro | Test per diagnostikim chlamydia trachomatis dhe neisseriea gonorrhoeae. | Pajisje diagnostikimi in vitro
13246 | 09040820190-cobas®HBV Quantitative nucleic acid test for use on the cobas ®5800/6800/8800 systems | Evita sh.p.k | 14.12.2022 | Roche Molecular Systems, Inc. 1080 US Highway 202 South Branchburg, NJ 08876, USA | 09040820190-cobas®HBV Quantitative nucleic acid test for use on the cobas ®5800/6800/8800 systems | In Vitro | Perdoret per percaktimin e AND te virusir HBV ne serumin e njeriut. | Pajisje diagnostikimi in vitro
13247 | cobas@ MPX - For use on the cobas® 5800/6800/8800 Systems: 009040562190: cobas@ MPX - 430 09040846190: cobas@ MPX Control Kit | Evita sh.p.k | 14.12.2022 | Roche Molecular Systems, Inc. 1080 US Highway 202 South Branchburg, NJ 08876, USA | cobas@ MPX - For use on the cobas® 5800/6800/8800 Systems: 009040562190: cobas@ MPX - 430 09040846190: cobas@ MPX Control Kit | In Vitro | Test per zbulim te viruseve HIV. | Pajisje diagnostikimi in vitro
13248 | cobas® BKV – 09040960190- BASIC UDI-DI: 761333602655BA | Evita sh.p.k | 14.12.2022 | Roche Molecular Systems, Inc. 1080 US Highway 202 South Branchburg, NJ 08876, USA | cobas® BKV – 09040960190- BASIC UDI-DI: 761333602655BA | In Vitro | Sherben per zbulim te virusit BKV. | Pajisje diagnostikimi in vitro
13249 | Polyflux 140 H- 103530; Polyflux 170 H- 103579; Polyflux 210 H- 103580; Polyflux 210 H-115821 | Incomed | 15.12.2022 | Gambro Dialysatoren GmbH, Holger-Crafoord-Strasse 26, 72379 Hechingen, Germany | Polyflux 140 H- 103530; Polyflux 170 H- 103579; Polyflux 210 H- 103580; Polyflux 210 H-115821 | llb | Filter qe perdoret ne hemodialize per te larguar papastertit | Pajisje një përdorimëshe
13250 | Surgical Instruments | O.E.S Distrimed | 15.12.2022 | Gebrüder Martin GmbH & Co. KG, KLS Martin Platz 1 78532 Tuttlingen/Germany | Surgical Instruments (sipas listes se bashkengjitur) | lla | Instrumenta per perdorim kirurgjikal | Instrumenta shumeperdorimesh
13251 | BVI Ophthalmic Fluid Control Range | Gen-Albfarma | 15.12.2022 | Beaver-Visitec International, Inc. 500 Totten Pond Road 10 CityPoint, Waltham Massachusetts 02451 USA | BVI Ophthalmic Fluid Control Range (sipas listes se bashkengjitur) | lla | Pajisje që përdoren gjatë procedurave mikrokirurgjikale dhe operacioneve oftalmike si kirurgjia e kataraktit dhe procedurat e keratomileusis in situ me lazer (LASIK) | Pajisje një përdorimëshe
13252 | BVI Cautery Range | Gen-Albfarma | 15.12.2022 | Beaver-Visitec International, Inc. 500 Totten Pond Road 10 CityPoint, Waltham Massachusetts 02451 USA | BVI Cautery Range (sipas listes se bashkengjitur) | llb | Pajisje me bateri që prodhon dhe jep një rrymë elektrike të rregulluar që përdoret për të ngrohur majën e elektrodës ose lakun e telit të një instrumenti prerës që përdoret gjatë ndërhyrjes kirurgjikale për të djegur ose për të ndarë indet e trupit | Pajisje elektromekanike
13253 | Balanced Sterile Saline Solution | Gen-Albfarma | 15.12.2022 | lndustria Farmaceutica Galenica Senese S.r.I Via Cassia Nord, 351 53014 Monteroni d'Arbia - Siena - Italy | Balanced Sterile Saline Solution | lla | Solucion, zakonisht e kripur, e destinuar për t'u përdorur për të shpëlarë një vend anatomik për pastrimin gjatë një procedure kirurgjikale | Pajisje një përdorimëshe
13254 | NHP Negative Control Kit | Evita sh.p.k | 15.12.2022 | Roche Molecular Systems, Inc. 1080 US Highway 202 South Branchburg, NJ 08876, USA | cobas® NHP Negative Control Kit- 09051554190 | In Vitro | Kontroll negativ per kontorllin e vlefshmerise te diagnostikimit te virusit NHP | Pajisje te diagnostikimit in vitro
13255 | EBV Control Kit | Evita sh.p.k | 15.12.2022 | Roche Molecular Systems, Inc. 1080 US Highway 202 South Branchburg, NJ 08876, USA | cobas® EBV/BKV Control Kit - 09040951190 (BUDI-DI 761333602656BC) | In Vitro | Synihet te perdoret si kontroll i cilesise per te verifikuar vlefshmerine e grupeve te funksioneve cobas | Pajisje te diagnostikimit in vitro
13256 | HBV/HCV/HIV-1 Control Kit | Evita sh.p.k | 15.12.2022 | Roche Molecular Systems, Inc. 1080 US Highway 202 South Branchburg, NJ 08876, USA | cobas® HBV/HCV/HIV-1 Control Kit(positive control kit for use on the cobas® 5800/6800/8800) - 09040773190 | In Vitro | Kontroll pozitiv qe perdoret per kontrollin e vlefshmerise te diagnostikimit te viruswvw HBV/HCV/HIV-1 | Pajisje te diagnostikimit in vitro
13257 | HIV-1/HIV-2 Qualitative | Evita sh.p.k | 15.12.2022 | Roche Molecular Systems, Inc. 1080 US Highway 202 South Branchburg, NJ 08876, USA | cobas® HIV-1/HIV-2 Qualitative(Nucleic acid test for use on the cobas® 5800/6800/8800 Systems) obas® HIV-1/HIV-2 Qualitative - 192T : 09040528190; obas® HIV-1/HIV-2 Qualitative Control Kit: 09040536190 | In Vitro | Test in vitro per zbulimin dhe diferencimin cilesor te virusit HIV ne sesrumin e njeriut | Pajisje te diagnostikimit in vitro
13258 | omni Amplification Plate | Evita sh.p.k | 15.12.2022 | Roche Molecular Systems, Inc. 1080 US Highway 202 South Branchburg, NJ 08876, USA | cobas® omni Amplification Plate: 05534941001; cobas® omni Pippette Tips: 05534925001; cobas® omni Processing Plate: 05534917001; cobas® omni Secondary Tubes 13x75: 06438776001 (BUDI-DI 761333602400A7) | In Vitro | Konsumabel qe perdoren ne diagnostikimin in vitro nepermjet reaksionit te PCR | Pajisje te diagnostikimit in vitro
13259 | My Filler Glips, sterile (Siringa di vetro da 1ml concentrazione al 25mg/g di HA) | Natural Health | 15.12.2022 | MY MED KFT Vendel utca, 11-1096 Budapest, Hungary | My Filler Glips, sterile (Siringa di vetro da 1ml concentrazione al 25mg/g di HA) | lll | Filler per mbushjen me acid hialuronik | Pajisje te implantueshme jo aktive
13260 | Sterile Sodium Hyaluronate for intra-articular use | R Farm Distribution | 15.12.2022 | Pharma Labs Via Magenta 106, 71016 San Severo (FG), Italy | Sterile Sodium Hyaluronate for intra-articular use: Synart pre-filled syringe of 4ml with 2% of medium chain HA (80mg) | lll | Acid hialuronik ne forme kripe te natriumit per perdorim intra-artikular | Pajisje te implantueshme jo aktive
13261 | Posterior Occipital Cervical Stabilization System; Posterior Pediatric Stabilization System; F1-Posterior Thoraco -Lomber Stabilization System; F1-Posterior Thoraco-Lomber Stabilization Rigid System; F2-Posterior Thoraco-Lomber Stabilization System; F3-Reno Spinal Reposition and Fixation System; Cervical Peek Cage; Lumber Cage & AVS Cage; Expandable Peek Cage; F1-Posterior Torako-Lomber Cannulated Stabiliation System; Posterior Thoraco-Lomber Dynamic Stabilization System; Lumbar Posterior Peek Disc Prothesis; Cervical Titanium Mesh; Lumbar Interbody Titanium Mesh; Ultrasonic Bone Cutting Insert; | Spitali Europian shpk | 15.12.2022 | Efmed Kesici Takimlar Hirdavat Tibbi Aletler San. Ve Tic. LTD. ŞTI. Tuna Mah. Yavuz Selim Cad. No: 2/3 A Bornova, Izmir, Turkey | Posterior Occipital Cervical Stabilization System; Posterior Pediatric Stabilization System; F1-Posterior Thoraco -Lomber Stabilization System; F1-Posterior Thoraco-Lomber Stabilization Rigid System; F2-Posterior Thoraco-Lomber Stabilization System; F3-Reno Spinal Reposition and Fixation System; Cervical Peek Cage; Lumber Cage & AVS Cage; Expandable Peek Cage; F1-Posterior Torako-Lomber Cannulated Stabiliation System; Posterior Thoraco-Lomber Dynamic Stabilization System; Lumbar Posterior Peek Disc Prothesis; Cervical Titanium Mesh; Lumbar Interbody Titanium Mesh; Ultrasonic Bone Cutting Insert; | llb | Implante spinale jo sterile dhe koke prerese kockore nje perdorimeshe | Pajisje te implantueshme jo aktive
13262 | Implantable Pacemakers | Biometric Albania | 16.12.2022 | St. Jude Medical Cardiac Rhythm Management Division 15900 Valley View Court Sylmar, CA 91342 USA | Implantable Pacemakers (sipas listes se bashkengjitur) | Te implantueshme aktive | Pajisje per rregullimin e ritmit te zemres | Pajisje te implantueshme aktive; Pajisje nje perdorimeshe; Produkte per institucione te kujdesit shendetesor
13263 | My Filler SOFT (Siringa di vetro da 1 ml concentrazione al 20 mg/g di HA); My Filler MEDIUM (Siringa di vetro da 1 ml concentrazione al 25 mg/g di HA); My Filler STRONG (Siringa di vetro da 1 ml concentrazione al 30 mg/g di HA); My Filler ManMax (Siringa di vetro da 1 ml concentrazione al 30 mg/g di HA) | Natural Health | 16.12.2022 | MY MED KFT Vendel utca, 11-1096 Budapest, Hungary | My Filler SOFT (Siringa di vetro da 1 ml concentrazione al 20 mg/g di HA); My Filler MEDIUM (Siringa di vetro da 1 ml concentrazione al 25 mg/g di HA); My Filler STRONG (Siringa di vetro da 1 ml concentrazione al 30 mg/g di HA); My Filler ManMax (Siringa di vetro da 1 ml concentrazione al 30 mg/g di HA) | lll | Filler per mbushjen me acid hialuronik | Pajisje te implantueshme jo aktive
13264 | OPTI-FREE PureMoist MPDS - 114675A (Basic UDI-DI: 038065GMN000097HL) | Pegasus | 16.12.2022 | Alcon Laboratories, Incorporated 6201 South Freeway Fort Worth, TX 76134-2099 USA | OPTI-FREE PureMoist MPDS - 114675A (Basic UDI-DI: 038065GMN000097HL) | llb | Produkt I kujdesit te lenteve te kontaktit | Pajisje oftalmike dhe optike
13265 | BD BACTEC™ Plus Anaerobic/F Culture Vials - 442022; BD BACTEC™ Plus Aerobic/F Culture Vials - 442023 | Pegasus | 16.12.2022 | Bacton Dickinson and Company 7 Loveton Circle Sparks, Maryland 21152, USA | BD BACTEC™ Plus Anaerobic/F Culture Vials - 442022; BD BACTEC™ Plus Aerobic/F Culture Vials - 442023 | In Vitro | Pajisje per te mbeshtetur rritjen e organizmave anaerobe | Pajisje te diagnostikimit in vitro
13266 | Laryngoscope Set 4 MC INT. BL. 1-2-3-4- adult - 34303 (Basic UDI-DI: 8023279Z120210030000000MQ) | Montal | 16.12.2022 | Gima S.p.A. Via Marconi,1 20060 Gessate (MI)- Italy | Laryngoscope Set 4 MC INT. BL. 1-2-3-4- adult - 34303 (Basic UDI-DI: 8023279Z120210030000000MQ) | l | Pajisje per trajtimin e kordave vokale ose problemet ne fyt | Instrumenta shumeperdorimesh
13267 | Bubble Air Mattress + Compressor - 28564; 28565 (Basic UDI-DI: 802327900Y0333998100000PW) | Montal | 16.12.2022 | Gima S.p.A. Via Marconi,1 20060 Gessate (MI)- Italy | Bubble Air Mattress + Compressor (28564+28565) - 28566 (Basic UDI-DI: 802327900Y0333998100000PW) | l | Dyshek dekupitues me flluska I pajisur me kompresor | Instrumenta shumeperdorimesh
13268 | Plastic Bed Pan - 25979 (Basic UDI-DI: 802327900Y0912998800030X5) | Montal | 16.12.2022 | Gima S.p.A. Via Marconi,1 20060 Gessate (MI)- Italy | Plastic Bed Pan - 25979 (Basic UDI-DI: 802327900Y0912998800030X5) | l | Mbledhes urine biologjik plastik ne forme tigani per personat qe nuk ngrihn dot nga krevati | Instrumenta shumeperdorimesh
13269 | Laccio Emostatico - 204 (Basic UDI-DI: 802359901PX) | Montal | 16.12.2022 | Super-Tex s.r.l. Via San Giuliano, snc-03039 Sora (FR), Italy | Laccio Emostatico - 204 (Basic UDI-DI: 802359901PX) | l | Pajisje ne forme shiriti tubolare qe sherben per ndalimin e rrjedhjes se gjakut | Instrumenta shumeperdorimesh
13270 | Cannula, Cystome, Needle Range | Gen-Alb Farma | 16.12.2022 | Beaver-Visitec International, Inc. 500 Totten Pond Road - 10 CityPoint, Waltham, MA 02451 USA | Cannula, Cystome, Needle Range (sipas listes bashkengjitur) | Iia | Instrumenta kirurgjikale, kanjula per kirurgjine e syrit dhe shiringa | Pajisje nje perdorimeshe
13271 | Visitec Visimark Marking Pad (Gentian Violet) | Gen-Alb Farma | 16.12.2022 | Beaver-Visitec International, Inc. 500 Totten Pond Road - 10 CityPoint, Waltham, MA 02451 USA | Sterile Marking Pads: Visitec ®Visimark™ Marking Pad (Gentian Violet) - 581057 | Is | Eshte nje pajisje sterile e perdorur me nje instrument shenjues te kornese refraktive. | Pajisje nje perdorimeshe
13272 | I-Ring Pupil Expander | Gen-Alb Farma | 16.12.2022 | Beaver-Visitec International, Inc. 500 Totten Pond Road - 10 CityPoint, Waltham, MA 02451 USA | I-Ring® Pupil Expander: Visitec I-Ring Expander - 587001; 587000 | Iia | Eshte intrument kirurgjikal steril qe perdoret per terhetjen/zgjerimin e perkohshem mekanik te indeve intraokulare | Pajisje nje perdorimeshe
13273 | Recording Paper for Medical Devices CFαα xxx (/yyy) BF αα xxx (/yyy) | O.E.S Distrimed sh.p.k | 16.12.2022 | LUMED srl Via Staffora 18/9-20073 Opera (MI) ITALIA | Recording Paper for Medical Devices: Phenol Free chart paper CFαα xxx (/yyy) BF αα xxx (/yyy) | Im | Jane letra regjistrimi per aparatura elektromjekesore. | Pajisje njeperdorimeshe
13274 | Osteosynthese | O.E.S Distrimed sh.p.k | 19.12.2022 | Gebrüder Martin GmbH & Co. KG KLS Martin Platz 1, 78532 Tuttlingen, Germany | Osteosynthese - Implantable, unsterile (sipas listes bashkengjitur) | IIb | Implante osteosinteze dhe aksesore maxilofacila per perdorim ne kirurgji | Pajisje te implantueshme jo aktive; Instrumenta shume perdorimesh
13275 | Surgical Instruments | O.E.S Distrimed sh.p.k | 19.12.2022 | Gebrüder Martin GmbH & Co. KG KLS Martin Platz 1, 78532 Tuttlingen, Germany | Surgical Instruments (sipas listes bashkengjitur) | Iia | Instrumenta, freza per perdorim ne kirurgji | Instrumenta shumeperdorimesh
13276 | Dry Air Sterilisers | O.E.S Distrimed sh.p.k | 19.12.2022 | Titanox S.r.l. Via Ca' Nove, 2/A - 26038 Fraz. Ca'Nove De' Biazzi - Torre de' Picenardi (CR) Italia | Dry Air Sterilisers (sipas listes bashkengjitur) | IIb | Sterilizator per sterilizimin dhe dezinfektimin e pajisjeve mjekesore per perdorim spitalor | Tjeter
13277 | Amplatzer ™ Amulet™ Left Atrial Appendage Occluder | Biometric Albania sh.p.k | 19.12.2022 | Abbott Medical 177 County Road B East, St Paul, Minnesota 55117 USA | Amplatzer ™ Amulet™ Left Atrial Appendage Occluder (sipas listes bashkengjitur) | III | Pajisje per mbylljen e apendiksit atrial te majte | Pajisje te implantueshme jo aktive; Pajisje nje perdorimeshe
13278 | Cooling Patch | Delta Pharma - AL shpk | 19.12.2022 | Wooshin Labottach Co., Ltd. 1907 Daerung P-Tower I, Digital-ro 288, Guru-Gu Seoul, 08390, South Korea | Anti-Migraine Cooling Patch : Cooling Patch | IIa | Anti Migraine cooling patch me hidrogjel ofron efekt ftohes dhe qetesues ne zonen temporale te trurit dhe ne zonene qafes per te lehtesuar dhimbjen e shkaktuar nga migrena | Tjeter
13279 | Neo-Tee (T- Piece Resuscitator) | Biometric Albania sh.p.k | 19.12.2022 | Mercury Medical 11300 49th Street North Clearwater, FL 33762 USA | Neo-Tee (T- Piece Resuscitator) (Sipas listes bashkengjitur) | Iia | Aparat ventilimi per femije neonat. | Pajisje anestezie dhe respiratore
13280 | BVI Cystotome, Cannula and Needles | GEN-ALB FARMA Sh.p.k | 19.12.2022 | Beaver-Visitec International, ltd. Waterloo Industrial Estate, Bidford-On-Avon, Warwickshire, B50 4JH, UK | BVI Cystotome, Cannula and Needles (Sipas listes bashkengjitur) | Iia | Tuba qe futen ne sy gjat operacionit akulistik | Pajisje nje perdorimeshe
13281 | Handgriffe | O.E.S Distrimed sh.p.k | 19.12.2022 | Gebruder Martin GmbH & Co. KG KLS Martin Platz 1 78532 Tuttlingen Germany | Handgriffe (Sipas listes bashkengjitur) | I | Doreza te ndryshje mbajtese. | Instrumenta shumeperdorimesh
13282 | Procleix Reagent Equilibration System (RES)- 177000GR - 747597 Basic UDI-DI: 00859882007RES00IDS | Pegasus sh.p.k | 19.12.2022 | Grifols Diagnostic Solutions Inc. 4560 Horton Street Emeryville, CA 94608, USA | Procleix Reagent Equilibration System (RES)- 177000GR - 747597 Basic UDI-DI: 00859882007RES00IDS | In Vitro | Instrument per testimin Procleix Assay kit. | Pajisje diagnostikimi in vitro
13283 | Sterile disposable angiography drape set; Sterile disposable fluoroscopy cover; | O.E.S Distrimed sh.p.k | 19.12.2022 | Nurteks tekstil Ve medikal san.Dis.Tic. A.S. Oruc reis Mah. Tekstilkent Caddesi Teksilkent Sitesi B Blok Ic Kapi No. 031 ve 034 Esenler Istanbul Turkiye | Sterile disposable angiography drape set; Sterile disposable fluoroscopy cover; | Is | Set mbukesa dhe perparese qe perdoren ne salla kirurgjikale. | Pajisje nje perdorimeshe
13284 | Plastic Men Urinal | Montal sh.p.k | 20.12.2022 | Gima S.p.A., Via Marconi 1, 20060 Gessate (MI) Italy | Plastic Men Urinal: 25978 (BUDI-DI 802327900Y091299900030Y3) | I | Eshte nje ene per mbledhjen e urines | Instrumenta shumeperdorimesh
13285 | Kidney dish 250x55mm - plastic, graduated 750ml | Montal sh.p.k | 20.12.2022 | Gima S.p.A., Via Marconi 1, 20060 Gessate (MI) Italy | KIDNEY DISH 250x55mm - plastic, graduated 750ml : 26636 (BUDI-DI 80232790000V04990400030Q) | I | Eshte nje ene plastike ne forme veshke, e autoklavueshme per mbrojtjen dhe dergimin e instrumentave sterile ne sallat e operacionit | Instrumenta shumeperdorimesh
13286 | Walking Aids and Accessories | Montal sh.p.k | 20.12.2022 | Foshan Dongfang Medical Equipment Ltd. 5 Xingfu RD, Zone a, Shishan Industrial Park, Nanhai District, Foshan City, 528000 Guangdong P.R. China | Walking Aids and Accessories (sipas listes bashkengjitur) | I | Jane pajisje ndihmese per personat qe kane veshtiresi ne ecje | Pajisje asistive per persona me aftesi te kufizuar
13287 | Urine Diagnostics | Montal sh.p.k | 20.12.2022 | Analyticon Biotechnologies AG, AM Mühlenberg 10, 35104 Lichtenfels, Germany | Urine Diagnostics (sipas listes bashkengjitur) | In Vitro | Jane strishe qe perdoren nga profesionistet per teste vizuale per kontrollin e gjendjes se pergjithshme shendetesore | Pajisje nje perdorimeshe
13288 | In vitro medical devices | Krijon sh.p.k | 20.12.2022 | Human Gesellschaft fur Biochemica und Diagnostica mbH Max-Planck-Ring 21 65205 Wiesbaden Germany | In vitro medical devices (Sipas listes bashkengjitur) | In Vitro | Pajisje, reagente, kontrollore, kalibratore dhe teste te ndryshme per perdorim ne laborator. | Pajisje diagnostikimi in vitro
13289 | RESPIPROGRAM LUNG EXERCISER - 33442- UDI-DI: 802327900Y030327C400000MB | Montal sh.p.k | 21.12.2022 | Gima S.p.a., Via Marconi, 1, 20060 Gessate (MI), Italy | RESPIPROGRAM LUNG EXERCISER - 33442- UDI-DI: 802327900Y030327C400000MB | I | Pajisje per ushtrimin e frymarrjes. | Instrumenta shumeperdorimesh
13290 | TRIS TROLLEY 27438 UDI-DI: 80232790000V089915000008Z | Montal sh.p.k | 21.12.2022 | Gima S.p.a., Via Marconi, 1, 20060 Gessate (MI), Italy | TRIS TROLLEY 27438 UDI-DI: 80232790000V089915000008Z | I | Karroce per mbajtjen e EKG. | Instrumenta shumeperdorimesh
13291 | ECG Patient Cables: EE100XXX-200; EE100XXXX-200; EE100XXXX-350; EE103XX-XXX; EE200XXXX-XXX; EE203XX-000; EE300XXXX-XXX; | Montal sh.p.k | 21.12.2022 | LUMED srl Via Staffora 18/9-20073 Opera (MI) ITALIA | ECG Patient Cables: EE100XXX-200; EE100XXXX-200; EE100XXXX-350; EE103XX-XXX; EE200XXXX-XXX; EE203XX-000; EE300XXXX-XXX; | I | Kabllo pacienti per elektokardiografi dhe teste te stresit. | Instrumenta shumeperdorimesh
13292 | Emergency Stretcher : MLF999-C1; MLF999-C2; MLF999-C3; MLF999-C; MLF999-CA; MLF999-B; MLF999-B1; MLF999-A3-1; MLF999-A3-2; MLF999-A3-3; MLF999-F1; MLF999-F2; MLF999E; TD010161; T0010163; MLF999-E1; MLF999-A; MLF999-D; TD+1; UDl-DI: 697486666stretcher999SE | Montal sh.p.k | 21.12.2022 | ZHANGJIAGANGTENGDA MACHINERY MANUFACTURER CO., LTD NO.999 Hongqi Road, Changyinsha Modern Agricultural Demonstration Area, Zhangjiagang city, Jiangsu 215623, China | Emergency Stretcher : MLF999-C1; MLF999-C2; MLF999-C3; MLF999-C; MLF999-CA; MLF999-B; MLF999-B1; MLF999-A3-1; MLF999-A3-2; MLF999-A3-3; MLF999-F1; MLF999-F2; MLF999E; TD010161; T0010163; MLF999-E1; MLF999-A; MLF999-D; TD+1; UDl-DI: 697486666stretcher999SE | I | Barele per transport pacientesh. | Instrumenta shumeperdorimesh
13293 | Patient Monitor (Including Accessories): ePM 10/ Epm10a/ Epm10c Epm12/ Epm12a/ Epm12c/ Epm15/ Epm15a/ Epm15c | Biometric Albania sh.p.k | 21.12.2022 | Shenzhen Mindray Bio-Medical Electronics Co., Ltd. Mindray Building, Keji 12th Road South, High-Tech Industrial Park, Nanshan, 518057, Shenzhen, P.R.China | Patient Monitor (Including Accessories): ePM 10/ Epm10a/ Epm10c Epm12/ Epm12a/ Epm12c/ Epm15/ Epm15a/ Epm15c | Iib | Monitor pacienti. | Pajisje elektromekanike
13294 | Telemetry Monitor ( Including SAT10 SpO2 module, BP10 NIBP module and Accessories): TM80 ( Including SAT10 SpO2 module, BP10 NIBP module and Accessories) | Biometric Albania sh.p.k | 21.12.2022 | Shenzhen Mindray Bio-Medical Electronics Co., Ltd. Mindray Building, Keji 12th Road South, High-Tech Industrial Park, Nanshan, 518057, Shenzhen, P.R.China | Telemetry Monitor ( Including SAT10 SpO2 module, BP10 NIBP module and Accessories): TM80 ( Including SAT10 SpO2 module, BP10 NIBP module and Accessories) | IIb | Monitor telemetrik perfshire aksesoret. | Pajisje elektromekanike
13295 | Electrocardiograph ( including accessories): BeneHeart R12; BeneHeart R12A | Biometric Albania sh.p.k | 21.12.2022 | Shenzhen Mindray Bio-Medical Electronics Co., Ltd. Mindray Building, Keji 12th Road South, High-Tech Industrial Park, Nanshan, 518057, Shenzhen, P.R.China | Electrocardiograph ( including accessories): BeneHeart R12; BeneHeart R12A | Iia | Elektrokardiograf | Pajisje elektromekanike
13296 | Central Monitoring System | Biometric Albania sh.p.k | 21.12.2022 | Shenzen Mindray Bio-Medical Electronics Co., Ltd. Mindray Building, Keji 12th Road South, Hi-Tech Industrial Park, Nanshan, Shenzhen 518057, P.R. China | Central Monitoring System (contains CentralStation, ViewStation, WorkStation, CMS Viewer, Mobile Viewer) : Bene Vision | IIb | Sistem monitorimi pacienti qendror | Pajisje elektromekanike
13297 | Patient Monitor | Biometric Albania sh.p.k | 21.12.2022 | Shenzen Mindray Bio-Medical Electronics Co., Ltd. Mindray Building, Keji 12th Road South, Hi-Tech Industrial Park, Nanshan, Shenzhen 518057, P.R. China | Patient Monitor (including accessories) : uMEC6; uMEC7; uMEC10; uMEC12 | IIb | Monitor pacienti | Pajisje elektromekanike
13298 | Nucleic acid test for use on the cobas | Evita sh.p.k | 21.12.2022 | Roche Diagnostics GmbH, Sandhofer Strasse 116 68305 Mannheim, Germany | Nucleic acid test for use on the cobas® 6800/8800 Systems - cobas® WNV. cobas®WNV - 96: 07001061190; cobas®WNV -480 07001070190; cobas®WNV - Control Kit: 07001118190 | In Vitro | Reagente per detektmimin e virusit te nilit me metoden pcr | Pajisje te diagnsotikimit in vitro
13299 | Mineral Oil | Labopharma sh.p.k | 21.12.2022 | Biomerieux SA, 376 Chemin de l'Orme, 69280 Marcy l'Etoile - France | Mineral Oil: 70100 (BUDI-DI357302BUDI000501T5) | In Vitro | Eshte solucion per mirembajtjen e aparatures | Pajisje te diagnsotikimit in vitro
13300 | In Vitro Diagnostic Medical Devices | Labopharma sh.p.k | 21.12.2022 | Biomerieux SA, 376 Chemin de l'Orme, 69280 Marcy l'Etoile - France | In Vitro Diagnostic Medical Devices: Zn 70380 (BUDI-DI 357302BUDI000132SU) | In Vitro | Eshte pluhur me permbajtje zinku per kryerjen e provave klinike | Pajisje te diagnsotikimit in vitro
13301 | Patient Monitor (Including Accessories): BeneVision N1 | Biometric Albania | 22.12.2022 | Shenzhen Mindray Bio-Medical Electronics Co., Ltd Mindray Building Keji 12th Road South Hi-Tech Industrial Park Nanshan 518057 Shenzhen People's Republic of China | Patient Monitor (Including Accessories): BeneVision N1 | llb | Monitor pacienti | Pajisje elektromekanike
13302 | Patient Monitor (Including Accessories): BeneVision N17; BeneVision N15; BeneVision N12; BeneVision N12C | Biometric Albania | 22.12.2022 | Shenzhen Mindray Bio-Medical Electronics Co., Ltd Mindray Building Keji 12th Road South Hi-Tech Industrial Park Nanshan 518057 Shenzhen People's Republic of China | Patient Monitor (Including Accessories): BeneVision N17; BeneVision N15; BeneVision N12; BeneVision N12C | llb | Monitor pacienti perfshi aksesoret | Pajisje elektromekanike
13303 | cobas® HEV Nucleic Acid test for use on the cobas® 6800/8800 Systems: cobas® HEV-96: 07001045190; cobas® HEV Control Kit: 07001100190 | Evita | 22.12.2022 | Roche Diagnostics GmbH Sandhofer Strasse 116 68305 Mannheim Germany | cobas® HEV Nucleic Acid test for use on the cobas® 6800/8800 Systems: cobas® HEV-96: 07001045190; cobas® HEV Control Kit: 07001100190 | In Vitro | Reagent per detektimin e virusit te hepatitit E | Pajisje te diagnostikimit in vitro
13304 | NIT 1+NIT 2 - 70442 (Basic UDI-DI: 357302BUDI000135T2) | Labopharma | 22.12.2022 | BioMerieux S.A. 376 Chemin de l'Orme 69280 - MARCY L'ETOILE- FRANCE | In Vitro Medical Device: NIT 1 + NIT 2 - 70442 (Basic UDI-DI: 357302BUDI000135T2) | In Vitro | Solucion per mirembajtje instrumenti | Pajisje te diagnostikimit in vitro
13305 | Monopolar cable for argon flexible electrode, L: 3.5m, 3-pin/LuerLock plug, flat connector - 432-146 | Fedos | 22.12.2022 | EMED SP. Z O. O. SP. K ul. Ryżowa 69a, PL / 05-816 Opacz-Kolonia, Poland | Monopolar cable for argon flexible electrode, L: 3.5m, 3-pin/LuerLock plug, flat connector - 432-146 | l | Kabell momopolar qepërdoret për të lidhur dorezat e elektrodave dhe instrumentet elektrokirurgjike me njësinë elektrokirurgjike | Instrumenta shumë përdorimësh
13306 | AcrySof IQ Vivity Extended Vision Intraocular Lens DFT015 (BUDI-DI 038065GMN000133GX); AcrySof IQ Vivity Toric Extended Vision Intraocular Lens DFT215; DFT315; DFT415; DFT515; DFT615 (BUDI-DI 038065GMN000134GZ); AcrySof IQ Vivity Extended Vision UV Absorbing Intraocular Lens DAT015 (BUDI-DI 038065GMN000131GT); AcrySof IQ Vivity Toric Extended Vision UV Absorbing Intraocular Lens DAT215; DAT315; DAT415; DAT515; DAT615 (BUDI-DI 038065GMN000132GV) | Pegasus | 22.12.2022 | Alcon Laboratories, Incorporated 6201 South Freeway Fort Worth, TX 76134-2099 USA | AcrySof IQ Vivity Extended Vision Intraocular Lens DFT015 (BUDI-DI 038065GMN000133GX); AcrySof IQ Vivity Toric Extended Vision Intraocular Lens DFT215; DFT315; DFT415; DFT515; DFT615 (BUDI-DI 038065GMN000134GZ); AcrySof IQ Vivity Extended Vision UV Absorbing Intraocular Lens DAT015 (BUDI-DI 038065GMN000131GT); AcrySof IQ Vivity Toric Extended Vision UV Absorbing Intraocular Lens DAT215; DAT315; DAT415; DAT515; DAT615 (BUDI-DI 038065GMN000132GV) | llb | Lente artificiale te implantuara ne sy per korrigjimin e shikimit | Pajisje oftalmike dhe optike
13307 | Medical Nebulizers | Galaxy | 22.12.2022 | Ningbo Jiangbei Ruijing Medical Equipment Co., Ltd. No. 788, Tonghui Road, Jiangbei District, Ningbo, Zhejiang, 315033, China | Medical Nebulizers | lla | Nebulizator per te ndihmuar ne hapjen e rrugeve te frymemarrjes dhe administrimin e mjekimit me ane te inhalimit | Pajisje anestezie dhe respiratore
13309 | cobas®DPX For use on the cobas® 6800/8800 Systems: 07001088190- cobas® DPX-96; 07001126190-cobas ®DPX Control Kit; | Evita sh.p.k | 23.12.2022 | Roche Diagnostics GmbH Sandhofer Strasse 116 68305 Mannheim Germany | cobas®DPX For use on the cobas® 6800/8800 Systems: 07001088190- cobas® DPX-96; 07001126190-cobas ®DPX Control Kit; | In Vitro | Reagent per detektimin e virusit te hepatit A duplex dhe Parovirusit me metoden PCR. | Pajisje diagnostikimi in vitro
13310 | TDA-70402 | Labopharma sh.p.k | 23.12.2022 | BIOMERIEUX SA, 376 CHEMIN DE l'Orme, 69280 Marcy I'Etoile - France | TDA-70402 UDI-DI: 357302BUDI000133SW | In Vitro | Solucion per mirembajtjen aparature. | Pajisje diagnostikimi in vitro
13311 | JAMES - 70542 | Labopharma sh.p.k | 23.12.2022 | BIOMERIEUX SA, 376 CHEMIN DE l'Orme, 69280 Marcy I'Etoile - France | JAMES - 70542 UDI-DI: 357302BUDI000139TA | In Vitro | Solucion per mirembajtjen aparature. | Pajisje diagnostikimi in vitro
13312 | Assistina One (Basic UDI-DI: ++J021HYG0001M9) Assistina One - MB - 301: 30398001; Assistina One - MB - 301: 30398002; Assistina One - MB - 301: 30398003 | Futura Dent | 23.12.2022 | W & H Dentalwerk Bürmoos GmbH Ignaz-Glaser-Strasse 53 5111 Bürmoos, Austria | Assistina One (Basic UDI-DI: ++J021HYG0001M9) Assistina One - MB - 301: 30398001; Assistina One - MB - 301: 30398002; Assistina One - MB - 301: 30398003 | l | Pajisja qe ben vajisjen dhe dezinfektimin e turbinave dentare | Pajisje dentare
13313 | Turbines (sipas listes se bashkengjitur) | Futura Dent | 23.12.2022 | W & H Dentalwerk Bürmoos GmbH Ignaz-Glaser-Strasse 53 5111 Bürmoos, Austria | Turbines (sipas listes se bashkengjitur) | lla | Turbina dentare | Pajisje dentare
13314 | Biochemistry Diagnostic Kits (sipas listes se bashkengjitur) | Swissmed | 27.12.2022 | Shenzhen New Industries Biomedical Engineering Co., Ltd. No.23, Jinxiu East Road, Pingshan District, 518122 Shenzhen, P.R.China | Biochemistry Diagnostic Kits (sipas listes se bashkengjitur) | In Vitro | Pajisje mjekesore, kite diagnostikimi biokimik | Pajisje te diagnostikimit in vitro; Pajisje laboratori
13315 | Dentine substitute BIODENTINE™ | Eurodenta | 27.12.2022 | SEPTODONT 58 rue du Pont de Créteil 94107 SAINT MAUR DES FOSSES CEDEX FRANCE | Dentine substitute BIODENTINE™: Biodentine x 5 doses - 245S-246S/5; Biodentine x 15 doses - 245S-246S/15 | lll | Zevendesues bioaktiv I dentines | Pajisje dentare
13316 | Shampoo Basin with Water Bag, Water Bag: C00303, C00306 | Montal | 27.12.2022 | Airflo (Xiamen) Medical Co., Ltd. 1F, 3F, 4F, No. 6, East Haijing Road, Haicang Xiamen, Fujian, China | Shampoo Basin with Water Bag, Water Bag: C00303, C00306 (Basic UDI-DI: 697291060ADLPP) | l | Legen me fryrje I shoqeruar me qese uji per larjen e kokes se pacienteve | Instrumenta shumë përdorimësh
13317 | Wheelchair | Montal | 27.12.2022 | Mobiak S.A. Kathiana Akrotiriou- Chania-Crete/ Greece | Wheelchair (Basic UDI-DI: 521300690wheelchairs1F3) (sipas listes se bashkengjitur) | l | Karrige me rrota | Instrumenta shumë përdorimësh
13318 | Assistina Twin | Futura Dent shpk | 27.12.2022 | W & H Dentalwerk Bürmoos GmbH, Ignaz-Glazer-Strasse 53, 5111 Bürmoos, Austria | Assistina Twin MB-302: 30310000; 30310001; 30310002; 3031003 (UDI-DI ++J021AssistMB3025D) | I | Pajisje qe ben vajisjen dhe dezinfektimin e turbinave dentare | Pajisje dentare
13319 | Primea - Advanced Air System: Turbine handpiece RK 97L | Futura Dent shpk | 27.12.2022 | W & H Dentalwerk Bürmoos GmbH, Ignaz-Glazer-Strasse 53, 5111 Bürmoos, Austria | Primea - Advanced Air System: Turbine handpiece RK 97L: 3022100; 3022102; 30222000; 30222002. Compatible with: Versorgungsschlauch : VA-6 - 30277000 | Iia | Turbina dentare | Pajisje dentare
13320 | Applicator | Eurodenta shpk | 27.12.2022 | VOCO GmbH Anton-Flettner-Straße 1-3 27472 Cuxhaven, Germany | Applicator AC 2 Typ 2 : 2334 | I | Maje aplikatori per aplikim direkt te kompoziteve ne kavitet | Pajisje dentare
13321 | Outlet pump analog or digital & Cuff | Montal sh.p.k | 27.12.2022 | Mobiak S.A. Kathiana Akrotiriou- Chania-Crete/ Greece | Outlet pump analog or digital & Cuff (sipas listes bashkengjitur) | I | Jane pompa per dergimin e ajrit nalog ose digjitale te shoqeruar
13322 | Assistina 301 plus - 301 plus : 00030125; 00030135; 00030140; | Futura dent sh.p.k | 27.12.2022 | W&H Dentalwerk Burmoos GmbH ignaz-Glaser- Strabe 53 5111 Burmoos Austria | Assistina 301 plus - 301 plus : 00030125; 00030135; 00030140; | I | Pajosje qe ben vajisjen dhe dizinfektimin e turbinave | Pajisje dentare
13323 | Reagente in vitro | Swissmed sh.p.k | 27.12.2022 | Shenzen New Industries Biomedical Engineering Co., Ltd. No.16, Jinxiu East Road, Pingshan District 518122 Shenzen, China | Chemiluminescent Immunoassay Diagnostic Kits(sipas listes bashkengjitur) | In Vitro | Kite diagnostikimi, reagent laboratorik. | Pajisje te diagnostikimit in vitro
13324 | Gazin® Gauze Swab | Gen-Albfarma | 27.12.2022 | Lohmann & Rauscher International GmbH & Co. KG Westerwaldstrasse 4 56579 Rengsdorf Germany | Gazin® Gauze Swab (sipas listes se bashkengjitur) | lla | Pajisje përdoret për të: pastruar, mbuluar plagët ose gërvishtjet dhe thithjen e eksudateve të tyre | Pajisje një përdorimëshe
13325 | Cellacare® Cervical Classic / Cervical collar | Gen-Albfarma | 27.12.2022 | Lohmann & Rauscher International GmbH & Co. KG Westerwaldstrasse 4 56579 Rengsdorf Germany | Cellacare® Cervical Classic / Cervical collar (sipas listes se bashkengjitur) | l | Qafore | Instrumenta shumë përdorimësh
13326 | Automatic Biochemistry Analyzer - Biossays 240 Plus - 63000040 UDI-DI: 69471455B240PG2 | Swissmed sh.p.k | 28.12.2022 | Shenzhen New Industries Biomedical Engineering Co., Ltd. No.23, Jinxiu East Road, Pingshan District, 518122 Shenzhen,P.R. China | Automatic Biochemistry Analyzer - Biossays 240 Plus - 63000040 UDI-DI: 69471455B240PG2 | In Vitro | Aparature mjekesore. | Pajisje diagnostikimi in vitro
13327 | Surgical unit Implantmed | Futura dent sh.p.k | 28.12.2022 | W&H Dentalwerk Burmoos GmbH ignaz-Glaser- Strabe 53 5111 Burmoos Austria | Surgical unit Implantmed (Sipas listes bashkengjitur) | Iia | Unit kirurgjie dentare. | Pajisje dentare
13328 | AC Applicator Typ 1 - 2331 | Eurodenta sh.p.k | 28.12.2022 | VOCO GmbH Anton-Flettner - Strabe 1-3 27472 Cuxhaven Germany | AC Applicator Typ 1 - 2331 | I | Maja aplikatore. | Pajisje dentare
13329 | GC Dry Mouth Gel: GC Dry Mouth Gel 10-Pack Assorted - 10000673; GC Dry Mouth Gel 10-Pack Raspberry - 10000913; GC Dry Mouth Gel 10-Pack Assorted - 10000517; GC Dry Mouth Gel 10-Pack Raspberry -10000914 UDI-DI: ++J022MD0014JV | Eurodenta sh.p.k | 28.12.2022 | GC EUROPE N.V. Research Park Interleuvenlaan 33 B-3001 Leuven Belgium | GC Dry Mouth Gel: GC Dry Mouth Gel 10-Pack Assorted - 10000673; GC Dry Mouth Gel 10-Pack Raspberry - 10000913; GC Dry Mouth Gel 10-Pack Assorted - 10000517; GC Dry Mouth Gel 10-Pack Raspberry -10000914 UDI-DI: ++J022MD0014JV | I | Gel per tharjen e gojes nga demtimi I prodhimit te peshtymes. | Pajisje dentare
13330 | Monolisa ™ HBs Ag ULTRA (96 tests) - 72346; Monolisa ™ HBs Ag ULTRA (480 tests) - 72348; Genscreen ™ ULTRA HIV Ag-Ab (96 tests) - 72386; Genscreen ™ ULTRA HIV Ag-Ab (480 tests) - 72388; Monolisa ™ HCV Ag-Ab ULTRA V2 (96 TESTS) - 72561; Monolisa ™ HCV Ag-Ab ULTRA V2 (480 TESTS) - 72562; | Diahem sh.p.k | 28.12.2022 | BIO-RAD 3 Boulevard Raymond Poincare, 92460 Mames-la-Coquette France | Monolisa ™ HBs Ag ULTRA (96 tests) - 72346; Monolisa ™ HBs Ag ULTRA (480 tests) - 72348; Genscreen ™ ULTRA HIV Ag-Ab (96 tests) - 72386; Genscreen ™ ULTRA HIV Ag-Ab (480 tests) - 72388; Monolisa ™ HCV Ag-Ab ULTRA V2 (96 TESTS) - 72561; Monolisa ™ HCV Ag-Ab ULTRA V2 (480 TESTS) - 72562; | In Vitro | Pajisje per detektimin e infeksionit HIV dhe hepatit B dhe C etj. | Pajisje diagnostikimi in vitro
13331 | Adantium Plus, non sterile -ADP25, ADP125 | Globalsher shpk | 29.12.2022 | FIS & DM s.r.l Str. di Sabbione, 27/A - 05100 TERNI (TR) - Italia | Adantium Plus, non sterile -ADP25, ADP125 | lla | Dezinfektues dekontaminues i koncentruar. | Pajisje nje perdorimeshe
13332 | Therapeutic lamp Lumina; Meltifunctional unit PhysioGo 200A/201A; Vacuum Therapy unit Avaco | Montal | 29.12.2022 | Astar Spolka z Ograniczona Odpowiedzialnoscia ul. Swit 33 43-382 Bielsko-Biala, Poland | Therapeutic lamp Lumina; Meltifunctional unit PhysioGo 200A/201A; Vacuum Therapy unit Avaco | lla | Pajisje fizioterapie me rreze infra te kuqe; pajisje fizioterapie portabel me ultratinguj; pajisje fizioterapie me vakum | Instrumenta shumë përdorimësh
13333 | Single or multiple blood bags with solution, without leukodepletion filter (sipas listes se bashkengjitur) | Biometric Albania | 30.12.2022 | MACO Pharma Rue Lorthiois 59420 Mouvaux, France | Single or multiple blood bags with solution, without leukodepletion filter (sipas listes se bashkengjitur) | llb | Qese te ndyshme per ruajtjen e gjakut pa filter | Pajisje një përdorimëshe; Produkte per institucione te kujdesit shendetsor
13334 | Dia-Probe-Cleaner-D - h31105 | O.E.S Distrimed | 30.12.2022 | Diagon Kft. Baross u. 48-52. Budapest H-1047, Hungary | Dia-Probe-Cleaner-D - h31105 | In Vitro | Reagent kimik solucione per pastrim pajisje mjekesore | Pajisje te diagnostikimit in vitro
13335 | TL Stabilization Bundle: NIM SPINAL -Instruments; CD HORIZON® Spinal System (CROSSLINK™); CD HORIZON® LEGACY™ Spinal System | O.E.S Distrimed | 30.12.2022 | Medtronic Sofamor Danek USA , Inc. 1800 Pyramid Place Memphis , TN 38132 USA | TL Stabilization Bundle: NIM SPINAL -Instruments; CD HORIZON® Spinal System (CROSSLINK™); CD HORIZON® LEGACY™ Spinal System (sipas listes se bashkengjitur) | lla; llb | Aksesore dhe instrumenta per sistemin spinal perdorim ne kirurgji | Instrumenta shumë përdorimësh; Pajisje një përdorimëshe
13336 | Surgical Instruments - marTract | O.E.S Distrimed | 30.12.2022 | Gebrüder Martin GmbH & Co. KG, KLS Martin Platz 1 78532 Tuttlingen/Germany | Surgical Instruments - marTract (sipas listes se bashkengjitur) | lla | Instrumenta kirurgjikal retraktor perdorim ne kirurgjine abdominale | Instrumenta shumëpërdorimësh
13337 | ZwaveMed (including the handpiece) | Arli Pharma sh.p.k | 30.12.2022 | Zimmer MedizinSysteme GmbH Junkersstrase 9 89231 Neu-Ulm, Germany | Electromechanical orthopaedic extracorporeal shock wave therapy system: ZwaveMed (including the handpiece) | lla | Pajisje me vale goditeseradiale per rigjenerimin e lekures | Tjeter
13338 | New Lav Blot I - 72251 | DIAHEM shpk | 04.01.2023 | Bio-Rad 3, boulevard Raymond Poincarè 92430 Marnes-la-Coquette France | New Lav Blot I - 72251 | In Vitro | Pajisje per detektimin e markuesve te infeksionit HIV | Pajisje te diagnostikimit in vitro
13339 | New Lav Blot II - 72252 | DIAHEM shpk | 04.01.2023 | Bio-Rad 3, boulevard Raymond Poincarè 92430 Marnes-la-Coquette France | New Lav Blot II - 72252 | In Vitro | Pajisje per detektimin e markuesve te infeksionit HIV | Pajisje te diagnostikimit in vitro
13340 | Universal Sling HS/Full Sling (STD M): 0803121; Toilet Sling / Dress Sling (STD L): 0803122; Comfort Sling With Head Support (MESH L): 0803123 (UDI-DI: 521300690slings16KB) | MONTAL shpk | 04.01.2023 | Mobiak S.A Kathiana Akrotitiu-Chania-Ctrete-Greece | Universal Sling HS/Full Sling (STD M): 0803121; Toilet Sling / Dress Sling (STD L): 0803122; Comfort Sling With Head Support (MESH L): 0803123 (UDI-DI: 521300690slings16KB) | l | Pajisje ne perberje rrobe qe sheben per transportin e pacienteve. | instrumenta shumeperdorimesh
13341 | Nebulizer GEM | MONTAL shpk | 04.01.2023 | Mobiak S.A Kathiana Akrotitiu-Chania-Ctrete-Greece | Nebulizer GEM | lla | Aerosol per nebulizimin e medicamenteve dhe antibiotikeve. | Pajisje anestezie dhe respiratore
13342 | WIDEX - MAGNIFY - Hearing Aids (sipas listes bashkengjitur) | Otofon shpk | 04.01.2023 | Widex A/S Nymøllevej 6, 3540 Lynge, DENMARK | WIDEX - MAGNIFY - Hearing Aids (sipas listes bashkengjitur) | lla | Aparate degjimi dhe aksesoret perkates. | Tjeter
13343 | Not Repositionable Needle 20G x 50mm for Mammary Noudles Localization with "Z" hook: PNZXXYY/YY | Euromed shpk | 04.01.2023 | M.D.L. S.r.l. Via Tavani, 1/a - IT 23014 DELEBIO (SO) - Italy | Not Repositionable Needle 20G x 50mm for Mammary Noudles Localization with "Z" hook: PNZXXYY/YY | lla | Age per lokalizimin e gjendrave te gjoksit. | Pajisje nje perdorimeshe
13344 | Silicone Tracheostomy Tube: 1560, 1561, 1565 seies | Euromed shpk | 04.01.2023 | Fortune Medical Instrument Corp. 6F, No.29,Sec.2, Jhongjheng E.Rd.251 Danshuei Dist. New Tapei City Taiwan | Silicone Tracheostomy Tube: 1560, 1561, 1565 seies | llb | Tuba trakeostomie prej siliconi. | Pajisje nje perdorimeshe
13345 | Aneroid sphygmomanometer | Elba sh.p.k | 05.01.2023 | Friedrich Bosch GmbH & Co. KG Hohenlaienstr. 30 72406 Bisingen, Germany | Aneroid Sphygmomanometer MEDICUS : 9070.20.112 black | Im | Sfingmomanometer per te matur tensionin arterial | Instrumenta shumeperdorimesh
13346 | Tracheal Tube | Montal sh.p.k | 05.01.2023 | Well Lead Medical Co., Ltd. C-4 Jinhu Industrial Estate, Hualong 511434 Panyu, Guangzhou, People Republic of China | Tracheal Tube (Sipas listes bashkengjitur) | Iia | Kateter qe futet n etrake per qellim te vendosjes dhe mirmbajtjes se rrugeve ajrore te pacientit. | Pajisje anestezie dhe respiratore
13347 | Recording Paper for Medical Devices: BS47nn nn nn/Dnn, BS47nn nn nn/1, BS47nn nn nn/S, CFNKnnn, CFSNnnn, BMSYnnn, CMSYnnn UDI-DI: 805750665FT03DQ | Montal sh.p.k | 05.01.2023 | LUMED srl Via Staffora 18/9-20073 Opera (MI) ITALIA | Recording Paper for Medical Devices: BS47nn nn nn/Dnn, BS47nn nn nn/1, BS47nn nn nn/S, CFNKnnn, CFSNnnn, BMSYnnn, CMSYnnn UDI-DI: 805750665FT03DQ | I | Letra regjistrimi te sinjaleve biologjike nga instrumentat elektromjekesore. | Pajisje nje perdorimeshe
13348 | Conforming Bandages (sipas listes bashkengjitur) | Gen-Alb Farma shpk | 05.01.2023 | Lohmann & Rauscher Inernational GmbH & Co. KG Westerwaldstraße 4, 56579 Rengsdorf, GERMANY | Conforming Bandages (sipas listes bashkengjitur) | l | Pajisje ne formen e nje rripi te gjate materiali te endur te shtrire qe perdoret per veshje primare plage. | Pajisje nje perdorimeshe
13349 | Raucocel® : 10143, 10144, 11002, 11004, 11010, 11011, 11014, 11015, 11935, 11937 | Gen-Alb Farma shpk | 05.01.2023 | Lohmann & Rauscher Inernational GmbH & Co. KG Westerwaldstraße 4, 56579 Rengsdorf, GERMANY | Raucocel® : 10143, 10144, 11002, 11004, 11010, 11011, 11014, 11015, 11935, 11937 | ls | Pajisje jo e biodegradueshme e destinuar per tu vendosur perkohesisht nepermjet nje vrime te hundes ne zgavren e saj pas operacionit ose traumes. | Pajisje nje perdorimeshe
13350 | Suprasorb® : 20440,-20442, 20445, 24867-24870, 121900, 121901 | Gen-Alb Farma shpk | 05.01.2023 | Lohmann & Rauscher Inernational GmbH & Co. KG Westerwaldstraße 4, 56579 Rengsdorf, GERMANY | Suprasorb® : 20440,-20442, 20445, 24867-24870, 121900, 121901 | llb | Mbulese plage qe ndihmeon ne sherimin plageve. | Pajisje nje perdorimeshe
13351 | Cellacare® Gilchrist / Gilchrist Easy : 22401-22404, 22415-22418 | Gen-Alb Farma shpk | 05.01.2023 | Lohmann & Rauscher Inernational GmbH & Co. KG Westerwaldstraße 4, 56579 Rengsdorf, GERMANY | Cellacare® Gilchrist / Gilchrist Easy : 22401-22404, 22415-22418 | l | Pajisje per suportin e nyjes se shpatullave. | Pajisje nje perdorimeshe
13352 | Cellacare® Cervidur : 22405-22407 | Gen-Alb Farma shpk | 05.01.2023 | Lohmann & Rauscher Inernational GmbH & Co. KG Westerwaldstraße 4, 56579 Rengsdorf, GERMANY | Cellacare® Cervidur : 22405-22407 | l | Pajisje per suportin e qafes. | Pajisje nje perdorimeshe
13353 | OTORIG DROPS | DELTA PHARMA-AL SH.P.K | 05.01.2023 | Erbagil S.r.l. Via luigi Settembrini 13, 82037 Telese Terme Italia | OTORIG DROPS | I | Pika per vesh. | Tjeter
13354 | Single or multiple empty blood bags, without leukodepletion filter, transfer bags (sipas listes bashkengjitur) | Biometric Albania shpk | 06.01.2023 | Maco Pharma Rue Lorthiois, 59420 Mouvaux, France | Single or multiple empty blood bags, without leukodepletion filter, transfer bags (sipas listes bashkengjitur) | llb | Qese te ndryshme per transferimin e gjakut, pa filter. | Produkte per institucione te kujdesit shendetesor
13355 | All purpose bandage, medium strech | Gen-Alb Farma | 06.01.2023 | Lohmann & Rauscher International GmbH & Co.KG Westerwaldstrasse 4, 56579 Rengsdorf, Germany | Lenkelast® All purpose bandage, medium strech: 39430; 39431; 39432; 39433; 39434; 39435; 39436; 39437; 39438; 39440; 39441; 39442; 39450; 39451; 39452; 90810; 90811; 90812; 90813; 90830 | I | Bende shumeperdorimeshe me materiale te ndryshme | Pajisje nje perdorimeshe
13356 | Antimicrobial Calcium Alginate Wound Dressing/-Rope | Gen-Alb Farma | 06.01.2023 | Lohmann & Rauscher International GmbH & Co.KG Westerwaldstrasse 4, 56579 Rengsdorf, Germany | Suprasorb® A AG Antimicrobial Calcium Alginate Wound Dressing/-Rope: 20570; 20571; 20572; 20573; 101915; 121902; 121903 | III | Nje mbulese kirugjikale antimikrobiale per palge e destinuar te prodhoje nje xhel qe thith uje ne kontakt me plagen | Pajisje nje perdorimeshe
13357 | Curafix | Gen-Alb Farma | 06.01.2023 | Lohmann & Rauscher International GmbH & Co.KG Westerwaldstrasse 4, 56579 Rengsdorf, Germany | Curafix i.v : 31883; 31884; 31885; 31886; 31896; 33696; 33697; 33699; 34870 (BUDI-DI 4021447-0058-L3) | Is | Pajisje e cila mundeson fiksimin e nje katetri perkutan, tub ne trupin enjeriut. | Pajisje nje perdorimeshe
13358 | SENSA i (UDI-DI: 04260507450153); SENSA Flex A3 (UDI-DI: 04260507450296); SENSA Flex A4 (UDI-DI: 04260507450364); SALSA A1 (UDI-DI: 04260507450111); SALSA A3 (UDI-DI: 04260507450135); SALSA A4 (UDI-DI: 04260507450142) | Evita shpk | 06.01.2023 | Likamed GmbH Raußmühlstraße 7, 75031 Eppingen, Deutchland | SENSA i (UDI-DI: 04260507450153); SENSA Flex A3 (UDI-DI: 04260507450296); SENSA Flex A4 (UDI-DI: 04260507450364); SALSA A1 (UDI-DI: 04260507450111); SALSA A3 (UDI-DI: 04260507450135); SALSA A4 (UDI-DI: 04260507450142) | l | Karrige terapeutike per uljen dhe pozicionimin shtrire te pacienteve. | Produkte per institucione te kujdesit shendetesor
13359 | Disposable Vaginal Speculums - L, M, S; Urine Bags - 2000ml; Caps - Nurse cap, Doctor Cap | 2A - PHARMA shpk | 06.01.2023 | Ningbo Yingmed Medical Instruments Co., Ltd. Room 1201-9, No. 456 Tai'an Middle RD, Yinzhou district, Ningbo, Zhejiang, P.R.China | Disposable Vaginal Speculums - L, M, S; Urine Bags - 2000ml; Caps - Nurse cap, Doctor Cap | l | Spekulum vaginal, qese urine, kapuc. | Pajisje nje perdorimeshe
13360 | Coronary angioplasty catheter non-compliant type, Rapid/Exchange - RIVER NC (sipas listes bashkengjitur) | 2A - PHARMA shpk | 06.01.2023 | Balton Sp. z o. o. 00-496 Warszawa, ul. Nowy Świat 7/14, Poland | Coronary angioplasty catheter non-compliant type, Rapid/Exchange - RIVER NC (sipas listes bashkengjitur) | lll | Kateter angioplastik per koronare. | Tjeter
13361 | Hearing Aids: Pure; Prompt; Motion; Intuis 3; Insio; | Klinika Rodovani sh.p.k | 05.01.2023 | Signia GmbH Henri-Dunant-Strasse 100 91058 Erlangen GERMANY | Hearing Aids: Pure; Prompt; Motion; Intuis 3; Insio; (Sipas listes bashkengjitur) | Iia | Aparate degjimi qe kane si qellim permirsimin e cilesise se degjimit te paciente. | Pajisje asistive per persona me aftesi te kufizuar
13362 | Dia - Rinse-D | O.E.S Distrimed sh.p.k | 09.01.2023 | DIAGON Kft. Baross u. 48-52, Budapest, H-1047, Hungary | CBC Reagents: Dia - Rinse-D h31103 (BUDI-DI 5992790R03KB) | In Vitro | Reagente kimike, solucione per pajisjet mjekesore | Pajisje te diagnostikimit in vitro
13363 | Dia-EZ-Cleaner-D | O.E.S Distrimed sh.p.k | 09.01.2023 | DIAGON Kft. Baross u. 48-52, Budapest, H-1047, Hungary | CBC Reagents: Dia-EZ-Cleaner-D h31114 (BUDI-DI 5992790E01H6) | In Vitro | Solucion enzimatik pastrimi dhe mirembajtje per pajisje mjekesore, analizatore | Pajisje te diagnostikimit in vitro
13364 | Dia-Diluent-D; Dia-Lyse-Diff D-CF | O.E.S Distrimed sh.p.k | 09.01.2023 | DIAGON Kft. Baross u. 48-52, Budapest, H-1047, Hungary | Dia-Diluent-D h31101; h31111. Dia-Lyse-Diff D-CF h31102. | In Vitro | Reagente kimike, solucione pas | Pajisje te diagnostikimit in vitro
13365 | Coronary angioplasty catheter, Rapid Exchange RIVER CTO | 2A Pharma sh.p.k | 09.01.2023 | BALTON Sp.z.o.o. ul. Nowy Swiat 7/14 00-496 Warszawa POLAND | Coronary angioplasty catheter, Rapid Exchange RIVER CTO(Sipas listes bashkengjitur) | III | Kateter angioplastik per koronaren RIVER CTO. | Tjeter
13366 | ZLipoMed | ARLI PHARMA shpk | 09.01.2023 | Zimmer MedizinSysteme GmbH Junkersstr. 9, 89231 Neu-Ulm, GERMANY | ZLipoMed | lla | Pajisje qe ben te mundur reduktimin e grumbullimeve te yndyres ne trup, celulitit ne menyre te perhershme dhe jo invazive. | Tjeter
13367 | DuraSeal Dural Sealant System: DSD5005, DSD5001 | O.E.S DISTRIMED shpk | 09.01.2023 | Integra LifeSciences Corporation Also dba Integra NeuroSciences 1100 Campus Road, Princeton, New Jersey 08540 USA | DuraSeal Dural Sealant System: DSD5005, DSD5001 | lll | Sistem ngjites per riparimin e dures, perdorim ne neurokirurgji. | Pajisje nje perdorimeshe
13368 | Blood Glucose Meters; Blood Glucose Test Strips; Blood Glucose Test Controls (sipas listes bashkengjitur) | O.E.S DISTRIMED shpk | 09.01.2023 | Hangzhou Sejoy Electronics & Instruments Co., Ltd. Building 2, No. 202, Zhenzhong Road West Lake Economy & Technology Zone 310030 Hangzhou China | Blood Glucose Meters; Blood Glucose Test Strips; Blood Glucose Test Controls (sipas listes bashkengjitur) | In Vitro | Sistem monitorimi i glukozes ne gjak. | Pajisje te diagostikimit in vitro
13369 | Shiley™ Pediatric Oral/Nasal Endotracheal Tube TaperGuard™ Cuff, Non DHEP, : 2.5mm - 86125, 3.0mm - 86130, 3.5mm - 86135, 4.0mm - 86140, 4.5mm - 86145, 5.0mm - 86150, 5.5mm - 86155, 6.0mm - 16160 (UDI-DI: 0763000B00013217C) | O.E.S DISTRIMED shpk | 09.01.2023 | Covidien Ilc 15 Hampshire Street Mansfield,MA 02048 USA | Shiley™ Pediatric Oral/Nasal Endotracheal Tube TaperGuard™ Cuff, Non DHEP, : 2.5mm - 86125, 3.0mm - 86130, 3.5mm - 86135, 4.0mm - 86140, 4.5mm - 86145, 5.0mm - 86150, 5.5mm - 86155, 6.0mm - 16160 (UDI-DI: 0763000B00013217C) | lla | Tuba endotracheal qe perdoren per akses tracheal ne rruget e frymemarrjes. | Pajisje nje perdorimeshe
13370 | Synthetic Absorbable Knotless Suture - V-Loc 180™ and V-Loc™ 90 Absorbale Wound Closure Device, V-LOC™ PBT Nonabsorbable Wound Closure Devices (sipas listes bashkengjitur) | O.E.S DISTRIMED shpk | 09.01.2023 | Covidien Ilc 15 Hampshire Street Mansfield,MA 02048 USA | Synthetic Absorbable Knotless Suture - V-Loc 180™ and V-Loc™ 90 Absorbale Wound Closure Device, V-LOC™ PBT Nonabsorbable Wound Closure Devices (sipas listes bashkengjitur) | llb, lll | Sutura kirurgjikale te absorbueshme. | Pajisje nje perdorimeshe
13371 | Electromagnetic Stimulator | Arli Pharma sh.p.k | 09.01.2023 | REMED Co., Ltd. 301-303, Migun Techno World II 187, Techno 2-ro, Yuseong-gu, Daejeon, 34025, Republic of Korea | Electromagnetic Stimulator: PERFECT 5049 | Iia | Pajisje e terapise induktive me energji te larte qe perdoret gjeresisht per te konkluduar tonin e muskujve per te permiresuar qarkullimin e gjakut | Tjeter
13372 | Medical Device | O.E.S Distrimed sh.p.k | 09.01.2023 | Medtronic Inc 710 Medtronic Parkway Minneapolis MN, 55432 USA | Medical Device (sipas listes bashkengjitur) | I | Pajisje dhe aksesore per proceduren e ablacionit kardiak | Instrumenta shumeperdorimesh
13373 | Ringloc Acetabular Liners | Trimed | 09.01.2023 | Biomet UK Limited Waterton Industrial Estate Bridgend CF31 3XA United Kingdom | Ringloc Acetabular Liners (sipas listes bashkengjitur) | III | Veshes pre polietileni te kupes acetabulare qe perdoren per nderhyrjet kirrugjikale artroplastike totale te artikulacionit kokso femoral | Tjeter
13374 | ECG Patient Cables: EE100XXX-200; EE100XXXX-200; EE100XXXX-350; EE103XX-XXX; EE200XXXX-XXX; EE203XX-000; EE300XXXX-XXX; | O.E.S Distrimed sh.p.k | 09.01.2023 | LUMED srl Via Staffora 18/9-20073 Opera (MI) ITALIA | ECG Patient Cables: EE100XXX-200; EE100XXXX-200; EE100XXXX-350; EE103XX-XXX; EE200XXXX-XXX; EE203XX-000; EE300XXXX-XXX; | I | Kabull per EKG. | Instrumenta shumeperdorimesh
13375 | Gentleᴾᴿᴼ including SysCart and Handpiece | ArliPharma sh.p.k | 09.01.2023 | Zimmer Medizin Systeme GmbH Junkersstrabe 9 89231 Neu-Ulm/ Germany | Gentleᴾᴿᴼ including SysCart and Handpiece | Iia | Pajisje qe sherben per trajtimin e disfunksionit erektil me vale shoku. | Tjeter
13376 | Cervical Fusion bundle | O.E.S Distrimed sh.p.k | 10.01.2023 | Medtronic Sofamor Danek USA, Inc. 1800 Pyramid Place Memphis, Tennessee 38132 USA | Cervical Fusion bundle (Sipas listes bashkengjitur) | Iia | Implante cerikale qe vendosen ne pjesen cervikale te trupit. | Pajijse te implantueshme jo aktive
13377 | OmniPore® Surgical Implants (Off-the-Shelf) | Evita sh.p.k | 10.01.2023 | Matrix Surgical Holdings, LLC dba Matrix Surgical USA 98 Bledsoe Rd. Newnan, GA 30265 USA | OmniPore® Surgical Implants (Off-the-Shelf) (Sipas listes bashkengjitur) | IIb | Implante kirurgjikale per rikonstruksione kraniofaciale dhe riparim te traumave kraniofaciale. | Pajijse te implantueshme aktive
13378 | Heated electrical accessories | Biometric Albania sh.p.k | 10.01.2023 | Fisher&Paykel Healthcar Ltd. 15 Maurice Paykel Place, East Tamaki, Auckland 2013, New Zealand | Heated electrical accessories (Sipas listes bashkengjitur) | Iia; I | Aksesore per lageshtues me ngrohje. | Pajijse elektromekamike
13379 | Single or multiple blood bags with LCRD filter (sipas listes bashkengjitur) | Biometric Albania shpk | 10.01.2023 | Maco Pharma Rue Lorthiois, 59420 Mouvaux, France | Single or multiple blood bags with LCRD filter (sipas listes bashkengjitur) | llb | Qese gjaku teke ose multiple me filter LCRD. | Produkte per institucione te kujdesit shendetesor
13380 | MixStar Tips Blue (UDI-DI: ++EDMG10AccessoriesZB) | EURODENTA shpk | 10.01.2023 | DMG Chemisch-Pharmazeutische Fabrik GmbH Elbgaustrasse 248, 22547 Hamburg, Germany | MixStar Tips Blue (UDI-DI: ++EDMG10AccessoriesZB) | l | Maja per perzierje blu. | Pajisje dentare
13381 | Epicardial CapSure Leads (sipas listes bashkengjitur) | O.E.S DISTRIMED shpk | 10.01.2023 | Medtronic, Inc. 710 Medtronic Parkway Minneapolis MN 55432 USA | Epicardial CapSure Leads (sipas listes bashkengjitur) | lll | Elektroda per pacemakera. | Pajisje te implantueshme aktive
13382 | AIR OPTIX COLORS (lotrafilcon B with print) (UDI-DI: 038065GMN000129H8) | PEGASUS shpk | 10.01.2023 | Alcon Laboratories, Inc. 6201 South Freeway, Forth Worth, Texas 76134-2099 USA | AIR OPTIX COLORS (lotrafilcon B with print) (UDI-DI: 038065GMN000129H8) | lla | Lente te buta kontakti me funksion korrigjimin e shikimit per astigmatizem minimal. | Pajisje oftalmike dhe optike
13383 | ARCHITECT Anti-HBs Reagent Kit: 7C18-20, 25, 30; ARCHITECT Anti-HBs Calibrators: 7C18-01; ARCHITECT Anti-HBs Controls: 7C18-10 | PEGASUS shpk | 10.01.2023 | Abbott Ireland Diagnostics Division Finisklin Buisness Park, Sligo, Ireland | ARCHITECT Anti-HBs Reagent Kit: 7C18-20, 25, 30; ARCHITECT Anti-HBs Calibrators: 7C18-01; ARCHITECT Anti-HBs Controls: 7C18-10 | In Vitro | Reagent, kontroll dhe calibrator per imunoanalizen e mikrogrimcave kemiluineshente per percaktimin sasior te antitrupave te Hepatitit B. | Pajisje te diagnostikimit in vitro
13384 | Synthetic Cast Stockinet: MS02; MS03; MS04; MS06; | Elba sh.p.k | 10.01.2023 | 3M Deutschland GmbH Health Care Business Carl-Schurz-Str. 1 41453 Neuss Germany | Synthetic Cast Stockinet: MS02; MS03; MS04; MS06; | I | Shtrese e poshteme e corapeve. | Pajisje nje perdorimeshe
13385 | 3M™M Single use Pivoting Clipper Blade Assembly and 3M ™Single use Specialty Clipper Blade Assembly | Elba sh.p.k | 10.01.2023 | 3M Company 2510 Conway Ave. St. Paul, MN 55144 USA | 3M™M Single use Pivoting Clipper Blade Assembly and 3M ™Single use Specialty Clipper Blade Assembly | I | The per makine rroje kirurgjikale. | Pajisje nje perdorimeshe
13386 | Icon; Ionosit-Baseliner; PermaCem 2.0 | Eurodenta sh.p.k | 11.01.2023 | DMG Chemisch-Pharmazeutische Fabrik GmbH Elbgaustrabe 248 22547 Hamburg Germany | Icon; Ionosit-Baseliner; PermaCem 2.0 | Iia | Material mbushes, acid, cement ngjites. | Pajisje dentare
13387 | Surgical Clpper with Pivoting Head: 9661L; Charger Stands: 9668L | Elba shpk | 11.01.2023 | 3M Company 2510 Conway Avenue, St. Paul, Minesota 55144, USA | Surgical Clpper with Pivoting Head: 9661L; Charger Stands: 9668L | l | Makine rroje kirurgjikale me karikues. | Pajisje elektromekanike
13388 | Heated Respiratory Humidifiers | Biometric Albania sh.p.k | 11.01.2023 | Fisher&Paykel Healthcar Ltd. 15 Maurice Paykel Place, East Tamaki, Auckland 2013, New Zealand | Heated Respiratory Humidifiers (Sipas listes bashkengjitur) | Iia | Lagjeshtues respirator me ngrohje | Pajisje elektromekamike
13389 | Endo Catch™ Il Auto Suture ™ Specimen Retrieval Pouch 15mm - 173049; Endo Catch ™M Gold Auto Suture ™ Specimen Retrieval Pouch 10mm - 173050G; EndoBag™H Auto Suture ™ Specimen Retrieval System 3' x 6" - 25030; EndoBag™ Auto Suture T Specimen Retrieval System 5" x 8" - 25040; ReliaCatch ™ Specimen Retrieval Bag 10mm - Catch10; ReliaCatch™M Specimen Retrieval Bag 12mm - Catch12; | O.E.S Distrimed sh.p.k | 11.01.2023 | Covidien IIc 15 Hampshire Street Mansfield, Massachusetts 02048 USA | Endo Catch™ Il Auto Suture ™ Specimen Retrieval Pouch 15mm - 173049; Endo Catch ™M Gold Auto Suture ™ Specimen Retrieval Pouch 10mm - 173050G; EndoBag™H Auto Suture ™ Specimen Retrieval System 3' x 6" - 25030; EndoBag™ Auto Suture T Specimen Retrieval System 5" x 8" - 25040; ReliaCatch ™ Specimen Retrieval Bag 10mm - Catch10; ReliaCatch™M Specimen Retrieval Bag 12mm - Catch12; | Iia | Instrumenta dhe aksesore endoskopike. | Pajisje nje perdorimeshe
13390 | ARCHITECT Anti-HBs Reagent Kit - 7C18-29; ARCHITECT Anti-lIBs Reagent Kit - 7C18-39; ARCHITECT Anti-HBs Reagent Kit - 7C18-33; ARCHITECT Anti-HBs Reagent Kit - 7C18-41; ARCHITECT Anti-HBs Reagent Kit - 7C18-42; ARCHITECT Anti-HBs Calibrators - 7C18-03; ARCHITECT Anti-HBs Controls - 7C18-13; | Pegasus sh.p.k | 11.01.2023 | Abbott Ireland Diagnostics Division Finisklin Business Park, Sligo, Ireland | ARCHITECT Anti-HBs Reagent Kit - 7C18-29; ARCHITECT Anti-lIBs Reagent Kit - 7C18-39; ARCHITECT Anti-HBs Reagent Kit - 7C18-33; ARCHITECT Anti-HBs Reagent Kit - 7C18-41; ARCHITECT Anti-HBs Reagent Kit - 7C18-42; ARCHITECT Anti-HBs Calibrators - 7C18-03; ARCHITECT Anti-HBs Controls - 7C18-13; | In Vitro | Imunoanalize mikrogrimcash kemilumineshente CMIA qe sherben per percaktimin sasior te antigenit siperfaqesor te hepatiti B ne serumin njerezor dhe ne plazem me analizatoret Architect. | Pajisje diagnostikimi in vitro
13391 | CleanCart A 114010; CleanCart A 114012; CleanCart A 955850; CleanCart C 114013; 955851; CleanCart C 955799; | Incomed sh.p.k | 11.01.2023 | GAMBRO LUNDIA AB Box 10101 Magistratsvägen 16 SE-220 10 Lund Sweden | CleanCart A 114010; CleanCart A 114012; CleanCart A 955850; CleanCart C 114013; 955851; CleanCart C 955799; | I | Kartrixh me disinfektant per aparat dialize. | Tjeter
13392 | 3MTM Bair HuggerTM Full Body Surgical Warming Blanket - 61000; 3MTMBair HuggerTM Full Access Underbody Warming Blanket - 63500; | Elba sh.p.k | 11.01.2023 | 3M Company 2510 Conway Ave. St. Paul, MN 55144 USA | 3MTM Bair HuggerTM Full Body Surgical Warming Blanket - 61000; 3MTMBair HuggerTM Full Access Underbody Warming Blanket - 63500; | I | Batanije per ngrohjen e pacientit. | Instrumenta shumeperdorimesh
13393 | Electrosurgical Reusable Cable - 21171 LE UDI-DI 06082232761010000000008CT | Elba sh.p.k | 11.01.2023 | 3M Deutschland GmbH Health Care Business Carl-Schurz-Str.1 41453 Neuss Germany | Electrosurgical Reusable Cable - 21171 LE UDI-DI 06082232761010000000008CT | I | Kabllo e riperdorshme elektrokirurgjike e projektuar per kthim te radio frekuences. | Tjeter
13394 | Willi Geller Creation : Metal and Fuil ceramics Willi Geller Creation CC. Willi Geller Creation LF Willi Geller Creation ZI-F, Willi Geller Creation ZI-CT, Willi Geller Creation CP. Willi Geller Creation LS | New Dental sh.p.k | 11.01.2023 | KLEMA Dentalprodukte GmbH Koblacherstrasse 3a AT-6812 Meiningen | Willi Geller Creation : Metal and Fuil ceramics Willi Geller Creation CC. Willi Geller Creation LF Willi Geller Creation ZI-F, Willi Geller Creation ZI-CT, Willi Geller Creation CP. Willi Geller Creation LS | Iia | Materiale per realizimin e kellefeve dhe urave si porcelan etj. | Pajisje dentare
13395 | Apparecchi elettrochirurgici e accessori | ALBAMED sh.p.k | 11.01.2023 | Gebruder Martin GmbH & Co. KG KLS Martin latz 1 78532 Tuttlingen Germania | Apparecchi elettrochirurgici e accessori (Sipas listes bashkengjitur) | Is, Iia, Iib | Instrumenta elektrokirurgjikal dhe aksesore. | Instrumenta shumeperdorimesh
13396 | Concilium Feel Volume | Gold Perla sh.p.k | 11.01.2023 | CARISIA SRL Via Giacomo Leopardi 7, CAP 20123, Milano Italy | Concilium Feel Volume | III | Acid hilauronik, filler. | Tjeter
13397 | Biopsy needles | Montal sh.p.k | 11.01.2023 | Argon Medical Devices, Inc. 1445 Flat Creek Road Athens, Texas 75751, USA | Biopsy needles (Sipas listes bashkengjitur) | Iia | Age qe sherben per marrje biopsie. | Pajisje nje perdorimeshe
13398 | SpO2 Sensor | Biometric Albania | 12.01.2023 | Shenzhen Best Electronics Co., Ltd. 605 No.59 Building, the Second Industrial Park, Tianliao Community, Yutang Street, Guangming District, Shenzhen, P.R. China | SpO2 Sensor (sipas listes se bashkengjitur) | llb | Sensor oksimetrie | Pajisje elektromekanike
13399 | Ceramic Femoral Heads | Trimed | 12.01.2023 | Zimmer GmbH Sulzerallee 8 8404 Winterthur, Switzerland | Ceramic Femoral Heads (sipas listes se bashkengjitur) | lll | Pajisje protetike qe perdoren ne kirurgjine e artikulacioneve kokso-femorale | Pajisje te implantueshme jo aktive
13400 | Electrocatheters for temporary endocardial pacing and electrophysiological studies "SPIKE LC N"6 2-Sterile single use epicardial electrodes myopace, unipolar, adult, straight chest needle ,L.60cm 3-Electrocatheters for temporary endocardial pacing and electrophysiological studies "SPIKE LC N" 5 | 2A Pharma sh.p.k | 12.01.2023 | FIAB Spa Via P. Costoli 4, 50039 Vicchio (FI) Italia | Electrocatheters for temporary endocardial pacing and electrophysiological studies "SPIKE LC N"6 2-Sterile single use epicardial electrodes myopace, unipolar, adult, straight chest needle ,L.60cm 3-Electrocatheters for temporary endocardial pacing and electrophysiological studies "SPIKE LC N" 5 (Sipas listes bashkengjitur) | III | Elektrokateter te ndryshem. | Tjeter
13401 | 1- Dilatant Plus cryothermal anal dilator. Box of tow different sizes 18/20mm Ref: (A.1001) (UDI-DI 803363880DLTORDG) 2-Dilatant Plus cryothermal anal dilator. Box of tow different sizes 23/27mm Ref: (A.1002) (UDI-DI:803363880DLTORD6) 3-Dilatant Plus cryothermal anal dilator. Box of sizes 30mm Ref: (A.1030) (UDI-DI:803363880DLTORD6 4-Self-Light-Diagnostic/paediatric flute beake proctoscope.Disposable. Tube length 56mm. Tube diameter 18mm (A.4018) (UDI-DI:803363880ANSCPBG) 5-Self-Light-Diagnostic/pediatrictrunk-endproctoscope.Disposable.Tubelength54mm. Tube diameter 18mm (every 75pcs pen -light (ree) (A.4019) (UDI-DI:803363880ANSCPBG) | 2A Pharma sh.p.k | 12.01.2023 | Sapi Med SPA Via Della Chimica, 6 Z.I D3 15121 Alessandria Italy | 1- Dilatant Plus cryothermal anal dilator. Box of tow different sizes 18/20mm Ref: (A.1001) (UDI-DI 803363880DLTORDG) 2-Dilatant Plus cryothermal anal dilator. Box of tow different sizes 23/27mm Ref: (A.1002) (UDI-DI:803363880DLTORD6) 3-Dilatant Plus cryothermal anal dilator. Box of sizes 30mm Ref: (A.1030) (UDI-DI:803363880DLTORD6 4-Self-Light-Diagnostic/paediatric flute beake proctoscope.Disposable. Tube length 56mm. Tube diameter 18mm (A.4018) (UDI-DI:803363880ANSCPBG) 5-Self-Light-Diagnostic/pediatrictrunk-endproctoscope.Disposable.Tubelength54mm. Tube diameter 18mm (every 75pcs pen -light (ree) (A.4019) (UDI-DI:803363880ANSCPBG) | I | Dilatator dhe anoskope. | Tjeter
13402 | Bilirubin meter: BR-5200/BR-5200P - 0001 | Vactro Scientific shpk | 12.01.2023 | APEL Co., Ltd. 951, Angyouryou Negishi, Kawaguchi, Saitama, 333-0834 Japan | Bilirubin meter: BR-5200/BR-5200P - 0001 | In Vitro | Aparat laboratorik per matjen e bilirubines. | Pajisje laboratori
13403 | Ultrasonic Endo Activator Device | Moto - Mania | 12.01.2023 | Guiling Woodpecker Medical Instrument Co., Ltd. Information Industrial Park Guiling National High-Tech Information Park 54 1004 Guiling , Guangxi, China | Ultrasonic Endo Activator Device: Endo 3 | Iia | Pajisje mjekesore dentare ultrasonike per aktivizimin dhe irrigimin e hipokloritit brenda ne kanal per dezinfektim | Pajisje dentare
13404 | Light curing varnish for glassionomer materials | Eurodenta | 12.01.2023 | VOCO GmbH, Anton-Flettner-Strasse 1-3, 27472 Cuxhaven, Germany | Light curing varnish for glassionomer materials: Final Varnish LC 1241, Bottle 2 x 3ml | I | Llak ngjites per materialet e mbushjes dentare | Pajisje dentare
13405 | Self-expanding stent with delivery system JAGUAR ZNSJBxCFI,ZNSJBxCFGI,ZNSJB‹CFIPT,ZNSJBxCF6IPT,ZNSJBxCFIR,ZNSJBxCF6IR,ZNSJB‹CFIPTR,ZNSJB«CF6IPTR where: ZNSJ-Self-expanding stent with delivery system B-nominal stent diameter (4,5.6,7,8,9,10,12,or 14mm) C-nominal stent length(15,20,30,40,50,60,70,80,90,100,110,120 or 150mm) F-guide wire marking (18=0.018 or 35=0.035) I-delivery system working length (80,100,120,0r 135cm) G-delivery system size (GF) PT-nitinol DFT wire R-with handle Referenc: ZNSJ6x100356120, ZNSJ6x80356120, ZNSJ8x100356120, ZNSJ8x80356120 | 2A Pharma sh.p.k | 12.01.2023 | BALTON Sp.z.o.o. ul. Nowy Swiat 7/14 00-496 Warszawa POLAND | Self-expanding stent with delivery system JAGUAR ZNSJBxCFI,ZNSJBxCFGI,ZNSJB‹CFIPT,ZNSJBxCF6IPT,ZNSJBxCFIR,ZNSJBxCF6IR,ZNSJB‹CFIPTR,ZNSJB«CF6IPTR where: ZNSJ-Self-expanding stent with delivery system B-nominal stent diameter (4,5.6,7,8,9,10,12,or 14mm) C-nominal stent length(15,20,30,40,50,60,70,80,90,100,110,120 or 150mm) F-guide wire marking (18=0.018 or 35=0.035) I-delivery system working length (80,100,120,0r 135cm) G-delivery system size (GF) PT-nitinol DFT wire R-with handle Referenc: ZNSJ6x100356120, ZNSJ6x80356120, ZNSJ8x100356120, ZNSJ8x80356120 | Iib | Stente Jaguar vete zgjeruese me sistem shperndarjeje. | Tjeter
13406 | 3M™ Steri-Drape™ Surgical Drapes: 1191, 9072 | Elba shpk | 12.01.2023 | 3M Company 2510 Conway Avenue, St. Paul, Minesota 55144, USA | 3M™ Steri-Drape™ Surgical Drapes: 1191, 9072 | ls | Pajisje qe perdoren per te parandaluar kontaminimin e materialit te qepjes dhe per te mbajtur nje fushe sterile ne vendin e kirurgjise. | Pajisje nje perdorimeshe
13407 | 3M™ Tegaderm™+Pad Film Dressing with Nonadherent Pad: 3585, 3591 | Elba shpk | 12.01.2023 | 3M Company 2510 Conway Avenue, St. Paul, Minesota 55144, USA | 3M™ Tegaderm™+Pad Film Dressing with Nonadherent Pad: 3585, 3591 | lla | Veshje e cila mbron plagen nga uji, bakteret dhe viruset. | Pajisje nje perdorimeshe
13408 | Dual Chamber Temporary Pacemaker | O.E.S Distrimed | 12.01.2023 | Medtronic Inc. 710 Medtronic Parkway Minneapolis MN, 55432 USA | Dual Chamber Temporary Pacemaker: 5392 | IIb | Stimulues, ritemberes i jashtem i perkohshem me dhoma te dyfishta per perdorim ne kardiologji | Tjeter
13409 | Effecol Micro-Enemas Junior | Eurofarma TQ Tolica sh.p.k | 12.01.2023 | Velit Biopharma S.r.l. Piazza Cavour 3, 20121 Milano | Micro - enemas: Effecol micro - enemas junior 4 x 6gr | Iia | Eshte nje pajisje per perdorim rektal, e formuluar si mikro enema bazuar ne polietilen glikol qe ndihmon ne rastin e konstipacionit | Tjeter
13410 | Cable connection between plates and electrosurgery (F7902,F7902-S, F7902/24, F7902/3MT, F7902/4, F7903, F7903/F, F7904, F7922/24, F7922/2MT, F7922/4, F7922/WB, R7923, F7923/F.F7924 | 2A Pharma sh.p.k | 12.01.2023 | FIAB Spa Via P. Costoli 4, 50039 Vicchio (FI) Italia | Cable connection between plates and electrosurgery (F7902,F7902-S, F7902/24, F7902/3MT, F7902/4, F7903, F7903/F, F7904, F7922/24, F7922/2MT, F7922/4, F7922/WB, R7923, F7923/F.F7924 | I | Lidhje kabllore midis pllakave dhe elektrokirurgjise. | Tjeter
13411 | AZUR™ Peripheral Coil System | Biometric Albania sh.p.k | 12.01.2023 | Micro Vention, Inc. 35 Enterprise Aliso Viejo, CA 92656 United States of America | AZUR™ Peripheral Coil System (Sipas listes bashkengjitur) | IIb | Pajisje per embolizimin e eneve te gjakur. | Pajisje nje perdorimeshe
13412 | 3M™ Surgical Clipper Proffesional and Drop-in Charger Stand with Cord | Elba | 12.01.2023 | 3M Company, 2510 Conway Ave. St.Paul, MN 55144 USA | 3M™ Surgical Clipper Proffesional and Drop-in Charger Stand with Cord: Surgical Clipper Professional - 9681; Drop-in Charger Stand with Cord 9683 (BUDI-DI 0608223840101000000008AN) | I | Makine rroje kirurgjikale dhe karikues | Instrumenta shumeperdorimeshe
13413 | Architecht Total T3 Reagent Kit: 7K64-27; 7K64-32; 7K64-37; Architect Total T3 Calibrators - 7K64-02; Architect Total T3 Manual Diluent - 7K64-50 | Pegasus | 12.01.2023 | Abbott Ireland Diagnostics Division Lisnamuck, Longford, Co. Longford, Ireland | Architecht Total T3 Reagent Kit: 7K64-27; 7K64-32; 7K64-37; Architect Total T3 Calibrators - 7K64-02; Architect Total T3 Manual Diluent - 7K64-50 | In Vitro | Imunoanalize, kalibrator dhe kontroll per percaktimin e T3 | Pajisje te diagnostikimit in vitro
13414 | Procleix Auto Detect Reagent Kit - 303345 (Basic UDI-DI: 0859882007Procleix012ZF) | Pegasus | 12.01.2023 | Grifols Diagnostic Solutions Inc. 4560 Horton Street Emeryville, CA 94608, USA | Procleix Auto Detect Reagent Kit - 303345 (Basic UDI-DI: 0859882007Procleix012ZF) | In Vitro | Reagent per analiza gjaku | Pajisje te diagnostikimit in vitro
13415 | 3M™ Surgical Clipper Blade Assembly - 9680 | Elba | 12.01.2023 | 3M Company 2510 Conway Ave, St. Paul, MN 55144 USA | 3M™ Surgical Clipper Blade Assembly - 9680 | l | Teh per makine rroje kirurgjikale | Pajisje një përdorimëshe; Produkte per institucione te kujdesit shendetsor
13416 | Constellation vision system: Constellation® Table Top 450721-8065751150; Constellation® CR3 Upgrade Kit 45072-8065752224; Constellation® CR4 Upgrade Kit 45072- 8065752537; Constellation® Table Top CR5 450721- 8065753041; Constellation® CR5 Upgrade Kit 45072- 8065753070; Constellation® HDVO Upgrade Kit 45072- 8065753061; The Constellation Vision System may include the following additional Constellation Table Top: Constellation® Embedded Laser-8065751450; Constellation®Base-8065751451;Constellation® Aux Illuminator-8065751452;Constellation® Tray Arm Assy- 8065751539; Constellation® Ballast- 8065751540; Constellation® Support Column-8065751541; Constellation® Tray Arm Kit- 8065751559;Constellation® CR5.4 Application Software (Field Upgrade) 212-3110-51 300027175 (USB) Constellation® Remote Control-8065750968;Constellation® Footswitch- 8065750977; Constellation® Tray Arm Assy-8065751539; Constellation® Ballast-8065751540; Constellation® Support Column -8065751541; | Pegasus sh.p.k | 12.01.2023 | Alcon Laboratories, Incorporated 6201 South Freeway, Fort Worth, TX 76134-2099, USA | Constellation vision system: Constellation® Table Top 450721-8065751150; Constellation® CR3 Upgrade Kit 45072-8065752224; Constellation® CR4 Upgrade Kit 45072- 8065752537; Constellation® Table Top CR5 450721- 8065753041; Constellation® CR5 Upgrade Kit 45072- 8065753070; Constellation® HDVO Upgrade Kit 45072- 8065753061; The Constellation Vision System may include the following additional Constellation Table Top: Constellation® Embedded Laser-8065751450; Constellation®Base-8065751451;Constellation® Aux Illuminator-8065751452;Constellation® Tray Arm Assy- 8065751539; Constellation® Ballast- 8065751540; Constellation® Support Column-8065751541; Constellation® Tray Arm Kit- 8065751559;Constellation® CR5.4 Application Software (Field Upgrade) 212-3110-51 300027175 (USB) Constellation® Remote Control-8065750968;Constellation® Footswitch- 8065750977; Constellation® Tray Arm Assy-8065751539; Constellation® Ballast-8065751540; Constellation® Support Column -8065751541; | IIb | Pajisje mikrokirurgjikale oftalmike . | Pajisje oftalmike dhe optike
13417 | 3M™ Tegaderm™ Film Transparent Film Dressing Frame Style (Ref. 1624W, 1626W, 1627) | Elba sh.p.k | 12.01.2023 | 3M Company 3M Health Care 3M Center 2510 Conway Ave. Bldg. 275-5 W-06 Saint Paul Minnesota 55144 USA | 3M™ Tegaderm™ Film Transparent Film Dressing Frame Style (Ref. 1624W, 1626W, 1627) | Iia | Film trasparent dhe steril per plaget. | Pajisje nje perdorimeshe
13418 | Littmann® Classic III™ Stethoscope:(REF. 5620, 5622, 5633, 5803, 5806, 5809, 5831); Littmann® Classic II Pediatric Stethoscope: (REF. 2113, 2113R, 2119); Littmann® Master Cardiology™ Stethoscope Stethoscope: (REF. 2163, 2164); Littmann® Master Classic II™ Stethoscope: (REF. 2141, 2144L, 2147); Littmann® Classic II SE Stethoscope: (REF. 2138); Littmann® Classic II Infant Stethoscope: (REF. 2114R); Littmann® Lightweight II SE Stethoscope: (REF. 2450, 2454, 2456) | Elba | 12.01.2023 | 3M Company Single Registration Number (TBD) 2510 Conway Ave. St. Paul,MN 55144 USA | Littmann® Classic III™ Stethoscope:(REF. 5620, 5622, 5633, 5803, 5806, 5809, 5831); Littmann® Classic II Pediatric Stethoscope: (REF. 2113, 2113R, 2119); Littmann® Master Cardiology™ Stethoscope Stethoscope: (REF. 2163, 2164); Littmann® Master Classic II™ Stethoscope: (REF. 2141, 2144L, 2147); Littmann® Classic II SE Stethoscope: (REF. 2138); Littmann® Classic II Infant Stethoscope: (REF. 2114R); Littmann® Lightweight II SE Stethoscope: (REF. 2450, 2454, 2456) | l | Stetoskop mekanik | Instrumenta shumëpërdorimësh
13419 | Steri-Dual ™ ECO Reel-Flat (Ref. 8607, 8615, 8619) | Elba sh.p.k | 12.01.2023 | 3M Deutschland GmbH Health Care Business Carl-Schurz-Str.1 41453 Neuss Germany | Steri-Dual ™ ECO Reel-Flat (Ref. 8607, 8615, 8619) | I | Paketim steril qe perdoret per sterilizim me avull etj. | Pajisje nje perdorimeshe
13420 | ActivHeal Hydrogel: 8g - 10011131; 15g - 10007419; | Biometric Albania sh.p.k | 12.01.2023 | Advanced Medical Solutions Ltd Premier Park 33 Road One Winsford Industrial Estate Winsford Cheshire CW7 3RT United Kingdom | ActivHeal Hydrogel: 8g - 10011131; 15g - 10007419; | IIb | Garza sterile me hidrogel. | Pajisje nje perdorimeshe
13421 | PipelineTM Vantage Embolization Device with Shield TechnologyTM PED3-021-250,-10,-12,-14,-16,- 18,-20 PED3-021-275,-10,-12,-14,-16,- 18,-20 PED3-021-300,-10,-12,-14,-16,-18,-20,-25, PED3-021-325,-10,-12,-14,-16,- 18,-20,-25 PED3-021-350,-10,-12,-14,-16,- 18,-20,-25, PED3-027-350,-10,-12,-14,-16, 18,-20,-25,-30,-35 PED3-027-400,-10,-12,-14,-16,- 18,-20,-25,-30,-35,-40 PED3-027-450,-10,-12,-14,-16,- 18,-20,-25,-30,-35,-40 PED3-027-500,-10,-12,-14,-16,- 18,-20,-25,-30,-35,-40 PED3-027-550,-10,-12,-14,-16,-18,-20,-25,-30,-35,-40,-45,-50 PED3-027-600,-10,-12,-14,-16,-18,-20,-25,-30,-35,-40,-45,-50 | O.E.S Distrimed sh.p.k | 12.01.2023 | Micro Therapeutics, Inc. DBA ev3 Neurovascular 9775 Toledo Way Irvine, CA 92618 USA | PipelineTM Vantage Embolization Device with Shield TechnologyTM PED3-021-250,-10,-12,-14,-16,- 18,-20 PED3-021-275,-10,-12,-14,-16,- 18,-20 PED3-021-300,-10,-12,-14,-16,-18,-20,-25, PED3-021-325,-10,-12,-14,-16,- 18,-20,-25 PED3-021-350,-10,-12,-14,-16,- 18,-20,-25, PED3-027-350,-10,-12,-14,-16, 18,-20,-25,-30,-35 PED3-027-400,-10,-12,-14,-16,- 18,-20,-25,-30,-35,-40 PED3-027-450,-10,-12,-14,-16,- 18,-20,-25,-30,-35,-40 PED3-027-500,-10,-12,-14,-16,- 18,-20,-25,-30,-35,-40 PED3-027-550,-10,-12,-14,-16,-18,-20,-25,-30,-35,-40,-45,-50 PED3-027-600,-10,-12,-14,-16,-18,-20,-25,-30,-35,-40,-45,-50 | III | Embolizimin endovascular te aneurizmave. | Pajisje nje perdorimeshe
13422 | Atellica CH HDLC Calibrator (HDLC Cal) 11537240 | Labor Dr. Limbach Heidelberg Germany sh.p.k | 12.01.2023 | Siemens Healthcare Diagnostics Inc. 511 Benedict Avenue, Tarrytown, NY, 10591 UNITED STATES OF AMERICA | Atellica CH HDLC Calibrator (HDLC Cal) 11537240 | in vitro | Material qe perdoret per te vendosur pikat e njohura te references qe perdoret per te matur kolesterolin. | Pajisje diagnostikimi in vitro
13423 | Retractor, Forceps, Scissor | Montal sh.p.k | 12.01.2023 | Dimeda Instrumente GmbH, Gansacker 54+58 D-78532, Tuttlingen, GERMANY | Retractor, Forceps, Scissor (Sipas listes bashkengjitur) | I | Pajijse kirurgjikale. | Instrumenta shumeperdorimesh
13424 | Coban™ Self-Adherent wrap (non-sterile) 1584 | Elba sh.p.k | 12.01.2023 | 3M Company 3M Health Care 3M Center 2510 Conway Ave. Bldg. 275-5 W-06 Saint Paul Minnesota 55144 USA | Coban™ Self-Adherent wrap (non-sterile) 1584 | I | Bende elastike. | Tjeter
13425 | Anaesthetic Breathing Systems; Nebulisers, Cirrus, Micro-Cirrus and HOT Top (sipas listes bashkengjitur) | MONTAL shpk | 13.01.2023 | Intersurgical Ltd. Crane House, Molly Millars Lane, Wokingham, Berkshire, RG41 2RZ, UK | Anaesthetic Breathing Systems; Nebulisers, Cirrus, Micro-Cirrus and HOT Top (sipas listes bashkengjitur) | lla | Pajisje qe sherbejne per dergimin e anestezise dhe gazrave te tjera tek pacienti. Paijsje qe sherbejne per dhenien e barnave qe depozitohen ne sistemin trakeobronkial. | Pajisje anestezie dhe respiratore
13426 | Tunneling Tool | O.E.S Distrimed | 13.01.2023 | Medtronic Inc. 710 Medtronic Parkway Minneapolis, MN 55432 USA | Tunneling Tool: 6996T | III (FDA) | Instrument ndihmes qe sherben per implantimin e elektrodave permanente te defibrilatorit per eprdorim ne kardiologji | Pajisje nje perdorimeshe
13427 | Digital arm sphygmomanometer: PIC Solution - liteRapid: 02022533000000 | Elba | 16.01.2023 | Pikdare S.p.A Via Saldarini Catelli, 10 22070 Casnate con Bernate (CO), Italy | Digital arm sphygmomanometer: PIC Solution - liteRapid: 02022533000000 | lla | Aparat tensioni dixhital krahu | Pajisje elektromekanike
13428 | Pipeline™ Flex Embolization Device with Shield Technology™ (SHIELD) | O.E.S Distrimed | 16.01.2023 | Micro Therapeutics Inc, d/b/a ev3 Neurovascular 9775 Toledo Way Irvine, CA 92618 United States | Pipeline™ Flex Embolization Device with Shield Technology™ (SHIELD): PED2-250-10,-12,-14,-16,-18,-20;PED2-275-10,-12,-14,-16,-18,-20;PED2-300-10,-12,-14,-16,-18,-20,- 25,-30,-35;PED2-325-10,-12,-14,-16,-18,-20,- 25,-30,-35;PED2-350-1Q-12,-14,-16,-18,-20,- 25,-30,-35;PED2-375-10,-12,-14,-16,-18,-2Q- 25,-30,-35;PED2-400-10,-12,-14,-16,-18,-20,- 25,-30,-35;PED2-425-10,-12,-14,-16,-18,-20,- 25,-30,-35;PED2-450-10,-12,-14,-16,-18,-20,- 25,-30,-35;PED2-475-10,-12,-14,-16,-18,-20,- 25,-30,-35;PED2-500-10,-12,-14,-16,-18,-20,- 25,-30,-35 | lll | Pajisje qe perdoret per embolizimin endovaskular te aneurizmave celebrale | Pajisje një përdorimëshe
13429 | Remin Pro | Eurodenta | 16.01.2023 | VOCO GmbH Anton-Flettner-Straße 1-3 27472 Cuxhaven, Germany | Remin Pro:Tube 12 x 40 g melon - 2003 Tube 12 x 40 g mint - 2004 Tube 12 x 40 g strawberry - 2005 Tube 12 x 40 g mixed - 2006 Tube 3 x 40g mixed - 2007 Tube sample - 2009 | l | Krem mbrojtes me permbajtje fluori per dhembet | Pajisje dentare
13430 | Mixing Tips | Eurodenta | 16.01.2023 | VOCO GmbH Anton-Flettner-Straße 1-3 27472 Cuxhaven, Germany | Mixing Tips: Mixing tips type 13, 50pcs – 2193; Mixing tips type 6, 50pcs - 2185; Mixing tips type 7, 50pcs – 2186; Mixing tips type 8, 50pcs – 2187; Mixing tips type 9, 50pcs – 2188; Mixing tips type 10, 50pcs – 2189; Mixing tips type 11, 50pcs – 2191; Mixing tips type 12, 50pcs – 2192; Mixing tips type 14, 50pcs – 2194; Mixing tips type 15(with intraoral tips type 1), 50pcs – 2195; Mixing tips type 16, 50pcs – 2196; Mixing tips type 19, 30pcs – 2199; Mixing tips type 20 for die silicone, 50pcs – 2202; Mixing tips type 30, 50pcs - 2203 | l | Maja per aplikim kompoziti | Pajisje dentare
13431 | Respiratory gas delivery system | Biometric Albania shpk | 16.01.2023 | Fisher & Paykel Healthcare Ltd. 15 Maurice Paykel Place, East Tamaki, Auckland 2013, New Zealand | Reusable breathing tubes, components, accessories: Respiratory gas delivery system(sipas listes bashkengjitur) | Iia | Sisteme respiratore per shperndarjen e gazrave ne rruget e frymemarrjes | Pajisje anestezie dhe respiratore
13432 | Procleix Assay | Pegasus | 16.01.2023 | Grifols Diagnostic Solution Inc. 4560 Horton Street Emeryville, CA 94608, USA | Procleix Assay Fluid Kit (Procleix Oil, Procleix Wash Solution and Procleix Buffer for Deactivation): 303344 (UDI-DI0859882007Procleix011ZD) | In Vitro | Eshte reagent qe perdoret ne analizat e gjakut | Pajsie te diagnostikimit in vitro
13433 | Architect Anti-HBe Reagent Kit | Pegasus | 16.01.2023 | Abbot GmbH & Co. KG, Max-Planck-Ring 2, 65205 Wiesbaden, Germany | Architect Anti-HBe Reagent Kit: 6C34-20 (4 x 100 tests); 6C34-25 (1 x 100 tests);, 6C34-35 (1 x 500 tests); Architect Anti-Hbe Calibrators: 6C34-01; Architect Anti-Hbe: 6C34-10 | In vitro | Reagente, kalibratore dhe imunoanalize kemiluminishente mikrogrimcash per percaktimin sasior te antitrupit ndaj antigjentit e te hepatiti B ne plazmen dhe serumin human ne diagnozen dhe monitorimin e infeksionit viral B | Pajsie te diagnostikimit in vitro
13434 | Effecol micro-enemas | Eurofarma TQ Tolica shpk | 16.01.2023 | Velit Biopharma S.r.l. Piazza Cavour 3, 20121, Italia | Effecol micro-enemas | lla | Pajisje mjekesore per perdorim rektal, mikroklisma bazuar ne polietielen glikol, qe ndihmon ne rastin e konstipacionit. | Tjeter
13435 | Disposable plates for transthoracic cardiac stimulation, models: F7955/STIM, F7973; External cardiac stimulator "Easypace" and provided related accessories, models: 4427; Disposable radiostrasnparent multifunction electrodes for defibrillation, synchronized cardioversion, transcutaneous cardiac stimulation and ECG monitoring, with direct connection to cables and defibrillators, models: F7750, F7750P, F7751, F7751P, F7752, F7752P, F7753, F7753P, F7754, F7754P, F7755, F7755P, F7756, F7756P, F7759, F7761, F7762; Disposable sterile battery-operated cautery, models: F7234, F7234/1 | 2A - PHARMA shpk | 17.01.2023 | Fiab SpA Via P. Costoli, 4 Vicchio Firenze, 50039 Italy | Disposable plates for transthoracic cardiac stimulation, models: F7955/STIM, F7973; External cardiac stimulator "Easypace" and provided related accessories, models: 4427; Disposable radiostrasnparent multifunction electrodes for defibrillation, synchronized cardioversion, transcutaneous cardiac stimulation and ECG monitoring, with direct connection to cables and defibrillators, models: F7750, F7750P, F7751, F7751P, F7752, F7752P, F7753, F7753P, F7754, F7754P, F7755, F7755P, F7756, F7756P, F7759, F7761, F7762; Disposable sterile battery-operated cautery, models: F7234, F7234/1 | llb | Elektroda te stimulimit kardiak trasnstorakale, stimulues i jashtem i zemres Easypace, elektroda multifunksionale radiotransparente per defibrilim, kardioversion te sinkronizuar, stimulim transkutan kardiak dhe monitorim EKG, kauter steril me bateri. | Tjeter
13436 | 3M Red Dot™ Monitoring Electrode with Foam Tape - 2228 | Elba | 16.01.2023 | 3M Company Single Registration Number (TBD) 2510 Conway Ave. St. Paul,MN 55144 USA | 3M Red Dot™ Monitoring Electrode with Foam Tape - 2228 | l | Elektroda elektrogardiograf | Produkte per institucione te kujdesit shendetesor; Tjeter
13437 | Scotchcast™ Soft Cast: 82103; 82104 | Elba | 16.01.2023 | 3M Deutschland GmbH Health Care Buisness Carl-Schurz-Str. 1 41453 Neuss, Germany | Scotchcast™ Soft Cast: 82103; 82104 | l | Pajisje qe ka per qellim ndertimin e kallepeve per menaxhimin e frakturave | Pajisje një përdorimëshe; Produkte per institucione te kujdesit shendetesor
13438 | 3M™ Bair Hugger™ Warming Unit Model 775 | Elba | 16.01.2023 | 3M Company Single Registration Number (TBD) 2510 Conway Ave. St. Paul,MN 55144 USA | 3M™ Bair Hugger™ Warming Unit Model 775 | llb | Pajisje qe ofron ngrohje per pacientet | Instrumenta shumëpërdorimësh; Produkte per institucione te kujdesit shendetesor
13439 | Hydrocolloid dressing: Hydrocolloid dressing Standard; Hydrocolloid dressing Thin; Hydrocolloid dressing with Tapered Edges | Montal | 16.01.2023 | Winner Medical Co., Ltd. Winner Industrial Park, No. 660 Bulong Road Longzhua District 518109 Shenzhen China | Hydrocolloid dressing: Hydrocolloid dressing Standard; Hydrocolloid dressing Thin; Hydrocolloid dressing with Tapered Edges | llb | Mbulesa antiseptike per plaget | Pajisje një përdorimëshe
13440 | Sterilization Reels and Pouches (flat, Gusset, Tyvek), Flat and Self Sealing Sterilization Pouches, SMS Paper, Crepe Paper Sheet | MOTO-MANIA shpk | 16.01.2023 | Dört-A Tip Malzemeleri Sanayi Ithalat Ihracat Ticaret Limited Sirketi Balikhisar Mah. Köyici Serpmeleri No. 795/A Akyurt, Ankara, Turkey | Sterilization Reels and Pouches (flat, Gusset, Tyvek), Flat and Self Sealing Sterilization Pouches, SMS Paper, Crepe Paper Sheet (sipas listes se bashkengjitur) | l | Leter plastifikimi per instrumente | Pajisje dentare
13441 | 3M™ Antimicrobial Incise Drapes | Elba | 17.01.2023 | 3M Company, 3M Health Care, 3M Center, 2510 Conway Ave. Bldg. 275-5W-06, St.Paul, MN 55144 USA | 3M™ Antimicrobial Incise Drapes: 6640EU, 6648EU, 6651EU | III | Ndihmon ne reduktimin e rrezikut te kontaminimit te plages dhe imobilizimin e baktereve ne lekure | Pajisje nje perdorimeshe
13442 | Synthetic Cast Padding | Elba | 17.01.2023 | 3M Deutschland GmbH, Health Care Business, Carl-Storz-Str.1, 41453 Neuss, Germany | Synthetic Cast Padding: MW04 (UDI-DI06082232761010000000023CP) | I | Eshte nje mbushje poliesteri qe eshte poroze, e pershtatshme dhe e forte per tu perdorur ne fraktura | Pajisje nje perdorimeshe
13443 | Atellica CH LDL Cholesterol (LDLC): 11537214 | Labor Dr. Limbach Heidelberg Germany shpk | 17.01.2023 | Siemens Healthcare Diagnostics Inc. 511 Benedict Avenue Tarrytown, NY, 10591, USA | Atellica CH LDL Cholesterol (LDLC): 11537214 | In Vitro | Koleksion reagentesh dhe materialesh te tjera shoqeruese te destinuara per tu perdorur per matjen sasiore te lipidit te kolesterolit te lipoproteines me densitet te ulet (LDL) ne nje kampion klinik. | Pajisje te diagnostikimit in vitro
13444 | Atellica CH LDL Calibrator (LDLC Cal): 11537241 | Labor Dr. Limbach Heidelberg Germany shpk | 17.01.2023 | Siemens Healthcare Diagnostics Inc. 511 Benedict Avenue Tarrytown, NY, 10591, USA | Atellica CH LDL Calibrator (LDLC Cal): 11537241 | In Vitro | Kalibratore te destinuara per tu perdorur per matjen sasiore te lipidit te kolesterolit te lipoproteines me densitet te ulet (LDL) ne nje kampion klinik. | Pajisje te diagnostikimit in vitro
13445 | HydroPearl™ Microspheres: 8H2S75, 8HP2S200, 8HP2S400, 8HP2S600, 8HP2S800, 8HP2S1100 | Biometric Albania shpk | 17.01.2023 | MicroVention Europe SARL 30 bis, rue du Vieil Abreuvoir, 78100 Saint-Germain-en-Laye, France | HydroPearl™ Microspheres: 8H2S75, 8HP2S200, 8HP2S400, 8HP2S600, 8HP2S800, 8HP2S1100 | llb | Pajisje mjekesore per ruajtjen nga embolizmi. | Produkte per institucione te kujdesit shendetesor
13446 | Single-use Sterile Bone Sawing Blade: BJP, WJP series | 2A - PHARMA shpk | 17.01.2023 | Chongqing Xishan Science & Technology Co., Ltd. Jupiter Science & Technology Development Center, No. 9 Huangshan RD. (Middle), High-tech Park, New North Zone, Chongqing 401121, China | Single-use Sterile Bone Sawing Blade: BJP, WJP series | lla | Lama sterile nje perdorimeshe per kirurgji. | Pajisje nje perdorimeshe
13447 | Dental Materials: 9401; 9402 Eaching Materials ETC-37 (Gel); ETC-37 (Liquid) | Marlen/E sh.p.k | 18.01.2023 | Shiva Products, 214 Bluebell Indl. Estate, Chinch Pada, Vasai East, Dist. Palghar-401208, Maharashtra, India | Dental Materials: 9401; 9402 Eaching Materials ETC-37 (Gel); ETC-37 (Liquid) | lla | Acide dentare per dezinfektimin e mureve te dhembit | Pajisje dentare
13448 | Dental Materials: 3006 Gutta Percha Solvent Gsol | Marlen/E sh.p.k | 18.01.2023 | Shiva Products, 214 Bluebell Indl. Estate, Chinch Pada, Vasai East, Dist. Palghar-401208, Maharashtra, India | Dental Materials: 3006 Gutta Percha Solvent Gsol | lla | Solucion per shkrirjen e gutaperkes | Pajisje dentare
13449 | Fingertip Pulse Oximeter: MD300C19; MD300C29 | Elba | 18.01.2023 | Beijing Choice Electronic Technology Co., Ltd. 2nd Floor, 3rd Floor and Room 410-412 4th Floor, No. 2 Building, No. 9 Shuangyuan Road, Shijingshan District, 100041 Beijing, P.R. of China | Fingertip Pulse Oximeter: MD300C19; MD300C29 | lla | Oksimeter per matjen e saturimit ne gjak | Tjeter
13450 | Atellica CH Triglycerides_2 (Trig_2) | Labor Dr. Limbach Heidelberg Germany | 18.01.2023 | Siemens Healthcare Diagnostics Inc. 511 Benedict Avenue, Tarrytown, NY, 10591-5097, USA | Atellica CH Triglycerides_2 (Trig_2) - 11537222 | In vitro | Një koleksion reagentësh dhe materialesh të tjera shoqëruese të destinuara për t'u përdorur për matjen sasiore të triglicerideve në një kampion klinik, duke përdorur një metodë të spektrofotometrisë enzimë | Pajisje te diagnostikimit in vitro
13451 | Guedel Airways | Montal sh.p.k | 18.01.2023 | Intersurgical Ltd. Crane House, Molly Millars Lane, Workingham, berkshire, RG41 2RZ, UK | Guedel Airways (non sterile) BUDI-DI 05030267GUEDEL6W (sipas listes bashkengjitur) | I | Eshte nje trakt respirator qe perdoret per te mbajtur hapur rruget e frymemarrjes duke parandaluar qe gjuha te mbylle pjeserisht/plotesisht rruget e frymemarrjes | Pajisje anestezie dhe respiratore
13452 | Atellica Ch HDL Cholesterol | Labor Dr. Limbach Heidelberg Germany | 18.01.2023 | Siemens Healthcare Diagnostics Inc. 511 Benedict Avenue, Tarrytown, NY, 10591-5097, USA | Atellica Ch HDL Cholesterol (HDLC): 11537213 | In Vitro | Reagente per matjen sasiore te lipit te kolesterolit te lipoproteines me densitet te ulet | Pajisje te diagnostikimit in vitro
13453 | Azur Detachment Controller | Biometric Albania | 18.01.2023 | Micro Vention, Inc. 35 Enterprise Aliso Viejo, CA 92656 USA | Azur Detachment Controller: 45-4001 | Iia | Pajisje per trajtimin e aneurizmave ne tru | Pajisje nje perdorimeshe
13454 | Guide Wires: Steel guide wire coating PTFE (PL_T, PLJ_T, P_T, PJ_T, P_SRMT, PJ_SRMT,P_AEST, PJ_AEST, P_AUST, PJ_AUST, P_ASST, P_CT, P_CST, P_CMT, P_CLT); Polymer guide wire with hydrophilic coating ENTER (PPN , PPNA); Steel guide wire ( P, PJ ); Steel guide wire with hydrophilic coating (P_H, PJ_H); Steel guide wire super stiff (P_L, PJ_L); Introducers: Kit to introduce and exchange catheters and endocavitary electrodes , with or without hemostasis valve (INT, INT_H, INT_T, INT_M, INT _A, INT_KR, INT _MH, INT_KR_M, INT_KR_H, INT_KR_T, INT_KR_TP, INT _KT_MP); Rotating Y type adapter with and without valve (YCONV, YCON) | 2A Pharma | 19.01.2023 | Balton Sp. Z.o.o. ul. Nowy Siat 7/14 00-496 Warszawa, Poland | Guide Wires: Steel guide wire coating PTFE (PL_T, PLJ_T, P_T, PJ_T, P_SRMT, PJ_SRMT,P_AEST, PJ_AEST, P_AUST, PJ_AUST, P_ASST, P_CT, P_CST, P_CMT, P_CLT); Polymer guide wire with hydrophilic coating ENTER (PPN , PPNA); Steel guide wire ( P, PJ ); Steel guide wire with hydrophilic coating (P_H, PJ_H); Steel guide wire super stiff (P_L, PJ_L); Introducers: Kit to introduce and exchange catheters and endocavitary electrodes , with or without hemostasis valve (INT, INT_H, INT_T, INT_M, INT _A, INT_KR, INT _MH, INT_KR_M, INT_KR_H, INT_KR_T, INT_KR_TP, INT _KT_MP); Rotating Y type adapter with and without valve (YCONV, YCON) | lla | Pajisje guida per kardiokirurgji dhe adaptor Y me dhe pa valvul | Tjeter
13455 | Peripheral angioplasty catheter LOVIX | 2A Pharma | 19.01.2023 | Balton Sp. Z.o.o. ul. Nowy Siat 7/14 00-496 Warszawa, Poland | Peripheral angioplasty catheter LOVIX: PBA10x403580, PBA10×603580, PBA4x403580, PBA4x603580, PBA5x403580, PBA5x603580, PBA6x403580, PBA6x603580, PBA7x403580, PBA7x603580, PBA8x403580, PBA8x603580, PBA9x403580, PBA9x603580 | llb | Kateter angioplastik per koronare; stend koronare me sistem dorzimi | Tjeter
13456 | Hemodialysis Treatment Equipment Prismaflex | Incomed | 19.01.2023 | Gambro Lundia AB, Box 10101 Magistratsvägen 16, SE-220 10 Lund, Sweden | Hemodialysis Treatment Equipment Prismaflex: 113080; 114489; 114870; 115269; 115270; 115271; 955052; 955433; 955542; 955633; 955662; 955685; 955792; G5001808; G5001809; G5001811; G5001812; G5048001; G5048002; G5052302; G5053501; G5053502; G5053901; G5054001; G5054002; G5054201; G5057901; G5053503; G5054003; G5054202; G5054004; G5059801; G5064301 | IIb | Pajisje per hemodialize | Pajisje elektromekanike
13457 | External Nasal-Splint | 2A Pharma sh.p.k | 19.01.2023 | Spiggle & Theis Medizintechnik GmbH Burghof 14, 51491 Overath Germany | External Nasal-Splint: External aluminium nasal splint 64x40x36mm, standart, self-adhesive, 10 pieces/box 2060300); External aluminium nasal splint 64x42x45mm, large, self-adhesive, 25 pieces/box 2060400 (UDI-DI 4250381813A0101DT) | I | Splinte nazale metalike per perdorim spitalor | Tjeter
13458 | Surgical Power Device | 2A Pharma sh.p.k | 19.01.2023 | Chongqing Xishan Science & Technology Co., Ltd. Jupiter Science & Technology Development Center, No.9 Huangshan RD. (Middle), High-tech Park, New North Zone, Chongqing 401121, China | Surgical Power Device: Micro Saggital Saw - XPBJ; Micro Oscillating Saw - XCBJ; Micro Reciprocating Saw - XWFJ; Reciprocating Saw Blade - WJP series cutting tool. Irrigation System: Irrigation Tube - XPBJ-FJ1, XWFJ-FJ1, XCBJ-FJ1 | IIb | Pajisje prerese kirurgjikale | Instrumenta shumeperdorimesh
13459 | Resin Based Root Canal Sealer | Marlen/E sh.p.k | 19.01.2023 | Shiva Products, 214 Bluebell Indl. East, Dist. Palghar - 401208, Maharashtra, India | Dental Materials: Resin Based Root Canal Sealer - 8001 Sealmax-R | Iia | Material per mbushjen e kanalit te dhembit me baze rezine dhe silikat cementi | Pajisje dentare
13460 | ActivHeal® Alginate; ActivHeal® Alginate Rope; ActivHeal Aquafiber®; ActivHeal Aquafiber® Extra (sipas listes bshkengjitur) | Biometric Albania shpk | 19.01.2023 | Advanced Medical Solutions Ltd. Premier Park, 33 Road One, Winsford Industrial Estate, Winsford, Cheshire, CW7 3RT, United Kingdom | ActivHeal® Alginate; ActivHeal® Alginate Rope; ActivHeal Aquafiber®; ActivHeal Aquafiber® Extra (sipas listes bshkengjitur) | llb | Gareza te ndryshme per absorbim me xhel hidrofilik. | Produkte per institucione te kujdesit shendetesor
13461 | 3M Tegaderm™ Roll - 16006 | Elba | 19.01.2023 | 3M Deutschland GmbH Health Care Buisness Carl-Schurz-Str. 1 41453 Neuss, Germany | 3M Tegaderm™ Roll - 16006 | l | Mbulese mbrojtese, fiksuese e papershueshme nga uji | Pajisje një përdorimëshe
13462 | 3M Tegaderm™ I.V. Advanced Securement Dressing - 1685 | Elba | 19.01.2023 | 3M Company 3M Health Care dba 3M Consumer Health Care 2510 Conway Ave. Saint Paul Minnesota 55144, USA | 3M Tegaderm™ I.V. Advanced Securement Dressing - 1685 | lla | Film per fiksimin e katetereve I.V. | Pajisje një përdorimëshe; Produkte per institucione te kujdesit shendetesor
13463 | ActiveHeal® Aquafiber Ag | Biometric Albania | 19.01.2023 | Advanced Medical Solutions Ltd. Premier Park 33 Road One Winsford Industrial Etate Winsford Cheshire CW7 3RT, United Kingdom | ActiveHeal® Aquafiber Ag: 9023236 size 5x5; 9023243 size 10x10; 9025476 size 10x12; 9023267 size 15x15; 9023274 size 20x30; 9023281 size 2.7x32 | lll | Garza sterile anti-mikrobiale | Pajisje një përdorimëshe; Produkte per institucione te kujdesit shendetesor
13464 | Venostrip, Vein Extripation Set: 5523184 | O.E.S DISTRIMED shpk | 19.01.2023 | Aesculap AG Am Aesculap-Platz 78532 Tuttlingen Germany | Venostrip, Vein Extripation Set: 5523184 | lla | Set per estirpimin e venave, perdorim ne nderhyrjet vaskulare. | Tjeter
13465 | 3M™ Opticlude™: 2537PE (orthoptic eye patch for occlusion therapy) | Elba shpk | 19.01.2023 | 3M Deutschland GmbH trading as "Health Care Business" Carl-Schurz-Str. 1, 41453 Neuss, Germany | 3M™ Opticlude™: 2537PE (orthoptic eye patch for occlusion therapy) | l | Patch ortoptik per syte per terapine e okluzionit. | Pajisje oftalmike dhe optike
13466 | SuperGuard™ Non-Sterile Powder Free Nitrile Examination Gloves (UDI-DI: 955 100345 123B3) | Diamant Pharma shpk | 20.01.2023 | Supermax Glove Manufacturing Sdn. Bhd. Lot 42, Putra Industrial Park, Bukit Rahman Putra, 40160 Sungai Buloh, Selangor Darul Ehsan, Malaysia | SuperGuard™ Non-Sterile Powder Free Nitrile Examination Gloves (UDI-DI: 955 100345 123B3) | l | Doreza ekzaminimi nitrile pa puder jo sterile. | Pajisje nje perdorimeshe
13467 | Avalus™ Bioprosthesis; Avalus™ Sizers | O.E.S Distrimed | 20.01.2023 | Medtronic Inc. 710 Medtronic Parkway Minneapolis, MN 55432 USA | Avalus™ Bioprosthesis: 400 (40019, 40021, 40023, 40025, 40027, 40029) BUDI-DI 0763000B0000568C; Avalus™ Sizers: 7400S BUDI-DI 0763000B00010927L | III | Valvula dhe aksesoret per perdorim ne kirugji | Pajisje te implantueshme jo aktive
13468 | Tegaderm™ Transparent | Elba | 20.01.2023 | 3M Deutschland GmbH, Health Care Business, Carl-Schurz-Str.1, 41453 Neuss, Germany | IV Transparent Film Dressing with Border - Tegaderm™ Transparent 1633; Transparent Film Dressing Frame Style - Tegaderm™ Film 1623W | Iia | Film transparent dhe sterile i cili ofron paperhjkrueshmeri nga uji dhe mbron plaget nga bakteret dhe viruset. | Pajisje njeperdorimeshe
13469 | Surgical Devices | Montal | 20.01.2023 | Dimeda Instrumente GmbH, Gansacker 54+58 D-78532, Tuttlingen, GERMANY | Surgical Devices (sipas listes se bashkengjitur) | l | Pajisje kirurgjikale | Instrumenta shumëpërdorimësh
13470 | Electrolytic Decalcifying Solution 500 ml - 05-M03004; Electrolytic Decalcifying Solution 4 x 2.500 ml -05-03004Q; Biodec R 500 ml - 05-M03009; Biodec R 4 x 2.500 ml -05-03009Q; Osteodce 500 ml - 05-M03005; Osteodec 4 x 2.500 ml - 05-03005Q (Basic UDI 080339762W01030799Y5);Gooding Stewart 2.500 ml - 05-03003E; (Basic UDI 080339762W01030705X2) | Evita | 20.01.2023 | BIO-OPTICA MILANO S.p.a Via San Faustino 58, 20134 Milano, Italy | Electrolytic Decalcifying Solution 500 ml - 05-M03004; Electrolytic Decalcifying Solution 4 x 2.500 ml -05-03004Q; Biodec R 500 ml - 05-M03009; Biodec R 4 x 2.500 ml -05-03009Q; Osteodce 500 ml - 05-M03005; Osteodec 4 x 2.500 ml - 05-03005Q (Basic UDI 080339762W01030799Y5);Gooding Stewart 2.500 ml - 05-03003E; (Basic UDI 080339762W01030705X2) | In vitro | Produkte per pergatitjen e mostrave cito-histologjike ne mikroskop | Pajisje te diagnostikimit in vitro
13471 | Scotchcast™ Plus: 82002; 82003; 82004; 82003R | Elba | 20.01.2023 | 3M Deutschland GmbH Health Care Buisness Carl-Schurz-Str. 1 41453 Neuss, Germany | Scotchcast™ Plus: 82002; 82003; 82004; 82003R | l | Pajisje qe synon te ndertoje kallep te ngurte ne menyre qe te imobilizon frakturat | Pajisje një përdorimëshe; Produkte per institucione te kujdesit shendetesor
13472 | Honigum pro putty | Eurodenta | 20.01.2023 | DMG Chemisch-Pharmazeutische Fabrik GmbH Elbgaustrasse 248 22547 Hamburg, Germany | Honigum pro putty (Elastomeric impression material) | l | Material me baze silikoni me qendrueshmeri te bute | Pajisje dentare
13473 | Micropore™ : 1530-1 | Elba shpk | 20.01.2023 | 3M Deutschland GmbH trading as "Health Care Business" Carl-Schurz-Str. 1, 41453 Neuss, Germany | Micropore™ : 1530-1 | l | Pajisje qe perdoret per sigurimin e veshjeve te medha, tubave me peshe te lehte dhe pajisjeve ne lekure. | Produkte per institucione te kujdesit shendetesor
13474 | Machine for washing and disinfectiom - AF2 | Montal sh.p.k | 20.01.2023 | AT-OS S.r.l. Viale del Lavoro, 19 Colognola ai Colli (VR) - Italia | Machine for washing and disinfectiom - AF2 (sipas listes bashkengjitur) | Iia | Jane pajisje mjekesore qe sherbejne per larjen e pajisjeve urinare qe kane ne perdorim pacientet te cilat nuk cohen dot nga shtrati. | Pajisje elektromekanike
13475 | Dual Chamber Temporary Pacemaker | Diamant Pharma sh.p.k | 20.01.2023 | Supermax Glove Manufacturing Sdn. Bhd. Lot 42, Putra Industrial Park, Bukit Rahman Putra 40160 Sungai Buloh, Selangor Darul Ehsan, Malaysia | Non-Sterile Powdered Latex Examination Gloves (BUDI-DI 955100345123B3); Non-Sterile Powder Free Nitrile Examination Gloves (BUDI-DI 955100345124B5) | I | Doreza ekzaminimi jo sterile latex me puder | Pajisje shume perdorimeshe
13476 | Durapore™ | Elba | 20.01.2023 | 3M Deutschland GmbH, Health Care Business, Carl-Schurz-Str.1, 41453 Neuss, Germany | Durapore™: 1538-2 (BUDI-DI 060822327610000000005CM) | I | Perdoret per sigurimin e veshjeve te medha, tubave dhe splintave te vegjek | Pajisje njeperdorimeshe
13477 | Elastomeric impression material | Eurodenta | 20.01.2023 | DMG Chemisch-Pharmazeutische Fabrik GmbH Elbgaustrasse 248, 22547 Hamburg, Germany | Elastomeric impression material: Honigum Pro Light | I | Material rindertues per ura dhe kurora | Pajisje dentare
13478 | ORO CLEAN® Plus - 2 litre bottle: CH-071020 ORO CLEAN® Plus - 5 litre canister: CH-071025 (Basic UDI-DI: 955100144OF100014AL9N) | AkoDent sh.p.k | 31.01.2023 | Oro Clean Chemie AG Allmendstasse 21 8320 Fehraltorf Switzerland | ORO CLEAN® Plus - 2 litre bottle: CH-071020 ORO CLEAN® Plus - 5 litre canister: CH-071025 (Basic UDI-DI: 955100144OF100014AL9N) | Iia | Dezinfektant me spekter te gjere per disinfektimin dhe pastrimin e aspiratoreve dentare. | Pajisje dentare
13479 | Fixed & Functional and Extra-Oral - YC3 Shield (Basic UDI-DI: 0190746000046Q8) | DPM Albania | 23.01.2023 | American Orthodontics Corp 3524 Washington Avenue Shebotgan, WI 53081, USA | Fixed & Functional and Extra-Oral - YC3 Shield (Basic UDI-DI: 0190746000046Q8) | l | Tuba dhhe fije ne forma te ndryshme perdorim ne ortodonci | Pajisje dentare
13480 | Dental Root -canal Instruments | AkoDent | 23.01.2023 | Huizhou Videya Technology Co., Ltd Factory of Songshan Villagers Group, Baishi Village, Qiuchang Street Office, Huiyang District Huizhou 516221 Guangdang China | Dental Root -canal Instruments: G (Gate Drills), P (Pesso Reamer), Paste Carrier, BI, B2, M, Barbed Broches, Explorers and cotton broaches, rasp: 0#, 1#, 2#, 3#, 4#, 5#, 6#, 25#, 30#, 35#, 40# | llb | Instrumenta per perpunimin e kanalit ne dentistri | Pajisje dentare
13481 | DENITRO ® Zero | AkoDent | 23.01.2023 | Oro clean Chemie AG Allmendstrasse 21 8320 Fehraltorf Switzerland | DENITRO® Zero - 200 ml foamer botile: CH-011004; DENITRO® Zero - 1 litre bottle: CH-011100; DENITRO ® Zero - 5 litre canistre (Basic UDI-DI: 9551001440F100020SLAX) | lla | Dezinfektant pa alkol per siperfaqet e klinikave dentare dhe instruentet | Pajisje dentare
13482 | Ventilator: Shangrila935; Shangrila510; Shangrila510S; | Saer Medical sh.p.k | 31.01.2023 | BEIJING AEONMED CO., LTD. Room 405, Basement 1 to 4th Floor of 901 Unit, Building 9, No.26 Outer Ring West Road, Fengtai District, Beijing 100070, China | Ventilator: Shangrila935; Shangrila510; Shangrila510S; | IIb | Ventilator portativ per ventilim pulmonar te pacientit. | Pajisje anestezie dhe respiratore
13483 | Denitro wipes | AkoDent sh.p.k | 23.01.2023 | Oro Clean Chemie AG, Allmendstrasse 21, 8320 Fehraltorf, Switzerland | DENITRO® Wipes (Desinfectant wipes for the disinfection of non-invasive medical devices) (sipas listes bashkengjitur) | Iia | Letra dezinfektuese pa alkool i gatshem per te dezinfektuar instrumenta te ndryshem dentar | Pajisje dentare
13484 | ISORAPID® Spray | AkoDent sh.p.k | 23.01.2023 | Oro Clean Chemie AG, Allmendstrasse 21, 8320 Fehraltorf, Switzerland | ISORAPID® Spray: CH-021005, 250 ml bottle; CH-021013, 1 litre bottle; CH-021020, 2 litre bottle; CH-021025, 5 litre canister. (BUDI-DI 95510144OF100022SLB9) | IIa | Dezinfektant pa alkool, i gatshem per tu perdorur ne instrumenta te ndryshem dentare | Pajisje dentare
13485 | GIMA LED PENLIGHT - 25624 UDI-DI: 80232790000L1799680009028 | Biometric Albania sh.p.k | 31.01.2023 | Gima S.p.a., Via Marconi, 1, 20060 Gessate (MI), Italy | GIMA LED PENLIGHT - 25624 UDI-DI: 80232790000L1799680009028 | I | Nricues oral. | Instrumenta shumeperdorimesh
13486 | Honigum Pro Putty Soft | EURODENTA shpk | 23.01.2023 | DMG Chemisch-Pharmazeutische Fabrik GmbH Elbgaustrasse 248, 22547 Hamburg, Germany | Honigum Pro Putty Soft | l | Material ristrukturues teper i bute per kurora dhe ura. | Pajisje dentare
13487 | Centrifuga di laboratorio: MIKRO 220/ MIKRO 220R | Krijon sh.p.k | 31.01.2023 | Andreas Hettich GmbH & Co. KG Föhrenstrasse 12 78532 Tuttlingen Germany | Centrifuga di laboratorio: MIKRO 220/ MIKRO 220R | In Vitro | Centrifuge laboratorike. | Pajisje te diagnostikimit in vitro.
13488 | TRAD STETHOSCOPE - Y black - 32560 UDI-DI: 80232790000C900527CC000P2 | Biometric Albania sh.p.k | 31.01.2023 | Gima S.p.a., Via Marconi, 1, 20060 Gessate (MI), Italy | TRAD STETHOSCOPE - Y black - 32560 UDI-DI: 80232790000C900527CC000P2 | I | Stetoskop | Instrumenta shumeperdorimesh
13489 | OROLIN® Multisept Plus- 250ml bottle: CH060005, 1 litre bottle: CH-060016, 2 litre bottle: CH-060020, 5 litre canister: CH-060025 (UDI-DI: 955100144OF100008ILAT) | AkoDent shpk | 23.01.2023 | Oro Clean Chemie AG Allmendstrasse 21, 8320 Fehrlatorf, Switzerland | OROLIN® Multisept Plus- 250ml bottle: CH060005, 1 litre bottle: CH-060016, 2 litre bottle: CH-060020, 5 litre canister: CH-060025 (UDI-DI: 955100144OF100008ILAT) | llb | Dezinfektant i fuqishem i perqendruar per instrumenta dentaar dhe mjekesor. | Pajisje dentare
13490 | H.Pylori Antigen Rapid Test | Vactro Scientific sh.p.k | 23.01.2023 | CITEST DIAGNOSTICS INC. 170-422 Richard Street, Vanciuver BC V6B 2Z4, Canada | H.Pylori Antigen Rapid Test Dipstick/Casette | In Vitro | Test i shpejte antigjenik per percaktimin e helikobakterit pylori | Pajisje te diagnostikimit in vitro
13491 | Prima 300 Series Anaesthetic Machine and Accessories: Prima 320 Anaesthetic Machine and accessories, Prima 320 Advance Anaesthetic Machine abd accessories | Health & Light shpk | 23.01.2023 | Penlon Limited Abingdon Science Park, Barton Lane, Abingdon, OX14 3NB, UK | Prima 300 Series Anaesthetic Machine and Accessories: Prima 320 Anaesthetic Machine and accessories, Prima 320 Advance Anaesthetic Machine abd accessories | llb | Pajisje anestezie per aplikim tek pacientet. | Pajisje anestezie dhe respiratore
13492 | Sterile Single use gynaecology and ENT devices; Proctoscope (sipas listes se bashkengjitur) | Biometric Albania | 23.01.2023 | Gima S.p.A. Via Marconi,1 20060 Gessate (MI)- Italy | Sterile Single use gynaecology and ENT devices; Proctoscope (sipas listes se bashkengjitur) | Is; lla | Pajisje perdorim gjinekologjik | Instrumenta shumëpërdorimësh; Pajisje një përdorimëshe; Produkte per institucione te kujdesit shendetesor
13493 | PULSE OXIMETER | Biometric Albania | 23.01.2023 | Gima S.p.A. Via Marconi,1 20060 Gessate (MI)- Italy | PULSE OXIMETER (sipas listes se bashkengjitur) | lla | Pajisje per matjen e nvelit te Oksigjenit ne gjak | Instrumenta shumëpërdorimësh; Produkte per institucione te kujdesit shendetesor
13494 | Devices for evaluation of the respiratory, cardiac and metabolic function | Montal | 23.01.2023 | Cosmed S.r.l. Via dei Piani di Monte Savello 37, Albano laziale - 00041 Roma, Italy | Devices for evaluation of the respiratory, cardiac and metabolic function (sipas listes se bashkengjitur) | lla | Pajisje qe sherben per vleresimin e funksioneve respiratore, kardiake dhe metabolike nepermjet matjes se konsumit te oksigjenit | Pajisje elektromekanike
13495 | Influenza A+B Rapid Test - Cassette/ Dipstick | VACTRO SCIENTIFIC sh.p.k | 31.01.2023 | CITEST DIAGNOSTICS INC. 170-422 Richards Street, Vancouver BC V6B 2Z4 Canada | Influenza A+B Rapid Test - Cassette/ Dipstick | In Vitro | Test I shpejte per percaktimin e influebces A dhe B | Pajisje diagnostikimi in vitro
13496 | FOB (Fecal Occult Blood) Rapid Test (Fesces) - Cassette/Dipstick | Vactro Scientific shpk | 24.01.2023 | Citest Diagnostics Inc. 170-422 Richards Street, Vancouver BC V6B 2Z4, Canada | FOB (Fecal Occult Blood) Rapid Test (Fesces) - Cassette/Dipstick | In Vitro | Test I shpejt per percaktimin cilesor te hemoglobines ne mostrat e feces | Pajisje te diagnostikimit in vitro
13497 | Calprotectin Rapid Test - Cassette | Vactro Scientific shpk | 24.01.2023 | Citest Diagnostics Inc. 170-422 Richards Street, Vancouver BC V6B 2Z4, Canada | Calprotectin Rapid Test - Cassette | In Vitro | Test I shpejt per percaktimin e kalprotektines | Pajisje te diagnostikimit in vitro
13498 | Orthodontic Instruments: Dental Explorer (Single ended explorer); Orthodontic Scalar (band seater double sided, band pusher); Orthodontic Pliers (Hollow Chop, Nance); DB Adhesive Remover Double Ended | DPM Albania | 24.01.2023 | American Orthodontics Corp 3524 Washington Avenue Shebotgan, WI 53081, USA | Orthodontic Instruments: Dental Explorer (Single ended explorer); Orthodontic Scalar (band seater double sided, band pusher); Orthodontic Pliers (Hollow Chop, Nance); DB Adhesive Remover Double Ended | l | Instrumenta ortodontik | Pajisje dentare
13499 | Dental Materials : Chelating - Lubricating Materials : Endo-L, Endogel-RC, Endo Paste : 9201, 9202, 9203 | MARLEN/E shpk | 24.01.2023 | SHIVA PRODUCTS 214, Bluebell Indl. Estate, Chinch Pada, Vasai East, Diost. Palghar - 401208, Maharashtra, INDIA | Dental Materials : Chelating - Lubricating Materials : Endo-L, Endogel-RC, Endo Paste : 9201, 9202, 9203 | lla | Materiale dezinfektuese dhe lubrifikuese per kanalin e dhembit. | Pajisje dentare
13500 | Dental Materials : Temporary Filling Materials : Clax-O, Calahyd-RC : 9102, 9103 | MARLEN/E shpk | 24.01.2023 | SHIVA PRODUCTS 214, Bluebell Indl. Estate, Chinch Pada, Vasai East, Diost. Palghar - 401208, Maharashtra, INDIA | Dental Materials : Temporary Filling Materials : Clax-O, Calahyd-RC : 9102, 9103 | lla | Materiale mbushes te perkohshem. | Pajisje dentare
13501 | H. pylori Antibody Rapid Test - Dipstick/Cassette | Vactro Scientific shpk | 24.01.2023 | Citest Diagnostics Inc. 170-422 Richards Street, Vancouver BC V6B 2Z4 Canada | H. pylori Antibody Rapid Test - Dipstick/Cassette | In Vitro | Test i shpejte per percaktimin e pranise se Helikobakterit Pylori. | Pajisje te diagnostikimit in vitro
13502 | Guidewires, surgical invasive: 41010328, 42010747 | MONTAL shpk | 24.01.2023 | Epflex Feinwerktechnik GmbH 72581 Dettingen/E.,Im Schwollbogen 24 | Guidewires, surgical invasive: 41010328, 42010747 | lll | Tel udhezues qe perdoret ne kirurgjine invasive. | Tjeter
13503 | Flexible Video Ureterorenoscope: HU Vision (HU30, HU30S), HU Vision (HU32), Hvision (HUV-01) | MSE shpk | 24.01.2023 | Shenzhen HugeMed Medical Technical Development Co., Ltd. 416-1, 516-1, Building 2, No. 1, Mawu road, Baoan Community, Yuanshan Street, Longgang District, Shenzhen, Guangdong Province, 518115, China | Flexible Video Ureterorenoscope: HU Vision (HU30, HU30S), HU Vision (HU32), Hvision (HUV-01) | lla | Pajisje per diagnostikimin e imazheve ne traktin urinar dhe ekzaminime ne brendesi te veshkes. | Tjeter
13504 | Sterile Trabecular Metal Acetabular Revision Shells | Trimed | 24.01.2023 | Zimmer Trabecular Metal Technology, Inc. (Zimmer and Implex) 10 Pomeroy Rd, Parsippany, NJ, 07054, United States | Sterile Trabecular Metal Acetabular Revision Shells (sipas listes se bashkengjitur) | llb | Pajisje per nderhyrjet arto-kirurgjikale primare dhe revizionimet e artikulacionit kokso-femoral | Tjeter
13505 | COVID-19 Antigen Test Cassette (Nasopharyngeal Swab) | Vactro Scientific sh.p.k | 24.01.2023 | CITEST DIAGNOSTICS INC. 170-422 Richard Street, Vanciuver BC V6B 2Z4, Canada | COVID-19 Antigen Test Cassette (Nasopharyngeal Swab) Cassette | In Vitro | Test i shpejte antigjenik per detektimin we virusit Covid 19 me metoden nazofaringeale | Pajisje te diagnostikimit in vitro
13506 | Elastomeric impression material | Eurodenta | 24.01.2023 | DMG Chemisch-Pharmazeutische Fabrik GmbH Elbgaustrasse 248, 22547 Hamburg, Germany | Elastomeric impression material: Honigum Pro Putty Soft Fast | I | Material rindertues i bute per ura dhe kurora | Pajisje dentare
13507 | MixStar eMotion | Eurodenta | 24.01.2023 | DMG Chemisch-Pharmazeutische Fabrik GmbH Elbgaustrasse 248, 22547 Hamburg, Germany | MixStar eMotion (BUDI-DI++EDMG10AccessoriesZB) | I | Perziere i automatizuar per materialet dentare | Pajisje dentare
13508 | EEG Accessories | Biometric Albania | 24.01.2023 | EF Medical Srl. Via Pillhof, 25 39057 Frangarto/Appiano (BZ) Italy | EEG Accessories: 64.XXX.XX; 65.XXX.XX (BUDI-DI 803304964EFACCEEGGE) | I | Aksesore te ndryshem per pajisjet EKG | Pajisje elektromekanike
13509 | Printer papers for medical equipment | Biometric Albania | 24.01.2023 | EF Medical Srl. Via Pillhof, 25 39057 Frangarto/Appiano (BZ) Italy | Printer papers for medical equipment: 10.XXX.XX; 11.XXX.XX; 18.XXX.XX; 20.XXX.XX; 21.XXX.XX; 22.XXX.XX; (BUDI-DI 803304054EFCARPRID9) | I | Leter printeri per pajisje ekg | Pajisje elektromekanike
13510 | Disposable electrodes for defibrillation | Biometric Albania | 24.01.2023 | EF Medical Srl. Via Pillhof, 25 39057 Frangarto/Appiano (BZ) Italy | Disposable electrodes for defibrillation: 87.111.xx (BUDI-DI 803304964EFELEDEFMC) | IIb | Elektroda defibrilatori, nje perdorimeshe | Pajisje elektromekanike; Pajisje nje perdorimeshe
13511 | Dynamic ECG Systems TLC5000 | Fedos | 24.01.2023 | CONTEC MEDICAL SYSTEMS CO., LTD No.112 Qinhuang West Street, Economic & Technical Development Zone, Qinhuangdao, Hebei Province, PEOPLES REPUBLIC OF CHINA | Dynamic ECG Systems TLC5000 | IIa | Holter ritmi, pajisje per matje te parametrave kardiake | Pajisje elektromekanike
13512 | Ergometer | Fedos | 24.01.2023 | ergosana GmbH, Truchtelfinger Strasse 17, 72475 Bitz | Ergometer: SanaBike500 | IIa | Biciklete per kontrollin e ritmit kardiak | Pajisje elektromekanike
13513 | Borse per acqua calda | Farmaworld | 24.01.2023 | Farmac-Zabban S.P.A. Via Persicetana 26 - Calderara di Reno, 40012 (Bologna) - Italy | Borse per acqua calda (BUDI-DI 8000246013038N2) | I | Borse me uje te ngrohte | Tjeter
13514 | Gimalux F.O. Otoscope - black: 31520 (UDI-DI: 8023279Z121490060000002X) | Biometric Albania shpk | 25.01.2023 | GIMA S.P.A., Via Macroni 1, 20060 Gessate (MI) - Italy | Gimalux F.O. Otoscope - black: 31520 (UDI-DI: 8023279Z121490060000002X) | l | Otoskop per ekzaminime te veshit. | Produkte per institucione te kujdesit shendetesor
13515 | Surgical aspirators: 28220; 28209; 28210; 28211; 28212; 28243; 28222; 28224; 28208; 28190; 28191; 28192; 28231; 28215; 28216; 28214; 28232; 28202; 28233; 28234; 28194; 28196; 28198; 28200; 28201; 28203; 28204; 28193; 28183; 28182 | Biometric Albania shpk | 25.01.2023 | GIMA S.P.A., Via Macroni 1, 20060 Gessate (MI) - Italy | Surgical aspirators: 28220; 28209; 28210; 28211; 28212; 28243; 28222; 28224; 28208; 28190; 28191; 28192; 28231; 28215; 28216; 28214; 28232; 28202; 28233; 28234; 28194; 28196; 28198; 28200; 28201; 28203; 28204; 28193; 28183; 28182 | lla | Aspirator kirurgjikal. | Produkte per institucione te kujdesit shendetesor
13516 | Buttons and Suture (sipas listes bashkengjitur) | OrthoNet 360 shpk | 30.01.2023 | Arthrex, Inc. 1370 Creekside Boulevard Naples Florida 34108-1945 USA | Buttons and Suture (sipas listes bashkengjitur) | llb | Sutura dhe butona te implantueshme ortopedike, te cilat aplikohen sipas nevojave kirurgjikale te pacienteve ne baze te protokolleve mjekesore. | Pajisje te implantueshme jo aktive
13517 | GlucoMen Day METER Blood Glucose Monitoring System, Model GM01IAB; GlucoMen Day METER Glucose Meter, EDMA: 21 06 01; GlucoMen Day METER Strips, EDMA: 11 70 01 01 00; GlucoMen Day METER Control Solution, EDMA: 11 50 90 90 00 | LaserMed | 25.01.2023 | i-Sens, Inc. 43, Banpo-daero 28-gil, Seocho-gu, Seoul 06646, Korea | GlucoMen Day METER Blood Glucose Monitoring System, Model GM01IAB; GlucoMen Day METER Glucose Meter, EDMA: 21 06 01; GlucoMen Day METER Strips, EDMA: 11 70 01 01 00; GlucoMen Day METER Control Solution, EDMA: 11 50 90 90 00 | In Vitro | Sistem monitorimi I glukozes ne gjak | Pajisje te diagnostikimit in vitro
13518 | Alkaloid products: AMINAL SA Fistula set 01 (size S,M,L); AMINAL SA Fistula set 02 (size S,M,L); AMINAL SA Fistula set 03 (size S,M,L); AMINAL SA Catheter set (size S,M,L); | Nephromed Albania | 31.01.2023 | Sanus Saglik Hizmeleri Sanayi ve Ticaret Anonim Sirketi Ivedikkoy Mah. 1495. Cad. No: 3/7 Yenimahalle, Ankara, Turkey | Alkaloid products: AMINAL SA Fistula set 01 (size S,M,L); AMINAL SA Fistula set 02 (size S,M,L); AMINAL SA Fistula set 03 (size S,M,L); AMINAL SA Catheter set (size S,M,L); | ls | Paketim me materiale qe nevojiten per pacient m fistul ose kateter | Pajisje një përdorimëshe
13519 | Harmonic: HARHPBL; HARHPBLCN; HARHPGR; HARHPGRCN; HDH05; HP054; HP054CN; HPBLUE; HPBLUECN; SNGCB; SNGHK; SNGHK2 | Evita | 31.01.2023 | Ethicon Endo-Surgery, LLC 475 Calle C Guaynabo, Puerto Rico 00969 USA | Harmonic: HARHPBL; HARHPBLCN; HARHPGR; HARHPGRCN; HDH05; HP054; HP054CN; HPBLUE; HPBLUECN; SNGCB; SNGHK; SNGHK2 | llb | Pajisje kirurgjikale per aksesimin e instrumenteve kirurgjikale | Instrumenta shumëpërdorimësh
13520 | Calibration TUBE Calibration TUBE32W Calibration TUBE34R Calibration TUBE36B Calibration TUBE38G Calibration TUBE40Y | O.E.S Distrimed | 31.01.2023 | Bariatric Solution GmbH Kaltenbacherstrasse 24 CH-8260 Stein am Rhein, Switzerland | Calibration TUBE (Basic UDI-DI: 0426044057TubesBM): Calibration TUBE32W; Calibration TUBE34R; Calibration TUBE36B; Calibration TUBE38G; Calibration TUBE40Y | l | Tub kalibrimi perdorim ne bypass gastrik ose procedura gastrektomie | Pajisje një përdorimëshe
13521 | Monopolar cable for argon flexible electrode, L: 3.5m, 3-pin/LuerLock plug, flat connector - 432-146 | Fedos | 31.01.2023 | EMED SP. Z O. O. SP. K ul. Ryżowa 69a, PL / 05-816 Opacz-Kolonia, Poland | Monopolar cable for argon flexible electrode, L: 3.5m, 3-pin/LuerLock plug, flat connector - 432-146 | l | Kabell momopolar qepërdoret për të lidhur dorezat e elektrodave dhe instrumentet elektrokirurgjike me njësinë elektrokirurgjike | Instrumenta shumëpërdorimësh
13522 | Electrocardiograph E12 | Montal | 31.01.2023 | CONTEC MEDICAL SYSTEMS CO., LTD No.112 Qinhuang West Street, Economic & Technical Development Zone, Qinhuangdao, Hebei Province, PEOPLES REPUBLIC OF CHINA | Electrocardiograph E12 | lla | Pajisje per te mbledh sinjalin EKG me 12 kanale njekohesisht | Pajisje elektromekanike
13523 | Stream Sterilizer: ERS STR; Goldberg | Montal | 31.01.2023 | Eryiğit Endüstriyel Makina ve Tibbi Cihazlar Iml.Ith.Ihr.Inş.Tic. A.Ş. Ivedik Organize Sanayi Bölgesi Öz Anadolu Sitesi 1453 Sol No. 3, Ostim Ankara Turkey | Stream Sterilizer: ERS STR: 4407S; 4407V; 4410V; 4410S; 5510S; 5510V; 5510D; 5512S; 5512V; 5512D; 6610S; 6610V; 6610D; 6613S; 6613V; 6613D; 7712S; 7712V; 7712D; 7715S; 7715V; 7715D; 7717S; 7717V; 7717D; 2000S; 2000V; 2000D; 75; 75V; Goldberg: 120S; 120V; 160S; 160V; 250S; 250V; 250D; 300S; 300V; 300D; 422S; 422V; 422D; 550S; 550V; 550D; 675S; 675V; 675D; 840S; 840V; 840D; 1000S; 1000V; 1000D; 2000S; 2000V; 2000D; 75; 75V | llb | Sterilizues me avull per pajisjet mjekesore | Pajisje elektromekanike
13524 | BD BBL™ MycoPrep™ Kit | Pegasus | 30.01.2023 | Becton, Dickinson and Company 7, Loveton Circle Sparks, MD 21152 USA | BD BBL™ MycoPrep™ Kit: 240862 (BUDI-DI 038290JICVJPSKAP) | In Vitro | Solucion NaOH citrat dhe bufer fosfat per te diagnostikuar mycobakterin | Pajisje te diagnostikimit in vitro
13525 | cobas p 612 pre-analytical sysyem | Evita | 30.01.2023 | Roche Diagnostics GmbH, Sandhofer Strasse 116, 68305 Mannheim, Germany | cobas p 612 pre-analytical system: 08166145001; 07962673001; 07962665001; 07962703001; 096399777001; 09639985001; 09639942001; 09639969001 (BUDI-DI 761333602134A9) | In Vitro | Pajisje per pergatitjen dhe shperndarjen e mostrave | Pajsie te diagnostikimit in vitro
13526 | Oxygen Sensor | Fedos | 30.01.2023 | IT Dr.Gambert GmbH, Hinter dem Chor 21, 23966 Wismar, Germany | Oxygen Sensor: 0217031v01 | Iia | Sensor oksigjeni per te monitoruar sasine e O2 qe I jepet pacientit me ane te pajisjeve respiratore | Instrumenta shumeperdorimesg
13527 | Tape Tourniqet- disposable, latex free, 25 pre-cut | Montal | 30.01.2023 | GIMA S.P.A., Via Macroni 1, 20060 Gessate (MI) - Italy | TAPE TOURNIQET- disposable, latex free, 25 pre-cut: 2570 (BUDI-DI80232790000V90030000000VS) | I | Eshte nje pajisje mjekesore ne formen e nje shiriti qe sherben per ndalimin e gjakderdhjes | Pajisje nje perdorimeshe
13528 | Diagnostic Instrument: ri-scope® L Ophtalmoskop | Montal | 30.01.2023 | Rudolf Riester GmbH, Bruckstrasse 31, D-72417 Jungingen, Germany | Diagnostic Instrument: ri-scope® L Ophtalmoskop (from 3722 to 3815-203) (BUDI-DI 4045396105689D) | I | Pajisje mejekesore qe sherben per egzaminimin e syrit | Pajisje nje perdorimeshe
13529 | Audiometer | Montal | 30.01.2023 | INVENTIS S.r.l. Corso Stati Uniti 1/3, 35127 Padova (PD) Italy | Audiometer: Triangle (BUDI-DI 805418738AU1SEB) | Iia | Pajisje e cila ndihmon operatprin ne percaktimin e ndjeshmerise degjimore te [acientit | Instrumenta shumeperdorimesh
13530 | Electrosurgical Pencils (sipas listes bashkengjitur) | O.E.S DISTRIMED shpk | 30.01.2023 | Covidien Ilc 15 Hampshire Street Mansfield,MA 02048 USA | Electrosurgical Pencils (sipas listes bashkengjitur) | llb | Pajisje dhe aksesore per e, lapsa kirurgjikale. | Instrumenta shumeperdorimesh
13531 | Blefavis Gel 40mg | Partners Pharma | 31.01.2023 | Oftalpharma Srl Via di Gonfienti, 5/C/59, 59100 Prato, Italy | Blefavis Gel 40mg | l | Produkt per astrimin e qepallave dhe qerpikeve | Tjeter
13532 | Legend Tools, Microsaw Blades and MR8 Dissecting Tools | O.E.S Distrimed | 31.01.2023 | Medtronic Powered Surgical Solutions 4620 North Beach Street Fort Worth, TX 76137 USA | Legend Tools, Microsaw Blades and MR8 Dissecting Tools (sipas listes se bashkengjitur) | lla | Motor kirurgjikal, instrumenta dhe aksesore ndihmes per neurokirurgji dhe kirurgji te pergjithshme | Instrumenta shumëpërdorimësh
13533 | Surgical Instruments | Trimed | 31.01.2023 | aap Implantate AG Lorenzweg 5 12099 Berlin, Germany | Surgical Instruments (sipas listes se bashkengjitur) | l | Pajisje qe perdoren ne kirurgjine ortopedike | Instrumenta shumëpërdorimësh
13534 | Gonorrhea Rapid Test Cassette | VACTRO SCIENTIFIC sh.p.k | 31.01.2023 | CITEST DIAGNOSTICS INC. 170-422 Richards Street, Vancouver BC V6B 2Z4 Canada | Gonorrhea Rapid Test Cassette | In Vitro | Test I shpejte per percaktimin e gonorreas. | Pajisje diagnostikimi in vitro
13535 | Urinalysis Reagent Dipstick (ASC / BLO / URO / KET / GLU / PRO / NIT / LEU / PH / SG / ALB / CRE) - Dipstick | VACTRO SCIENTIFIC sh.p.k | 31.01.2023 | CITEST DIAGNOSTICS INC. 170-422 Richards Street, Vancouver BC V6B 2Z4 Canada | Urinalysis Reagent Dipstick (ASC / BLO / URO / KET / GLU / PRO / NIT / LEU / PH / SG / ALB / CRE) - Dipstick | In Vitro | Test I shpejte ne forme stripsi per percaktimin e analizave te urines. | Pajisje diagnostikimi in vitro
13536 | Synchro Forte sterile - SY400 | FOLIAGE ALBANIA sh.p.k | 31.01.2023 | PHITOGEN HOLDIND SPA Via Valtellina, 21 - 63074 San Benedetto Del Trono (AP) Italia | Synchro Forte sterile - SY400 | lll | Pajisje mjekesore me acid hyaluronik per aplikim ne artikulacione | Tjeter
13537 | AcQGuide FLEX and AcQGuide MINI Catheter Introducer Sets | O.E.S Distrimed | 31.01.2023 | Acutus Medical Inc. 2210 Faraday Ave, Suite 100 Carlsbad, CA USA 92008 USA | AcQGuide FLEX and AcQGuide MINI Catheter Introducer Sets (sipas listes se bashkengjitur) | lll | Set introduksioni perdorim ne kardiologji | Pajisje një përdorimëshe
13538 | Polyflux 140 H- 103530; Polyflux 170 H- 103579; Polyflux 210 H- 103580; Polyflux 210 H-115821 | Incomed | 31.01.2023 | Gambro Dialysatoren GmbH, Holger-Crafoord-Strasse 26, 72379 Hechingen, Germany | Polyflux 2H - 112468 | llb | Filter qe perdoret ne hemodialize per te larguar papastertit | Pajisje një përdorimëshe
13539 | Absorbable Gelatin Homeostatics | Evita | 31.01.2023 | Ferrosan Medical Devices A/S Sydmarken 5, 2860 Soborg, Denmark | Absorbable Gelatin Homeostatics (sipas listes se bashkengjitur) | lll | Perdorim ne procedurat kirurgjikale si ndihmes ne hemostaze per te kontrolluar gjakderdhjen | Pajisje një përdorimëshe
13540 | Sphygmomanometer, aneroid | Avantgard | 31.01.2023 | B.Well Swiss AG Banhofstrasse 224, 9443 Widnau, Schweits | Sphygmomanometer, aneroid: MED-63 | Im | Aparat mekanik per matjen e tensionit te gjakut | Pajisje elektromekanike
13541 | Fetal Monitor | MSE shpk | 31.01.2023 | Edan Instruments,Inc. #15 Jinhui Road, Jinsha Community, Kengzi Sub-District Pingshan District, 518122 Shenzhen, P.R. of China | Fetal Monitor: F2, F3 | IIb | Monitor per kontrollin e ritmit te rrahjeve te zemres tel fetusi | Tjeter
13542 | Reusable Manual Surgical Instruments & Devices | O.E.S Distrimed | 01.02.2023 | Medtronic Xomed, Inc. 6743 Southpoint Drive North Jacksonville FL 32216 USA | Reusable Manual Surgical Instruments & Devices (sipas listes se bashkengjitur) | l | Instrumente kirurgjikale manuale te riperdorshme perdorim spitalor | Instrumenta shumëpërdorimësh
13543 | Infusion Sets Pressure | Fedos sh.p.k | 31.01.2023 | Fresenius Kabi AG 61346 Bad Homburg, Germany | Infusion Sets Pressure (Sipas listes bashkengjitur) | Iia | Sisteme per transferimin e gjakut si qese filtra me aksesoret perkates per filtrim dhe grumbullim. | Pajisje nje perdorimeshe
13544 | Hercules™ Sterile Thoracic Stent-Graft System | GP Medical Al | 01.02.2023 | Shanghai MicroPort Endovascular MedTech (Group) Co., Ltd. Building #1, 3399 Kangxin Road, 201318 Shangai, P.R. of China | Hercules™ Sterile Thoracic Stent-Graft System (sipas listes se bashkengjitur) | lll | Pajisje qe perdoren per aneurizmat e aortes | Pajisje te implantueshme jo aktive
13545 | Symbotex™ Composite Mesh | O.E.S Distrimed | 01.02.2023 | Safradim Production, 116 Avenue du Formams, 01600 Trevoux, France | Symbotex™ Composite Mesh (sipas listes se bashkengjitur) | III | Mesha kompozite Symbioteks per perdorim me herninen adbominale | Pajisje njeperdorimeshe
13546 | Sterile, Hercules Balloon Inflation Catheter | GP Medical AL | 01.02.2023 | Shanghai MicroPort Endovascular MedTech (Group) Co., Ltd. Building #1, 3399 Kangxin Road 201318 Shanghai, PR of China | Sterile, Hercules Balloon Inflation Catheter: HD40-100 | III | Kateter zgjerues ne nderhyrjet e aortes. | Pajisje te implantueshme jo aktive
13547 | Drill cannulated; Drill solid; Countersink | Trimed | 01.02.2023 | aap Implantate AG, Lorenzweg 5, 12099 Berlin, Germany | Drill cannulated; Drill solid; Countersink (sipas listes se bashkengjitur) | Iia | Jane pajisje mjekesore qe perdoren per funksione te ndryshme gjate nderhyrjeve kirurgjikale ortopedike | Instrumenta shumeperdorimesh
13548 | LOQTEQ® Distal Medial Humerus Plate 2.7/3.5; LOQTEQ® Distal Dorsolateral Humerus Plate 2.7/3.5; LOQTEQ® Distal Lateral Humerus Plate 2.7/3.5; LOQTEQ® Olecranon Plate 2.7/3.5 | Trimed | 01.02.2023 | aap Implantate AG, Lorenzweg 5, 12099 Berlin, Germany | LOQTEQ® Distal Medial Humerus Plate 2.7/3.5; LOQTEQ® Distal Dorsolateral Humerus Plate 2.7/3.5; LOQTEQ® Distal Lateral Humerus Plate 2.7/3.5; LOQTEQ® Olecranon Plate 2.7/3.5 (sipas listes se bashkengjitur) | IIb | Jane pajisje mjekesore qe perdoren me qellim fiksimin, korigjimin ose stabilizimin e perkohshem te humerusit distal dhe/ose olekranonin | Pajisje te implantueshme jo aktive
13549 | Non-sterile dental products | Moto-Mania shpk | 01.02.2023 | CHEMA-ELEKTROMET, Spotdzielnia Pracy, 9 Przemystowa Street, 35-105 Rzeszow, Poland | Non-sterile dental products: Canal-Dry; Chloran Plus (3%, 6%); Gutap; Gutap orange(Endostar Gutta Cleaner); Pulpogel; Etchant; Peroxidon Gel. | Iia | Pajisje dentare te ndryshme per procedurat dentare | Pajisje dentare
13550 | LOQTEQ® Proximal Tibia Plates 3.5 and 4.5 | Trimed | 01.02.2023 | aap Implantate AG Lorenzweg 5 12099 Berlin, Germany | LOQTEQ® Proximal Tibia Plates 3.5 and 4.5 (sipas listes se bashkengjitur) | llb | Pajisje per fiksimin e frakturave te tibias proksimale | Pajisje te implantueshme jo aktive
13551 | Vacuum blood and urine collection tube, specimen tube with viral transport medium(with or without swabs) Lind-Vac | Fedos sh.p.k | 31.01.2023 | Oü IntervacTechnology Kadastiku 57, Narva,21004, Estonia | Vacuum blood and urine collection tube, specimen tube with viral transport medium(with or without swabs) Lind-Vac (Sipas listes bashkengjitur) | In Vitro | Tuba me vakum per mbledhjen e gjakut dhe urines, Tuba per mostra me medium transporti(me ose pa tampon) | Pajisje diagnostikimi in vitro
13552 | Single Width Airway Module | Montal sh.p.k | 02.02.2023 | GE Healthcare Finland Oy, Kuortaneenkatu 2, 00510 Helsinki, Finland | Patient Monitoring Parameter Modules - Single Width Airway Module: E-miniC-00, E-miniC-00EN | IIb | Jane module te sistemit te monitorimit te pacientit | Pajisje te diagnostikuese dhe terapeutike me rrezatim
13553 | Thinline™ Slotted Cassette; Thinline™ Biopsy Cassette | Pegasus | 02.02.2023 | Richard-Allan Scientific LLC, a subsidiary of Epredia, 4481 Campus Drive, Kalamazoo, Michigan 49008 USA | Thinline™ Slotted Cassette - B851736WH (BUDI-DI 00673693756723); Thinline™ Biopsy Cassette - B851737WH (BUDI-DI 00673693756730) | In Vitro | Instrumenta per kryerjen e analizave hiastologjike-citologjike dhe kaseta per mbajtjen e mostrave | Pajisje te diagnostikimit in vitro
13554 | Dehydrant | Pegasus | 02.02.2023 | Richard-Allan Scientific LLC, a subsidiary of Epredia, 4481 Campus Drive, Kalamazoo, Michigan 49008 USA | 100% Dehydrant - 6215 (BUDI-DI 00673693476089); 95% Dehydrant - 6315 (BUDI-DI 00673693476096) | In Vitro | Eshte solucion me baze alkooli qe perdoret per kryerjen e analizave hitologjike citologjike ne mostrat. | Pajisje te diagnostikimit in vitro
13555 | Xylene - 6615 | Pegasus | 02.02.2023 | Richard-Allan Scientific LLC, a subsidiary of Epredia, 4481 Campus Drive, Kalamazoo, Michigan 49008 USA | Xylene - 6615 (BUDI-DI 00673693476126) | In Vitro | Eshte solucion pastrues per kryerjen e analizave | Pajisje te diagnostikimit in vitro
13556 | Parafinn | Pegasus | 02.02.2023 | Richard-Allan Scientific LLC, a subsidiary of Epredia, 4481 Campus Drive, Kalamazoo, Michigan 49008 USA | HistoPlast PE paraffin kit - 8330 (BUDI-DI 00673693211758) | In Vitro | Eshte instrument i perdorur per kryerjen e analizave histologjike citologjike | Pajisje te diagnostikimit in vitro
13557 | Embedding Mold Release: Base Mold Release - 6600; ParaPel - 2300 | Pegasus | 02.02.2023 | Richard-Allan Scientific LLC, a subsidiary of Epredia, 4481 Campus Drive, Kalamazoo, Michigan 49008 USA | Embedding Mold Release: Base Mold Release - 6600; ParaPel - 2300 | In Vitro | Instrument per kryerjen e analizave histologjike-citologjike, kaseta per ruajtjen e mostrave | Pajisje te diagnostikimit in vitro
13558 | Histology Stains: Hematoxylin 7212 - 7212; Modified Harris Hematoxylin - 72711 | Pegasus | 02.02.2023 | Richard-Allan Scientific LLC, a subsidiary of Epredia, 4481 Campus Drive, Kalamazoo, Michigan 49008 USA | Histology Stains: Hematoxylin 7212 - 7212; Modified Harris Hematoxylin - 72711 | In Vitro | Instrument per kryerjen e analizave histologjike-citologjike | Pajisje te diagnostikimit in vitro
13559 | Differentiating Solution: Bluing Reagent - 7301; Clarifier 2 - 7402 | Pegasus | 02.02.2023 | Richard-Allan Scientific LLC, a subsidiary of Epredia, 4481 Campus Drive, Kalamazoo, Michigan 49008 USA | Differentiating Solution: Bluing Reagent - 7301; Clarifier 2 - 7402 | In Vitro | Solucion ndihmes per kryerjen e analizave histologjike-citologjike | Pajisje te diagnostikimit in vitro
13560 | Histology Stains (Eosin): Eosin Y Alcoholic (Series S) - 6766008 | Pegasus | 02.02.2023 | Richard-Allan Scientific LLC, a subsidiary of Epredia, 4481 Campus Drive, Kalamazoo, Michigan 49008 USA | Histology Stains (Eosin): Eosin Y Alcoholic (Series S) - 6766008 | In Vitro | Solucion ndihmes per kryerjen e analizave histologjike-citologjike | Pajisje te diagnostikimit in vitro
13561 | Non-adhesion Microscope Slides: Microscope Slides - AA00000112E01MNZ10; Superfrost Microscope Slides - AA00008032E01MNZ10 | Pegasus | 02.02.2023 | New Erie Scientific LLC 20 Post Road, Portsmouth, NH 03801, USA | Non-adhesion Microscope Slides: Microscope Slides - AA00000112E01MNZ10; Superfrost™ Microscope Slides - AA00008032E01MNZ10 | In Vitro | Instrument per kryerjen e analizave histologjike-citologjike | Pajisje te diagnostikimit in vitro
13562 | Storage solution for platelets SSP + | Biometric Albania | 02.02.2023 | MACO Pharma Rue Lorthiois 59420 Mouvaux, France | Storage solution for platelets SSP +: SSP2020U; SSP2022U; SSP2025U; SSP2028U; SSP2030U; SSP2030O; SSP2128U; SSP2130U; SSP2150U; SSP2150A; SSP2150O | lll | Solucione per mbrojtjen e pllakave te gjakut | Produkte per institucione te kujdesit shendetesor
13563 | Measuring instrument; Drill Guide with Scale; Wedge Gauge, Angle Gauge, Chisel with scale (sipas listes bashkengjitur) | Trimed shpk | 02.02.2023 | aap Implantate AG Lorenzweg 5, 12099 Berlin, Germany | Measuring instrument; Drill Guide with Scale; Wedge Gauge, Angle Gauge, Chisel with scale (sipas listes bashkengjitur) | l | Instrumenta te ndryshem qe perdoren ne sherbim te ortopedise | Instrumenta shumeperdorimesh
13564 | SYNCHRO® START, sterile - SY700 | Foliage Albania shpk | 02.02.2023 | Phitogen holding S.p.A. Via Valtellina, n 19/21/23 - 63074 San Benedetto del Tronto (AP) Italia | SYNCHRO® START, sterile - SY700 | lll | Pajisje mjekesore me acid hyaluronik per injektim ne artikulacione. | Tjeter
13565 | Dry Steril 20: P-104133; Dry Steril 28: P-104437; Dry Steril 50: P-104159; Gimette 21: 35621; Gimette 28: 35628; Gimette 50: 35629 | O.E.S DISTRIMED shpk | 02.02.2023 | Fast Assembler S.r.l. Via San Domenico, 11/13 - 20008 Bareggio (MI) - Italia | Dry Steril 20: P-104133; Dry Steril 28: P-104437; Dry Steril 50: P-104159; Gimette 21: 35621; Gimette 28: 35628; Gimette 50: 35629 | llb | Sterilizator per sterilizimin dhe dezinfetkimin e pajiseve mjekesore, perdorim spitalor. | Tjeter
13566 | AcQGuide MAX Steerable Sheath: 900002; AcQGuide MAX 2.0 Steerable Sheath: 900200; AcQGuide VUE Steerable Sheath: 900201 | O.E.S DISTRIMED shpk | 02.02.2023 | Acutus Medical, Inc. 2210 Faraday Ave, Suite 100, Carlsbad, CA USA 92008 | AcQGuide MAX Steerable Sheath: 900002; AcQGuide MAX 2.0 Steerable Sheath: 900200; AcQGuide VUE Steerable Sheath: 900201 | lll | Pajisje per introduksionin perkutane te kateterit ne vaskulaturen dhe dhomat e zemres, perdorim ne kardiologji. | Pajisje nje perdorimeshe
13567 | Holter System: SE-2003, SE-2012, SE-2003A, SE-2012A (UDI-DI: 69444138SE2003SFG) | MSE shpk | 03.02.2023 | Edan Instruments, Inc. #15 Jinhui Road, Jinsha Community, Kengzi Sub-District, Pingshan District, 518122 Shenzhen, P.R.China | Holter System: SE-2003, SE-2012, SE-2003A, SE-2012A (UDI-DI: 69444138SE2003SFG) | lla | Aparat per matjen e rrahjeve te zemres dhe zbulimin e rrahjeve te pa regullta. | Pajisje elektromekanike
13568 | Bio-Med Devices Air/Oxygen Blenders: 2000, 2001, 2003, 2004 (UDI-DI: 00813841022274) | MONTAL shpk | 03.02.2023 | Bio-Med Devices 61 Soundview Road, Guilford, Connecticut, 06437 USA | Bio-Med Devices Air/Oxygen Blenders: 2000, 2001, 2003, 2004 (UDI-DI: 00813841022274) | llb | Perzieres te sakte ajer/oksigjen qe perdoren tekmpacientet neonatal deri tek adultet. | Pajisje terapie komplementare
13569 | Biopsy and Micro-Injection Pipettes -- Blastomere Aspiration Pipette: K-EBPH-3035, K-EBPH-3535; Micro-Injection Pipette: K-MPIP-1020, K-MPIP-1030, K-MPIP-1035, K-MPIP-3130, K-MPIP-3135, K-MPIP-3330, K-MPIP-3335 | MONTAL shpk | 03.02.2023 | Cook Vandergrift Inc. 1186 Montogomery Lane, Vandergrift PA, 15690 USA | Biopsy and Micro-Injection Pipettes -- Blastomere Aspiration Pipette: K-EBPH-3035, K-EBPH-3535; Micro-Injection Pipette: K-MPIP-1020, K-MPIP-1030, K-MPIP-1035, K-MPIP-3130, K-MPIP-3135, K-MPIP-3330, K-MPIP-3335 | lla | Pajisje mjekesore gjinekologjike qe sherbejne per te kryer biopsi ne mbrion ose ne qelizen e vezes per ekzaminimin gjenetik paraimplantimit. | Pajisje nje perdorimeshe
13570 | Feeding Tube: 4Fr, 5Fr, 6Fr, 8Fr, 10Fr, 12Fr, 14Fr, 16Fr, 18Fr, 20Fr | MONTAL shpk | 03.02.2023 | Well Lead Medical Co., Ltd. C-4 Jinhu industrial Estate, Hualong, 511434 Panyu, Guangzhou, P.R.China | Feeding Tube: 4Fr, 5Fr, 6Fr, 8Fr, 10Fr, 12Fr, 14Fr, 16Fr, 18Fr, 20Fr | lla | pajisje qe perdoret per te sigurtar ushqim per njerezit qe nuk mund te marrin ushqim nga goja. | Pajisje asistive per persona me aftesi te kufizuar
13571 | Elastomerics | DPM Albania sh.p.k | 03.02.2023 | American Orthodontics Corp. 3524 Washington Avenue, Sheboygan, Wisconsin 53081, USA | Elastomerics: Clear Rotation Wedges; Arch Wire Sleeve; Blue Radio Opaque Separators(loose); EX Tie Tubing; Plastic Tie; Textured Thread | I; Iia | Tuba dhe fije ne forma te ndryshme dhe aksesoret e tyre per perdorim ne ortodonci | Pajisje dentare
13572 | Bands and Attachments | DPM Albania sh.p.k | 03.02.2023 | American Orthodontics Corp. 3524 Washington Avenue, Sheboygan, Wisconsin 53081, USA | Bands and Attachments: Contoured; Anteriors; MR; MR1; MR2; MRX Bands; Mini Skirt™ Crowns; Rollo™ Bands; Cleats; Elastic Lugs; Lingual Sheaths | IIa | Bende elastike dhe pllaka dentare per eprdorim ne orodonci | Pajisje dentare
13573 | Buccal Tubes: AO Stainless Steel Buccal Tubes; Auxiliary Hook; Empower® 2; iFit®; LP® Low Profile; Master Series ™'; Mini Master Series™; Slim Tube ™ | DPM Albania | 03.02.2023 | American Orthodontics Corp 3524 Washington Avenue Shebotgan, WI 53081, USA | Buccal Tubes: AO Stainless Steel Buccal Tubes; Auxiliary Hook; Empower® 2; iFit®; LP® Low Profile; Master Series ™'; Mini Master Series™; Slim Tube ™ | lla | Tuba bukal per faqen e brendshme te dhembit | Pajisje dentare
13574 | Brackets and Bondable Devices - Costum Rx (SS brackets), Empower ® 2, Forever Gold ™ 24K, Iconix ™, LP ® Low Profile, Master Series ™, Mini Master Series ™, Mini Standard Edgwise, Mini Tweed, SL Brackets, Silkon Plus ™, Empower® Clear, Radiance Plus ® , Ceramic Button, Orthodontic Space Maintainer, Bondable Retainer (and Stainless Steel Flat Braided Lingual Retainer), Ball Hooks, Bite Blocks, Buttons (Stainless Steel), Coil Eyelet, Eyelets. Tongue Director, Utility Traction Hook (U/T Hook) | DPM Albania | 03.02.2023 | American Orthodontics Corp 3524 Washington Avenue Shebotgan, WI 53081, USA | Brackets and Bondable Devices - Costum Rx (SS brackets), Empower ® 2, Forever Gold ™ 24K, Iconix ™, LP ® Low Profile, Master Series ™, Mini Master Series ™, Mini Standard Edgwise, Mini Tweed, SL Brackets, Silkon Plus ™, Empower® Clear, Radiance Plus ® , Ceramic Button, Orthodontic Space Maintainer, Bondable Retainer (and Stainless Steel Flat Braided Lingual Retainer), Ball Hooks, Bite Blocks, Buttons (Stainless Steel), Coil Eyelet, Eyelets. Tongue Director, Utility Traction Hook (U/T Hook) | lla | Braketa dhe aksesore te ngjitshem dhe bonduesheem perdorim ne ortodonci | Pajisje dentare
13575 | Bondable Devices - 20/40 Ceramic Brackets™, Ceramic Button | DPM Albania shpk | 03.02.2023 | American Othodontics Corp 3524 Washington Avenue, Sheboygan, WI 53081, USA | Bondable Devices - 20/40 Ceramic Brackets™, Ceramic Button | lla | Materiale te bondueshme per perdorim ne procedurat ortodontike. | Pajisje dentare
13576 | Bonding Agents - BracePaste® Adhesive, BracePaste® Sealant/Coating; Bonding Agents - Acid Etchant | DPM Albania shpk | 03.02.2023 | American Othodontics Corp 3524 Washington Avenue, Sheboygan, WI 53081, USA | Bonding Agents - BracePaste® Adhesive, BracePaste® Sealant/Coating; Bonding Agents - Acid Etchant | lla | Bond per ngjitjen e braketave. | Pajisje dentare
13577 | Orthodontic Wires, Springs & Attachments (sipas listes bashkengjitur) | DPM Albania shpk | 03.02.2023 | American Othodontics Corp 3524 Washington Avenue, Sheboygan, WI 53081, USA | Orthodontic Wires, Springs & Attachments (sipas listes bashkengjitur) | lla | Tela, susta dhe pllaka per trajtimet ortodontike. | Pajisje dentare
13578 | LUX 100 CLAR TYPE HEAD MIRROR with battery case | Biometric Albania shpk | 06.02.2023 | GIMA S.P.A., Via Macroni 1, 20060 Gessate (MI) - Italy | LUX 100 CLAR TYPE HEAD MIRROR with battery case: 31109 (UDI-DI 8023279Z12149099C800000PZ) | I | Pasqyre me drite per egzaminim | Instrumenta shumeperdorimeshe
13579 | Cortical Screws; Cancellous Screw; LOQTEQ® Cortical Screw; LOQTEQ® VA Cortical Screw; LOQTEQ® Periprosthetic Screw; LOQTEQ® Cancellous Screw; Washer | Trimed | 06.02.2023 | aap Implantate AG, Lorenzweg 5, 12099 Berlin, Germany | Cortical Screws; Cancellous Screw; LOQTEQ® Cortical Screw; LOQTEQ® VA Cortical Screw; LOQTEQ® Periprosthetic Screw; LOQTEQ® Cancellous Screw; Washer(sipas listes se bashkengjitur) | IIb | Jane pajisje mjekesore qe perdoren per osteosinteze ne fraktura dhe rikonstruksion te artikulacioneve | Pajisje te implantueshme jo aktive
13580 | Ultrasound Probe (Basic UDI-DI: 880972578USP002WH) | Pegasus | 06.02.2023 | Samsung Medison Co; Ltd. 3366, Hanseo-ro, Nam-myeon, Hongcheon-gun, Gangwon-do 25108, Republic of Korea | Ultrasound Probe (Basic UDI-DI: 880972578USP002WH): CA1-7A; C2-5; C2-8; CA1-7AD; CA1-7S; CA1-7SD; CA2-6BM; CA2-8A; CA2-8AD; CA2-9A; CA2-9AD; CA3-10A; CA4-10M; CV1-8A; CV1-8AD; CW6.0; DP2B; EA2-11AR; EA2-11ARD; EA2-11AV; EA2-11AVD; ER4-9; EV2-10A; EVN4-9; L3-12A; L5-12/50; LA2-9S; LA2-14A; LA3-14AD; LA3-16A; LA3-16AD; LA3-16AI; LA3-22AI; LA4-18A; LA4-18B; LA4-18BD; LM2-18; LN5-12; LS6-15; miniER7; MMPT3-7; P3-8; PA1-5A; PA3-8B; PA3-9B; PA4-12B; PM1-6A; PN2-4; SP3-8; VN4-8 | lla | Sonda per eko dhe skaner me ultratinguj | Tjeter
13581 | Ultrasound Scanner HS60 (Basic UDI-DI: 880972578USS001X6) | Pegasus | 06.02.2023 | Samsung Medison Co; Ltd. 3366, Hanseo-ro, Nam-myeon, Hongcheon-gun, Gangwon-do 25108, Republic of Korea | Ultrasound Scanner HS60 (Basic UDI-DI: 880972578USS001X6): HS60; HS60 4D; HS60 3DXI; HS60 DICOM; HS60 EzExam+™; HS60 MultiVision; HS60 5D NT™; HS60 CW Function; HS60 Cardiac Measurement; HS60 Strain+; HS60 AutoIMT+; HS60 ElastoScan™; HS60 E-Strain™; HS60 Panoramic+; HS60 XI STIC; HS60 NeedleMate+; HS60 CEUS+; HS60 RealisticVue™; HS60 HDVI™; HS60 5D Follicle™; HS60 StressEcho; HS60 2D NT; HS60 5D Heart Color™; HS60 Crystal Vue™; HS60 S-Detect™ for Breast; HS60 3D MXI; HS60 HQ-Vision™; HS60 LaborAssist™; HS60 2D Follicle™; HS60 Expanded Storage (1TB); HS60 Auto EF; HS60 S-Detect™ for Thyroid; HS60 MV-Flow™; HS60 LumiFlow™; HS60 System Activation; HS60 Mobile Export | lla | Skaner me ultratinguj | Tjeter
13582 | LOQTEQ® Distal Fibula Plate 3.5 (sipas listes se bashkengjitur) | Trimed | 06.02.2023 | aap Implantate AG Lorenzweg 5 12099 Berlin, Germany | LOQTEQ® Distal Fibula Plate 3.5 (sipas listes se bashkengjitur) | llb | Pajisje per fiksimin e frakturave te fibules distale | Pajisje te implantueshme jo aktive
13583 | Protesil Putty: 056004, 056002; Protesil Light: 056011, 056116, 056006A, Protesil Catalyst Gel: 056021; Cromatic: 002010, 002015 | MOTO-MANIA shpk | 06.02.2023 | Vannini Dental Industry S.r.l via di Campigliano 55/A 50012 Grassina (FI) Italy | Protesil Putty: 056004, 056002; Protesil Light: 056011, 056116, 056006A, Protesil Catalyst Gel: 056021; Cromatic: 002010, 002015 | l | Material mase per protetiken dentare. | Pajisje dentare
13584 | Polyflux 6 H - 103403 | Incomed shpk | 06.02.2023 | Gambro Dialysatoren GmbH Holger-Crafoord-Strasse 26, 72379 Hechingen, Germany | Polyflux 6 H - 103403 | llb | Filter i cili perdoret ne hemodialize per te larguar papastertite/likidet nga gjaku. | Pajisje nje perdorimeshe
13585 | Shiley Tracheostomy Tubes and Accessories (sipas listes bshkengjitur) | O.E.S DISTRIMED shpk | 07.02.2023 | Covidien Ilc 15 Hampshire Street Mansfield,MA 02048 USA | Shiley Tracheostomy Tubes and Accessories (sipas listes bshkengjitur) | llb | Tuba trakeostomie dhe aksesore qe perdoren per akses trakeal ne rruget e frymemarrjes. | Pajisje nje perdorimeshe
13586 | Cannulated Screws 2.0 - 7.5, Titanium (sipas listes bashekngjitur) | Trimed shpk | 07.02.2023 | aap Implantate AG Lorenzweg 5, 12099 Berlin, Germany | Cannulated Screws 2.0 - 7.5, Titanium (sipas listes bashekngjitur) | llb | Implante te ndryshme ortopedike me qellim fiksimin e frakturave te ndryshme te kockave. | Pajisje te implantueshme jo aktive
13587 | HEMOSTAT -Gel for bleeding control | MOTO-MANIA shpk | 07.02.2023 | CHEMA--ELEKTROMET Spotdzieinia Pracy, Prezmyslowa9, 35-105 Rzeszow, Poland | HEMOSTAT -Gel for bleeding control | l | Xhel heostatik per ndalimin e gjakderdhjes gingivale. | Pajisje dentare
13588 | Sterilizer Baskets (sipas listes se bashkengjitur) | O.E.S Distrimed | 07.02.2023 | Aesculap AG AM Aesculap-Platz 78532 Tuttlingen, Germany | Sterilizer Baskets (sipas listes se bashkengjitur) | l | Pajisje per mbajtjen dhe ruajtjen e instrumentave kirurgjikal gjate sterilizimit | Instrumenta shumëpërdorimësh
13589 | THRESHOLD CABLE FOR CARDIAC STIMULATION | O.E.S Distrimed | 07.02.2023 | Fiab SpA Via Costoli 4, 50039 Vicchio (FI), Italy | THRESHOLD CABLE FOR CARDIAC STIMULATION: F7830/MED - F7830/TEKASB - F7830DIN - F7830IS-1 - F7830S - F7830SL - F7831S-F7832/MED - F7832S - F7833 - F7833/4 - F7833E - F7833IS-1 - F7833L - F7834 - F7834/JP - F7834/JP-250 - F7834/JP2-250 - F7834/JP3-250 - F7834/JP4-250 - F7834OSY-250 - F7837S- F7838 | ls | Kabull per stimulim kardiak perdorim spitalor | Pajisje një përdorimëshe
13590 | External cardiac Stimulator "Easypace" and provided related accessories - 4427 | O.E.S Distrimed | 07.02.2023 | Fiab SpA Via Costoli 4, 50039 Vicchio (FI), Italy | External cardiac Stimulator "Easypace" and provided related accessories - 4427 | llb | Stimulator kardiak I jashtem | Pajisje një përdorimëshe
13591 | Ultrasound Scanner HS50 | Pegasus sh.p.k | 08.02.2023 | SAMSUNG MEDISON CO., LTD. 3366, Hanseo-ro, Nam-myeon, Hongcheon-gun, Gangwon-do 25108, Republic of Korea | Ultrasound Scanner HS50 (BUDI-DI 880972578USS001X6) (sipas listes se bashkengjitur) | IIa | Eshte skaner me ultratinguj per ekzaminime te shumta abdominale, obstetrike etj | Tjeter
13592 | Ultrasound Scanner HS40 | Pegasus sh.p.k | 08.02.2023 | SAMSUNG MEDISON CO., LTD. 3366, Hanseo-ro, Nam-myeon, Hongcheon-gun, Gangwon-do 25108, Republic of Korea | Ultrasound Scanner HS40(BUDI-DI 880972578USS001X6) (sipas listes se bashkengjitur) | IIa | Eshte skaner me ultratinguj per ekzaminime te shumta abdominale, obstetrike etj | Tjeter
13593 | Ultrasound Scanner WS80A | Pegasus sh.p.k | 08.02.2023 | SAMSUNG MEDISON CO., LTD. 3366, Hanseo-ro, Nam-myeon, Hongcheon-gun, Gangwon-do 25108, Republic of Korea | Ultrasound Scanner WS80A (BUDI-DI 880972578USS001X6) (sipas listes se bashkengjitur) | IIa | Eshte skaner me ultratinguj per ekzaminime te shumta abdominale, obstetrike etj | Tjeter
13594 | LOQTEQ® Proximal Humerus Plate 3.5 | Trimed | 08.02.2023 | aap Implantate AG Lorenzweg 5 12099 Berlin, Germany | LOQTEQ® Proximal Humerus Plate 3.5: LOQTEQ® Prox. Humerus Plate 3.5, 3 holes, L 85 Titanium - PH 3510-03-2; LOQTEQ® Prox. Humerus Plate 3.5, 4 holes, L 92 Titanium - PH 3510-04-2; LOQTEQ® Prox. Humerus Plate 3.5, S holes, L 105 Titanium - PH 3510-05-2; LOQTEQ® Prox. Humerus Plate 3.5, 6 holes, L 118 Titanium - PH 3510-06-2; LOQTEQ® Prox. Humerus Plate 3.5, 8 holes, L 143 Titanium - PH 3510-08-2; LOQTEQ® Prox. Humerus Plate 3.5, 10 holes, L 169 Titanium - PH 3510-10-2; LOQTEQ® Prox. Humerus Plate 3.5, 12 holes, L 195 Titanium - PH 3510-12-2; LOQTEQ® Prox. Humerus Plate 3.5, 14 holes, L 221 Titanium - PH 3510-14-2; LOQTEQ® Prox. Humerus Plate 3.5, 16 holes, L 247 Titanium - PH 3510-16-2 | llb | Pajisje per fiksimin te perkohshem te humerusit proximal | Pajisje te implantueshme jo aktive
13595 | Urinalysis Strips Instrumentally Read Only & Urinalysis Strips Instrumentally Read with Visual Read | Labor Dr. Limbach Heidelberg Germany | 08.02.2023 | Siemens Healthcare Diagnostics Inc. 511 Benedict Avenue, Tarrytown, NY, 10591-5097, USA | Urinalysis Strips Instrumentally Read Only & Urinalysis Strips Instrumentally Read with Visual Read: Clinitek Microalbumin 9 Northern Europe -06916863; Clinitek Microalbumin 9 Nordic - 06916871; Clinitek Microalbumin 9 Southern Europe – 06916898; Clinitek Microalbumin 9 Australia - 06916944; Clinitek Microalbumin 2 Nordic – 03330964; Clinitek Microalbumin 2 Europe – 02924704; Clinitek Microalbumin 2 Med – 03378738; Clinitek Microalbumin 2+ - 11306461 | In Vitro | Shirit me reagent per analize urine | Pajisje te diagnostikimit in vitro
13596 | CCB cemented cup and CCE roof reinforcement ring (sipas listes se bashkengjitur) | Orthonet 360 sh.p.k | 08.02.2023 | Mathys AG Bettlach Mathys Ltd Bettlach Mathys SA Bettlach Robert Mathys Strasse 5 2544 Bettlach SWITZERLAND | CCB cemented cup and CCE roof reinforcement ring (sipas listes se bashkengjitur) | lll | Koka bipolare dhe unaza perforuese implantueshme ortopedike, te cilet aplikohen sipas nevojave kirurgjikale te pacieneteve, ne protezat bipolare, ne baze te protokolleve mjekesore. | Pajisje të implantueshme jo aktive
13597 | Tympanostomy Ventilation Tubes | O.E.S Distrimed | 08.02.2023 | Medtronic Xomed, Inc. 6743 Southpoint Drive North Jacksonville, FL 32216 USA | Tympanostomy Ventilation Tubes (sipas listes se bashkengjitur) | IIb | Tuba ventilimi timpanostomie per perdorim ne ORL | Pajisje nje perdorimeshe
13598 | Electrosurgical Vessel Sealing Devices | O.E.S Distrimed | 08.02.2023 | Covidien IIc 15 Hampshire Street Mansfield, Massachusetts 02048 USA | Electrosurgical Vessel Sealing Devices (sipas listes se bashkengjitur) | IIb | Pajisje elektrokirurgjikale per izolimin e eneve te gjakut | Instrumenta shumeperdorimesh; Pajisje nje perdorimeshe
13599 | Airways Management | O.E.S Distrimed | 08.02.2023 | Covidien IIc 15 Hampshire Street Mansfield, Massachusetts 02048 USA | Airways Management (sipas listes se bashkengjitur) | Iia | Pajisje dhe aksesore qe perdoren per menaxhimin ne rruget e frymemarrjes gjate trakeostomise, perdorim spitalor | Pajisje nje perdorimeshe
13600 | Urinalysis Visual & Instrument Test Strips | Labor Dr.Limbach Heidelberg Germany shpk | 08.02.2023 | Siemens Healthcare Diagnostics Inc. 511 Benedict Avenue, Tarrytown, NY, 10591-5097, USA | Urinalysis Visual & Instrument Test Strips (sipas listes se bashkengjitur) | In Vitro | Shirit me reagente per analizen e urines qe perdoren per te percaktuar ndryshimet patologjike ne urinen e pacientit | Pajisje te diagnostikimit in vitro
13601 | Orthodontic Supplies / Accessories: Carbide Debonding Burs; Interproximal Diamond Bur; Bur Kit | DPM Albania sh.p.k | 07.02.2023 | American Orthodontics Corp 3524 Washington Avenue Sheboygan, WI 53081, USA | Orthodontic Supplies / Accessories: Carbide Debonding Burs; Interproximal Diamond Bur; Bur Kit | Iia | Aksesore te ndryshem per trajtime ortodontike. | Pajisje dentare
13602 | Aorfix™ AAA Flexible Stent Graft System with IntelliFlex™ Low Profile delivery System; Altura™ Endograft System | GP Medical AL sh.p.k | 08.02.2023 | Lombard Medical Ltd. 4 Trident Park Didcot Oxfordshire, OX11 7HJ United Kingdom | Aorfix™ AAA Flexible Stent Graft System with IntelliFlex™ Low Profile delivery System; Altura™ Endograft System (Sipas listes bashkengjitur) | III | Perdoret per riparimin endovaskular te aneurizmes se aortes abdominale. | Pajisje te implantueshme jo aktive
13603 | Mobile X-Ray equipment for radiography | Montal sh.p.k | 09.02.2023 | SMAM S.r.l. Via Monti e Tognetti, 7 20900 Monza (MB) Italia | Mobile X-Ray equipment for radiography (Sipas listes bashkengjitur) | IIb | Radiografi portabel. | Pajisje diagnostikuese dhe terapeutike me rrezatim
13604 | Diagnostic station ri-former ® from:3650 to:3657 UDI-DI: 40453963650NB | Montal sh.p.k | 09.02.2023 | Rudolf Riester GmbH Bruckstrabe 31, D-72417 Jungingen, Germany | Diagnostic station ri-former ® from:3650 to:3657 UDI-DI: 40453963650NB | I | Stacion diagnostikimi e fiksuar ne ur per te pasur akses ne aftalmoskop dhe otoskop. | Instrumenta shumeperdorimesh
13605 | IVF Pipettes | Montal sh.p.k | 09.02.2023 | Cook Vandergrift Inc. 1186 Montgomery Lane Vandergrift PA 15690 USA | IVF Pipettes (Sipas listes bashkengjitur) | Is | Pipeta per fertilizim in vitro. | Pajisje nje perdorimeshe.
13606 | Instruments reusable | Trimed sh.p.k | 09.02.2023 | aap Implantate AG Lorenzweg 5 12099 Berlin Germany | Instruments reusable (Sipas listes bashkengjitur) | I | Pajisje qe perdoren ne nderhyrje kirurgjiklae ortopedike. | Instrumenta shumeperdorimesh
13607 | Infusion pump: Instilar 1550Pro | Albaphoto | 09.02.2023 | Dixion Vertrieb medizinischer Geräte GmbH Couvenstr. 6 40211 Dusseldorf, Germany | Infusion pump: Instilar 1550Pro | llb | Pompe infusioni | Tjeter
13608 | Sterile Dental Implants and their components, Non Sterile Abutments and Ancillary Instruments (sipas listes se bashkengjitur) | Bio-Tech Albania | 09.02.2023 | Biotech Dental S.A.S. 305 Allees de Craponne 13300 Salon De Provence France | Sterile Dental Implants and their components, Non Sterile Abutments and Ancillary Instruments (sipas listes se bashkengjitur) | lla; llb | Implante dentare dhe pjeset perberese | Pajisje dentare
13609 | Burch-Schneider™ Reinforcement Cage Original M.E. Muller® Roof Reinforcement Ring Zimmer® Reinforcement Ring with Hook (sipas listes bashkengjitur) | Trimed shpk | 09.02.2023 | Zimmer GmbH Sulzerallee 8, Winterthur 8404, Switzerland | Burch-Schneider™ Reinforcement Cage Original M.E. Muller® Roof Reinforcement Ring Zimmer® Reinforcement Ring with Hook (sipas listes bashkengjitur) | lll | Implante qe perdoren ne nderhurjet kirurgjikale ne artikulacionin kokso-femoral. | Pajisje te implantueshme jo aktive
13610 | Wagner SL Revision Stems and Wagner Cone Prothesis (sipas listes bashkengjitur) | Trimed shpk | 09.02.2023 | Zimmer GmbH Sulzerallee 8, Winterthur 8404, Switzerland | Wagner SL Revision Stems and Wagner Cone Prothesis (sipas listes bashkengjitur) | lll | Pajisje qe sherbejne per rivendosjen e protezes se plote dhe te pjesshme ne pjesen e femurit. | Pajisje te implantueshme jo aktive
13611 | LOQTEQ® High Tibia Osteotomieplatte 4.5 Titan: PO 4560-01-2; LOQTEQ® Distal Femur Osteotomieplatte 4.5, R Titan: PO4561-01-2; LOQTEQ® Distal Femur Osteotomieplatte 4.5, L Titan: PO 4562-01-2 | Trimed shpk | 09.02.2023 | aap Implantate AG Lorenzweg 5, 12099 Berlin, Germany | LOQTEQ® High Tibia Osteotomieplatte 4.5 Titan: PO 4560-01-2; LOQTEQ® Distal Femur Osteotomieplatte 4.5, R Titan: PO4561-01-2; LOQTEQ® Distal Femur Osteotomieplatte 4.5, L Titan: PO 4562-01-2 | llb | Pajisje per fiksim, korrigjim ose stabilizim te perkohshem pas nje osteotomie ne femurin distal ose tibian proximale. | Pajisje te implantueshme jo aktive
13612 | Ambulatory Blood Pressure Monitor: SA-10; SA-05; SA-06; SA-08 and SA-09; UDI-DI: 69444138SAS4A | MSE sh.p.k | 09.02.2023 | Edan Instruments, Inc. #15 Jinhui Road, Jinsha Community, Kengzi Sub-District, pingshan District, 518122 Shenzhen, P.R.China | Ambulatory Blood Pressure Monitor: SA-10; SA-05; SA-06; SA-08 and SA-09; UDI-DI: 69444138SAS4A | Iia | Aparate ambulatore per matjen dhe monitorimin e presionit te gjakut. | tjeter
13613 | ALUSTIN Stomatological haemostatic dressing | Moto-Mania sh.p.k | 09.02.2023 | CHEMA-ELEKTROMET Spoldzielnia pracy ul. Przemyslowa 9, 35-105 Rzeszow Poland | ALUSTIN Stomatological haemostatic dressing | I | Per parandalim te gjakderdhjes gingivare. | Pajisje dentare
13614 | Arctic Front Advance™: 2AF233, 2AF283; Arctic Front Advance Pro™ : AFAPRO23, AFAPRO28; | O.E.S Distrimed sh.p.k | 09.02.2023 | Medtronic, Inc. 710 Medtronic Parkway Minneapolis, MN 55432 USA | Arctic Front Advance™: 2AF233, 2AF283; Arctic Front Advance Pro™ : AFAPRO23, AFAPRO28; | III | Pajisje per ablacion kardiak. | Pajisje nje perdorimeshe
13615 | AcQCross Qx Integrated Transseptal Dilator/Needle: 900300, 900301, 900302, 900303, 900304, 900305 | O.E.S Distrimed sh.p.k | 09.02.2023 | Acutus Medical, Inc. 2210 Faraday Ave, Suite 100 Carlsbad, CA USA 92008 | AcQCross Qx Integrated Transseptal Dilator/Needle: 900300, 900301, 900302, 900303, 900304, 900305 | III | Age per dilatim transeptal. | Pajisje nje perdorimeshe
13616 | CHEMA POLISH I (PROFESIONAL PROPHYLAXIS PASTE), CHEMA POLISH II (PROFESIONAL POLISHING PASTE) | Moto-Mania sh.p.k | 09.02.2023 | CHEMA-ELEKTROMET Spoldzielnia pracy ul. Przemyslowa 9, 35-105 Rzeszow Poland | CHEMA POLISH I (PROFESIONAL PROPHYLAXIS PASTE), CHEMA POLISH II (PROFESIONAL POLISHING PASTE) | I | Paste per lustrimin profesional te dhembeve. | Pajisje dentare
13617 | VITAgyn C vaginal cream with acid PH; DIGERFAST orodispersible powder | Italmed - Distribution shpk | 09.02.2023 | Farma-Derma S.r.l. Via dell'Artigiano 6-8, 40010 Sala Bolognese (BO) - Italy | VITAgyn C vaginal cream with acid PH; DIGERFAST orodispersible powder | lla | Krem per ttrajtimin ne paandalimin e vaginozes bakteriale. Trajtim me simetikon per trajtimin simptomatik te crregullimeve gastrointestinale. | Tjeter
13618 | ACCERO® heal Stent and ACCERO® heal Stent System; ACCERO® Stent and ACCERO® Stent System; ACCERO® Rex Stent; Accelino® heal Stent/System; DERIVO® heal Embolisation Device/System (sipas listes bashkengjitur) | GP MEDICAL AL shpk | 09.02.2023 | Acandis GmbH Theodor-Fahrner-Strasse 6, 75177 Pforzheim, Germany | ACCERO® heal Stent and ACCERO® heal Stent System; ACCERO® Stent and ACCERO® Stent System; ACCERO® Rex Stent; Accelino® heal Stent/System; DERIVO® heal Embolisation Device/System (sipas listes bashkengjitur) | lll | Stenta dhe sisteme te shperndarjes se stentit indikuar per perdorim bashke me matriale embolizimi per trajtimin e aneurizmave intrakraniale. | Pajisje te implantueshme jo aktive
13619 | Vannas Capsule Scissors Tubing: 24083; Barraquer Needle Holder: 73050; Oculo Pressor Simplex Homburg: 90010; Nucleus Rotator Neuhann: 55415 | Gen-Alb Farma shpk | 09.02.2023 | Bausch & Lomb GmbH Im Schuhmachergewann 4, 69123 Heidelberg, Germany | Vannas Capsule Scissors Tubing: 24083; Barraquer Needle Holder: 73050; Oculo Pressor Simplex Homburg: 90010; Nucleus Rotator Neuhann: 55415 | l | Instrumenta kirurgjikale. | Instrumenta shumeperdorimesh
13620 | LOQTEQ®VA Radius 2.5 | Trimed sh.p.k | 10.02.2023 | aap Implantate AG Lorenzweg 5 12099 Berlin Germany | LOQTEQ®VA Radius 2.5 (Sipas listes bashkengjitur) | IIb | Sherbejne per fiksimin e frakturave komplekse intra-artikulare dhe ekstra-artikulare dhe per osteotomi te radiusit. | Pajisje te implantueshme jo aktive
13621 | Sterile Abdominal Aortic Stent-Graft and Delivery System | GP Medical AL sh.p.k | 10.02.2023 | Shanghai MicroPort Endovascular MedTech (Group) Co., Ltd. Building #1, 3399 Kangxin Road, 201318 Shanghai PEOPLE'S REPUBLIC OF CHINA | Sterile Abdominal Aortic Stent-Graft and Delivery System (Sipas listes bashkengjitur) | III | Trajtimin intervenues te aneurizmes se aortes abdominale duke perdor teknikat e mikro traumes dhe parimin e izolimit intrakavitar. | Pajisje te implantueshme jo aktive
13622 | Decalcifying Solution -8340 UDI-DI: 00673693089050 | Pegasus sh.p.k | 10.02.2023 | Richard-Allan Scientific LLC, a subsidiary of Epredia 4481 Campus Drive, Kalamazoo, Michigan 49008 USA | Decalcifying Solution -8340 UDI-DI: 00673693089050 | In Vitro | Solucion ndihmes per kryerjen e analizave histologjike-citologjike ne laborator. | Pajisje diagnostikimi in vitro
13623 | EZ-Mount™- 9999120 UDI-DI: 00673693235945 | Pegasus sh.p.k | 10.02.2023 | Richard-Allan Scientific LLC, a subsidiary of Epredia 4481 Campus Drive, Kalamazoo, Michigan 49008 USA | EZ-Mount™- 9999120 UDI-DI: 00673693235945 | In Vitro | Mjedis per kryerjen e analizave histologjike-citologjike ne laborator. | Pajisje diagnostikimi in vitro
13624 | 1. Alcian Blue pH 2.5 Periodic Acid-Schiff Stain Kit, 87023 UDI-DI: 00673693202121 2. Alcian Blue pH 2.5 Stain Solution 88043 UDI-DI: 00673693202145 | Pegasus sh.p.k | 10.02.2023 | Richard-Allan Scientific LLC, a subsidiary of Epredia 4481 Campus Drive, Kalamazoo, Michigan 49008 USA | 1. Alcian Blue pH 2.5 Periodic Acid-Schiff Stain Kit, 87023 UDI-DI: 00673693202121 2. Alcian Blue pH 2.5 Stain Solution 88043 UDI-DI: 00673693202145 | In Vitro | Solucion per kryerjen e analizave histologjike-citologjike ne laborator. | Pajisje diagnostikimi in vitro
13625 | Masson Trichrome Stain Kit , 87019 UDI-DI: 00673693169028 | Pegasus sh.p.k | 10.02.2023 | Richard-Allan Scientific LLC, a subsidiary of Epredia 4481 Campus Drive, Kalamazoo, Michigan 49008 USA | Masson Trichrome Stain Kit , 87019 UDI-DI: 00673693169028 | In Vitro | Solucion per kryerjen e analizave histologjike-citologjike ne laborator. | Pajisje diagnostikimi in vitro
13626 | Inox Trolley - 27430 UDI-DI: 80232790000V0899150001094 | Biometric Albania sh.p.k | 10.02.2023 | Gima S.p.a., Via Marconi, 1, 20060 Gessate (MI), Italy | Inox Trolley - 27430 UDI-DI: 80232790000V0899150001094 | I | Karela per salle operimi. | Instrumenta shumeperdorimesh
13627 | BIOTEQ Angiographic Catheter Set : BT-ACS serie, x=4,5,6 | O.E.S Distrimed sh.p.k | 13.02.2023 | Bioteque Corporation 5F-6, No. 23 Sec.1, Chang-An E. rd., Taipei 104, Taiwan | BIOTEQ Angiographic Catheter Set : BT-ACS serie, x=4,5,6 | II | Kateter angiografik per dergimin e kontrastit radiopak ne sistemin vascular koronar dhe periferale per perdorim spitalor. | Pajisje nje perdorimeshe
13628 | Attain Ability MRI SureScan Lead: 4019 (4196-78, 4196-88) | O.E.S DISTRIMED shpk | 13.02.2023 | Medtronic Inc. 710 Medtronic Parkway Minneapolis, MN 55432 USA | Attain Ability MRI SureScan Lead: 4019 (4196-78, 4196-88) | Te implantueshme aktive | Elektroda te impalntueshme per kardiologji. | Pajisje te implantueshme aktive
13629 | Freezor™ - 207F1, 207F3, 207F5; Freezor Xtra™ - 217F1, 217F3, 217F5; Frezzor MAX™ - 209F3, 209F5 (UDI-DI: 07963000B000038783) | O.E.S DISTRIMED shpk | 13.02.2023 | Medtronic Inc. 710 Medtronic Parkway Minneapolis, MN 55432 USA | Freezor™ - 207F1, 207F3, 207F5; Freezor Xtra™ - 217F1, 217F3, 217F5; Frezzor MAX™ - 209F3, 209F5 (UDI-DI: 07963000B000038783) | lll | Katetere cryoablacioni kardiak per trajtimin e artimive kardiake. | Pajisje nje perdorimeshe
13630 | FlexCath Advance™ - 4FC12 (UDI-DI: 0763000B00004317D) | O.E.S DISTRIMED shpk | 13.02.2023 | Medtronic Inc. 710 Medtronic Parkway Minneapolis, MN 55432 USA | FlexCath Advance™ - 4FC12 (UDI-DI: 0763000B00004317D) | lll | Pajisje per induksion perkutan ne vaskulaturen dhe dhomat e zemres. | Pajisje nje perdorimeshe
13631 | Quick-serter: MMT-305QS, MMT-305QS600 (UDI-DI: 0763000B000004472) | O.E.S DISTRIMED shpk | 13.02.2023 | Medtronic Inc. 710 Medtronic Parkway Minneapolis, MN 55432 USA | Quick-serter: MMT-305QS, MMT-305QS600 (UDI-DI: 0763000B000004472) | l | Pajisje ndihmese per inserimin e setit te infuzionit Minimed. | Instrumenta shumeperdorimesh
13632 | In vitro medical devices | Evita sh.p.k | 14.02.2023 | Roche Diagnostics GmbH Sandhofer Strasse 116 68305 Mannheim Germany | In vitro medical devices (Sipas listes bashkengjitur) | In Vitro | Rake mostrash per pajisjet laboratorike. | Pajisje diagnostikimi in vitro
13633 | LOQTEQ® Distal Lateral Femur Plate 4.5 | Trimed sh.p.k | 14.02.2023 | aap Implantate AG Lorenzweg 5 12099 Berlin Germany | LOQTEQ® Distal Lateral Femur Plate 4.5 (Sipas listes bashkengjitur) | IIb | Pajisje qe perdoren per fiksim stabilizim dhe korigjim e perkohshem te frakturave te pjeses laterale te fibules distale. | Pajisje te implanrueshme jo aktive
13634 | Attain Venogram Ballon catheter 6215 | O.E.S Distrimed sh.p.k | 14.02.2023 | Medtronic, Inc. 710 Medtronic Parkway Minneapolis, MN 55432 USA | Attain Venogram Ballon catheter 6215 | III | Kateter qe perdoret brenda sinusit koronar per infuzionin e solucioneve te kontrastit ne vaskulaturen koronare. | Pajisje nje perdorimeshe
13635 | Cable connection between plates and electrosurgery (F7902,F7902-S, F7902/24, F7902/3MT, F7902/4, F7903, F7903/F, F7904, F7922/24, F7922/2MT, F7922/4, F7922/WB, R7923, F7923/F.F7924 | O.E.S Distrimed sh.p.k | 14.02.2023 | FIAB Spa Via Costoli 4, 50039 Vicchio (FL) Italia | Cable connection between plates and electrosurgery (F7902,F7902-S, F7902/24, F7902/3MT, F7902/4, F7903, F7903/F, F7904, F7922/24, F7922/2MT, F7922/4, F7922/WB, R7923, F7923/F.F7924 | I | Kabull konektor per pajisje mjekesore per prdorim spitalor. | Instrumenta shumeperdorimesh
13636 | LOQTEQ® Distal Tibia Plates 3.5 | Trimed sh.p.k | 15.02.2023 | aap Implantate AG Lorenzweg 5 12099 Berlin Germany | LOQTEQ® Distal Tibia Plates 3.5 (Sipas listes bashkengjitur) | IIb | Pajisje qe perdoren per fiksim stabilizim dhe korigjim e perkohshem te frakturave te tibias distale. | Pajisje te implanrueshme jo aktive
13637 | Kirshner wires | Trimed sh.p.k | 15.02.2023 | aap Implantate AG Lorenzweg 5 12099 Berlin Germany | Kirshner wires (Sipas listes bashkengjitur) | IIb | Pajisje qe perdoren per fiksim te perkoheshem stabilizim e frakturave te kockave. | Pajisje te implanrueshme jo aktive
13638 | LOQTEQ® Straight Plate 3.5 and 4.5 | Trimed sh.p.k | 15.02.2023 | aap Implantate AG Lorenzweg 5 12099 Berlin Germany | LOQTEQ® Straight Plate 3.5 and 4.5 (Sipas listes bashkengjitur) | IIb | Pajisje qe perdoren per fiksim stabilizim e frakturave te kockave. | Pajisje te implanrueshme jo aktive
13639 | LOQTEQ® Clavicle Shaft Plate 3.5; LOQTEQ® Superior Lateral Clavicle Plate 2.7/3.5; LOQTEQ® AcroPlate 3.5 | Trimed | 15.02.2023 | aap Implantate AG, Lorenzweg 5, 12099 Berlin, Germany | LOQTEQ® Clavicle Shaft Plate 3.5; LOQTEQ® Superior Lateral Clavicle Plate 2.7/3.5; LOQTEQ® AcroPlate 3.5 (sipas listes bashkengjitur) | IIb | Jane pajisje mjekesore qe perdoren per fiksim, stabilizim dhe korrigjim te klavikules | Pajisje te implantueshme jo aktive
13640 | aneXys Cup, Hip System | OrthoNet 360 sh.p.k | 15.02.2023 | Mathys Ltd. Battalch, Robert Mathys Strasse 5, 2544 Bettlach / Switzerland | aneXys Cup, Hip System (sipas listes bashkengjitur) | III | Komponent acetabular ortopedik i implantueshem, te cilet aplikohen sipas nevojave kirugjikale te pacienteve ne baze te protokolleve mjekesore | Pajisje te implantueshme jo aktive
13641 | PDS™ II (Polydioxanone) Sterile Synthetic, Absorbable Suture | Evita shpk | 15.02.2023 | ETHICON, INC. 475C Street, Los Frailes Industrial Park, Suite 401, Guaynabo, Puerto Rico 00969, USA | PDS™ II (Polydioxanone) Sterile Synthetic, Absorbable Suture (sipas specifikimeve bashkëngjitur) | lll | Penj per qepje kirurgjikale me perberje polidiaksoni te absorbueshem. | Pajisje nje perdorimeshe
13642 | Leads for Tachy IPGs and their auxiliary components | Biometric Albania | 16.02.2023 | ST. Jude medical Cardiac Rhythm Management Division, 15900 Valley View Court, Sylmar CA 91342, USA | Leads for Tachy IPGs and their auxiliary components (sipas listes bashkengjitur) | Te implantueshme aktive | Elektroda dhe aksesore per peacemaker | Pajisje te implantueshme aktive
13639 | Solucion shenjues per diferencimin e kulturave bakteriale. | PEGASUS shpk | 15.02.2023 | Richard-Allan Scientific LLC A subsidiary of Epredia 4481 Campus Drive, Kalamazoo, Michigan 49008, USA | Amyloid Stain Kit: 87003 (UDI-DI: 00673693089135) | In Vitro | Solucion shenjues per diferencimin e kulturave bakteriale. | Pajisje te diagnostikimit in vitro
13640 | Solucion shenjues per diferencimin e kulturave bakteriale. | PEGASUS shpk | 15.02.2023 | Richard-Allan Scientific LLC A subsidiary of Epredia 4481 Campus Drive, Kalamazoo, Michigan 49008, USA | Elastic Stain Kit: 87017 (UDI-DI: 00673693169004) | In Vitro | Solucion shenjues per diferencimin e kulturave bakteriale. | Pajisje te diagnostikimit in vitro
13641 | Solucion shenjues per diferencimin e kulturave bakteriale. | PEGASUS shpk | 15.02.2023 | Richard-Allan Scientific LLC A subsidiary of Epredia 4481 Campus Drive, Kalamazoo, Michigan 49008, USA | Gomori's Trichrome Stain Kit Green Collagen: 87021 (UDI-DI: 006773693169042) | In Vitro | Solucion shenjues per diferencimin e kulturave bakteriale. | Pajisje te diagnostikimit in vitro
13642 | Solucion shenjues per diferencimin e kulturave bakteriale. | PEGASUS shpk | 15.02.2023 | Richard-Allan Scientific LLC A subsidiary of Epredia 4481 Campus Drive, Kalamazoo, Michigan 49008, USA | Embedding consmables - Disposable Base Molds: 58952 (UDI-DI: 00673693083775); Embedding consmables - Disposable Base Molds: 58953 (UDI-DI: 00673693083782) | In Vitro | Solucion shenjues per diferencimin e kulturave bakteriale. | Pajisje te diagnostikimit in vitro
13643 | I.V. Stand on 5 Wheels Trolley-2 hooks: 27841 (UDI-DI: 80232790000V90994500000C3) | Biometric Albania shpk | 15.02.2023 | GIMA S.P.A., Via Macroni 1, 20060 Gessate (MI) - Italy | I.V. Stand on 5 Wheels Trolley-2 hooks: 27841 (UDI-DI: 80232790000V90994500000C3) | l | Karrele per salla operacioni. | Pajisje per mobilim spitalor
13644 | Disposable Vaginal Speculums: L, M, S; Urine Bags: 2000ml; Caps: Nurse Cap, Doctor Cap | 2A - PHARMA shpk | 15.02.2023 | Ningbo Yingmed Medical Instruments Co., Ltd. Room 1201-9, No. 456 Tai'an Middle RD, Yinzhou district, Ningbo, Zhejiang, P.R.China | Disposable Vaginal Speculums: L, M, S; Urine Bags: 2000ml; Caps: Nurse Cap, Doctor Cap | l, ls | Spekulum vaginal, qese urine, kapuc inferieri/doktori. | Pajisje nje perdorimeshe
13643 | Sterile Instruments | Montal | 16.02.2023 | Karl Storz SE & Co.KG. Dr.-Karl Storz-Strasse 34, 78532 Tuttlingen, Germany | Sterile Instruments (sipas listes se bashkengjitur) | ls | Instrumente mjekesore sterile | Tjeter
13644 | Pulsair Desktop | Montal | 16.02.2023 | Keeler Ltd Clewer Hill Road, Windsor, Berkshire SL4 4AA United Kingdom | Pulsair Desktop (Basic UDI-DI: 50552727PAIRDESKTOPU3) (sipas listes se bashkengjitur) | lla | Pajisje per matjen e presionit intraokular per diagnostikimin e glaukomes | Pajisje oftalmike dhe optike
13645 | Honigum Pro Heavy | Eurodenta | 16.02.2023 | DMG Chemisch-Pharmazeutische Fabrik GmbH Elbgaustrasse 248 22547 Hamburg, Germany | Honigum Pro Heavy | l | Material ristrukturues I forte per kurora dhe ura | Pajisje dentare
13646 | Concilium Feel Body | Gold Perla | 16.02.2023 | Carisia Srl Via Giacomo Leopardi 7, CAP 20123, Milano, Italy | Concilium Feel Body | lll | Shiringa me acid hyaluronic per harmonizimin e zonave te medha te trupit | Tjeter
13647 | Concilium Feel Global | Gold Perla | 16.02.2023 | Carisia Srl Via Giacomo Leopardi 7, CAP 20123, Milano, Italy | Concilium Feel Global | lll | Shiringa me acid hyaluronic per modelimin e buzeve pjeset nazo-labiale | Tjeter
13648 | URYXXON ® Relax | Krijon sh.p.k | 16.02.2023 | Macherey-Nagel GmbH & CO. KG Valencienner Str. 11 D-52355 Düren, Germany | URYXXON® Relax - 93088 | In Vitro | Fotometer portativ refklektues per vleresimin e stripeve te urines | Pajisje te diagnostikimit in vitro
13649 | Thermal Print Media - UPP-110HG | Biometric Albania | 16.02.2023 | Sony Corporation, 1-7-1 Konan Minato-ku Tokyo, 108-0075 Japan | Thermal Print Media - UPP-110HG | l | Leter printeri per eko | Produkte per institucionet e kujdesit shendetesor
13650 | CLINITEK Status+Analyzer (sipas listes bashkengjitur) | Labor Dr. Limbach Heidelberg Germany shpk | 16.02.2023 | Siemens Healthcare Diagnostics Inc. 511 Benedict Avenue Tarrytown, NY, 10591, USA | CLINITEK Status+Analyzer (sipas listes bashkengjitur) | In Vitro | Analizues i automatizuar i urines. | Pajisje te diagnostikimit in vitro
13651 | Hip Heads (sipas listes bashkengjitur) | OrthoNet 360 shpk | 16.02.2023 | Mathys Ltd Bettlach Robert Mathys Strasse 5, 2544 Bettlach / Switzerland | Hip Heads (sipas listes bashkengjitur) | lll | Koka femorale ortopedike te implantueshme per regjionin coxso-femoral. | Pajisje te implantueshme jo aktive
13652 | Vitaplus Cast Protector Family (sipas listes bashkengjitur) | Euromed shpk | 16.02.2023 | Medinox London Limited Solar House, 282 Chase Road, London, N14 6 NZ, United Kingdom | Vitaplus Cast Protector Family (sipas listes bashkengjitur) | l | Mbrojtese plastike per nje fashe ose allcine nga demtimi i ujit. | Tjeter
13653 | GLUXODENT - Liquid for rinsing of root canals | MOTO-MANIA shpk | 16.02.2023 | CHEMA--ELEKTROMET Spotdzieinia Pracy, Prezmyslowa9, 35-105 Rzeszow, Poland | GLUXODENT - Liquid for rinsing of root canals | l | Likid per shperlarjen e kanalit gjate trajtimeve ondodontike. | Pajisje dentare
13654 | Modified Grocott's Methenamine Silver Kit: 87008 (UDI-DI: 00673693089180) | PEGASUS shpk | 16.02.2023 | Richard-Allan Scientific LLC A subsidiary of Epredia 4481 Campus Drive, Kalamazoo, Michigan 49008, USA | Modified Grocott's Methenamine Silver Kit: 87008 (UDI-DI: 00673693089180) | In Vitro | Solucion shenjues per diferencimin e kulturave bakteriale. | Pajisje te diagnostikimit in vitro
13655 | Clinitest hCG Pregnancy Test 1760 - 06484105 | Labor Dr. Limbach Heidelberg Germany sh.p.k | 16.02.2023 | Siemens Healthcare Diagnostics Inc.Tarrytown, NY, 10591-5097 UNITED STATES OF AMERICA | Clinitest hCG Pregnancy Test 1760 - 06484105 | In Vitro | test shtatzanie. | Pajisje diagnostikimi in vitro
13656 | AUTO LENSMETER: ULM-900, URK-700, eRK-10, URK-800, VISUREF100, URK-800F, URK-800A, eRK-20, URK-900F, URK-700A UDI-DI: 08800038800137 | OMEGA OPTICAL sh.p.k | 16.02.2023 | UNICOS Co., Ltd. 282-30, Munji-ro, Yuseong-Gu, Deajeon, Korea | AUTO LENSMETER: ULM-900, URK-700, eRK-10, URK-800, VISUREF100, URK-800F, URK-800A, eRK-20, URK-900F, URK-700A UDI-DI: 08800038800137 | I | Pajisje per matjen e shikimit. | Tjeter
13657 | HOSPITAL FURNITURE: STM-6800, STM-6715, STM-6730 , STM-6420 ,STM-8344 ,STM-140-1.STM--5873.STM--5302,STM--5221.STM-5271 , STM-5291 .STM-5292, STM-5222, STM-2523, STM-6716, STM-4140, STM6100.STM-6002 ,STM-140,STM-140-2, STM-6770, STM'6840, STM-6775, STM-6001 , STM-140-3 , STM-5212, STM-5231 , STM--2510.STM--5884. STM-5884WS ,STM--5874,STM--5872,STM--5812.STM--5802,STM--8371 , STM-5242, STM--5252, STM-5253, STM-5203 , STM-5814, STM-5804 .STM-5883, STM-8303, STM-8372, STM--5064 | MSE sh.p.k | 17.02.2023 | SANTEMOL MEDIKAL iNSAAT TAAHHÜT TURiZM iTHALAT iHRACAT SANAYi VE TiCARET LiMITED SiRKETi MERiÇ MAHALLESi 5747/11. SOKAK NO: 10/11 BORNOVA/iZMIR/TÜRKiYE | HOSPITAL FURNITURE: STM-6800, STM-6715, STM-6730 , STM-6420 ,STM-8344 ,STM-140-1.STM--5873.STM--5302,STM--5221.STM-5271 , STM-5291 .STM-5292, STM-5222, STM-2523, STM-6716, STM-4140, STM6100.STM-6002 ,STM-140,STM-140-2, STM-6770, STM'6840, STM-6775, STM-6001 , STM-140-3 , STM-5212, STM-5231 , STM--2510.STM--5884. STM-5884WS ,STM--5874,STM--5872,STM--5812.STM--5802,STM--8371 , STM-5242, STM--5252, STM-5253, STM-5203 , STM-5814, STM-5804 .STM-5883, STM-8303, STM-8372, STM--5064 | I | Pajisje te ndryshme mobilimi spitalor. | Pajisje mobilim spitalor
13658 | TwinSys, Hip System | OrthoNet 360 sh.p.k | 17.02.2023 | Mathys Ltd. Bettlach Robert Mathys Strasse 5 2544 bettlach/ Switzerland | TwinSys, Hip System (Sipas listes bashkengjitur) | III | Stema te implantueshme ortopedike. | Pajijse te implantueshme jo aktive
13659 | Electrotherapy unit PhysioGo.Lite Electro | Montal | 17.02.2023 | Astar Spolka z Ograniczona Odpowiedzialnoscia ul. Swit 33 43-382 Bielsko-Biala, Poland | Electrotherapy unit PhysioGo.Lite Electro | lla | Pajisje fizioterapie me rryme elektrike | Pajisje një përdorimëshe
13660 | G-Multi PRIMER 5ml | Eurodenta | 17.02.2023 | GC EUROPE N.V. Research Park Interleuvenlaan 33 B-3001 Leuven Belgium | G-Multi PRIMER 5ml - 009553 (10001350) | lla | Eshtë një Primer Universal i krijuar për të përgatitur dhe riparuar çdo lloj restaurimi indirekt. | Pajisje dentare
13661 | Electric Drill System | O.E.S Distrimed | 17.02.2023 | Medtronic Powered Surgical Solutions 4620 North Beach Street Fort Worth, TX 76137 USA | Electric Drill System (sipas listes se bashkengjitur) | l | Instrumente kirurgjikale si dhe aksesore per motor kirurgjikal | Instrumenta shumëpërdorimësh
13662 | Electric Motors | O.E.S Distrimed | 17.02.2023 | Medtronic Powered Surgical Solutions 4620 North Beach Street Fort Worth, TX 76137 USA | Electric Motors (sipas listes se bashkengjitur) | lla | Sisteme motorike perdorim ne neurokirurgji | Instrumenta shumëpërdorimësh
13663 | Permacol™ Surgical implant | O.E.S Distrimed | 17.02.2023 | Sofradim Production 116 Avenue du Formans, Trévoux, 01600 France | Permacol™ Surgical implant (sipas listes se bashkengjitur) | lll | Implante kirurgjikale Permacol per riforcimin e indeve te buta | Pajisje një përdorimëshe
13664 | Instrumenta mjekesore dhe kirurgjikale | Montal | 20.02.2023 | Karl Storz SE & Co. KG Dr.-Karl Storz-Strasse 34, 78532 Tuttlingen, Germany | Medical Devices (sipas listes bashkengjitur) | I | Instrumenta mjekesore dhe kirurgjikale | Instrumenta shume perdorimesh
13665 | 8404ZX C-MAC Monitor for CMOS Endoscopes | Montal | 20.02.2023 | Karl Storz SE & Co. KG Dr.-Karl Storz-Strasse 34, 78532 Tuttlingen, Germany | 8404ZX C-MAC Monitor for CMOS Endoscopes (BUDI-DI 4048551001792UM) | I | Monitor qe perdoret per vizualizimin e anatomise dhe per ruajtjen dhe riprodhimin e videove dhe imazheve te nje procedure endoskopike | Instrumenta shume perdorimesh
13666 | Concilium Feel Booster | Gold Perla sh.p.k | 20.02.2023 | CARISIA SRL Via Giacomo Leopardi 7, CAP 20123, Milano Italy | Concilium Feel Booster | III | Acid hilauronik, filler. | Tjeter
13667 | Microsponge | Pegasus sh.p.k | 20.02.2023 | Alcon Laboratories, Inc. 6201 South Freeway, Forth Worth, Texas 76134-2099 USA | Microsponge™, Regular Tip - 10 per unit package 8065100002; Microsponge™, Sharp Tip - 10 per unit package 8065100003; I-Spear, 6 per unit package 8065100006; I-Spear, 10 per unit package 8065100010; (BUDI-DI 038065GMN000035GW) | IIa | Jane pajisje kirurgjikale te imta qe perdoren ne procedurat kirurgjikale te syrit te perbera prej celuloze absorbente natyrale | Pajisje oftalmike dhe optike
13668 | PP Isolation Gown: SM50001A; CPE Shoe Cover: SM50027; Disposable Medical Face Mask | Euromed shpk | 20.01.2023 | Sumbow Medical Instruments Co., ltd. 14F-01, No.2 Building Shangdong Business Center #1926 Canghai Road Yinzhou 315041 Ningbo People's Republic of China | PP Isolation Gown: SM50001A; CPE Shoe Cover: SM50027; Disposable Medical Face Mask | l | Veshje izoluese nje perdorimshe, veshje kpucesh nje perdorimshe, maske fytyre nje perdorimshe. | Pajisje nje perdorimeshe
13669 | Surgical Saw Blades (sipas listes bashkengjitur) | Trimed shpk | 20.01.2023 | Zimmer Surgical, Inc. 200 West Ohio Avenue Dover, Ohio, USA 44622 | Surgical Saw Blades (sipas listes bashkengjitur) | lla | Sharra qe perdoren ne kirurgjine ortopedike per te prere kocka gjate amputimit, zevendesimit dhe procedurave te tjera kirurgjikale. | Tjeter
13670 | Versana Balance R2 VA, R2 VS (sipas listes bashkengjitur) | MONTAL shpk | 20.01.2023 | GE Medical Systems (China) Co., Ltd No.19, Changjiang Road, Wuxi National Hi-Tech Dev, Zone 214028, Jiangsu, China | Versana Balance R2 VA, R2 VS (sipas listes bashkengjitur) | lla | Sisteme imazherie me ultratinguj. | Pajisje diagnostikuese dhe terapeutike me rrezatim
13671 | AMNIORAM-AMNIOCENT-VILLORAM ref. 770212, 770228, 770222, 770224, 770201, 770226, 770227, 770223, 770202,770229, 770232, 772007, 772004, 772006, 772001, 770231 | Montal sh.p.k | 20.02.2023 | RI.MOS. SRL Via Manuzio, 15 41037 Mirandola, MO Italia | AMNIORAM-AMNIOCENT-VILLORAM ref. 770212, 770228, 770222, 770224, 770201, 770226, 770227, 770223, 770202,770229, 770232, 772007, 772004, 772006, 772001, 770231 | Iia | Sherbejne per marrjen e mostrave transabdominale te lengut amniotik per diagnozen prenatale te crregullimeve gjenetike te fetusit. | Pajisje nje perdorimeshe
13672 | Biopsy Punch | Montal sh.p.k | 20.02.2023 | Kai Industries Co., Ltd. 1110 Oyana, Seki City Gifu 501-3992 Japan | Biopsy Punch (Sipas listes bashkengjitur) | Iia | Instrumenta per kryerjen e biopsise. | Pajisje nje perdorimeshe
13673 | Disinfectant | Euromed shpk | 20.02.2023 | GBL Gül Biyoloji Laboratuvari Sanayi ve Ticaret Limited Sirketi, Dudullu OSB Mah. IMES C Blok Sok: 16 34776 Ümraniye, Istanbul, Turkey | Disinfectant: GBL Rosa-Wipe 6500; GBL Wareclean EC | I | Dezinfektant per instrmentat mjekesore kirurgjikale | Tjeter
13674 | NexGen Anxilliary Implants | Trimed | 20.02.2023 | Zimmer Inc. 1800 W. Center Street, Warsaw, Indiana, 46580 USA | NexGen Anxilliary Implants (sipas listes bashkengjitur) | IIb | Jane pajisje qe perdoren per implantimi ne nderhyrjet kirurgjikale te artikulacionit te gjurit | Pajisje te implantueshme jo aktive
13675 | Concilium Feel Deep | Gold Perla sh.p.k | 20.02.2023 | CARISIA SRL Via Giacomo Leopardi 7, CAP 20123, Milano Italy | Concilium Feel Deep | III | Acid hilauronik, filler. | Tjeter
13676 | In vitro medical devices | Krijon sh.p.k | 21.02.2023 | MACHEREY-NAGEL GmbH & Co. KG Valencinner Str. 11 D-52355 Duren Germany | In vitro medical devices (Sipas listes bashkengjitur) | In Vitro | Teste te shpejta per analizimin e bilirubines, gjakut etj. | Tjeter
13677 | Autoclavable Resuscitators 34245, 34246, 34247; Disposable Resuscitators 34248, 34277, 34249;Silicone Resuscitators kit adult 34244; Silicone autoclavable face masks 34220, 34221, 34222,34223, 34224, 34225; GIMA PLUS autoclavable anesthesia face masks 34252, 34253, 34254,34255, 34250;PEEP VALVE 34227;Non-Rebreathing valve 34259;PEEP VALVE ADAPTER 34228; Rear valve 34256; Single use reservoire (oxygen bags) 34257, 34258, 34275,34279;Reusable laringeal masks 34424, 34425, 34426,34427, 34428, 34429; Sterile guedel airways 34431, 34432, 34433,34434, 34435, 34436,34437, 34438, 34439,34383; | Biometric Albania sh.p.k | 21.02.2023 | Gima S.p.a., Via Marconi, 1, 20060 Gessate (MI), Italy | Autoclavable Resuscitators 34245, 34246, 34247; Disposable Resuscitators 34248, 34277, 34249;Silicone Resuscitators kit adult 34244; Silicone autoclavable face masks 34220, 34221, 34222,34223, 34224, 34225; GIMA PLUS autoclavable anesthesia face masks 34252, 34253, 34254,34255, 34250;PEEP VALVE 34227;Non-Rebreathing valve 34259;PEEP VALVE ADAPTER 34228; Rear valve 34256; Single use reservoire (oxygen bags) 34257, 34258, 34275,34279;Reusable laringeal masks 34424, 34425, 34426,34427, 34428, 34429; Sterile guedel airways 34431, 34432, 34433,34434, 34435, 34436,34437, 34438, 34439,34383; | Iia | Pajisje dhe aksesore repirimi. | Tjeter
13678 | Tempo NE - TDM-322; Tri Temp - TDM-316; Almacem SE - ALM46401; Tri Core-z Flow DC - TDM-127 | Dental Leader Corsi shpk | 21.02.2023 | P.L. Superior Dental Materials GmbH Stiller Weg 15a 22607 Hamburg, Germany | Tempo NE - TDM-322; Tri Temp - TDM-316; Almacem SE - ALM46401; Tri Core-z Flow DC - TDM-127 | lla | Pajisje dentare per perdorim te perkohshme | Pajisje dentare
13679 | Paste based on equine collagen and polymeric hydrogel - H42® | Dental Leader Corsi shpk | 21.02.2023 | Bioteck S.p.A. Via E. Fermi, 49 - 36057 Arcugnano (VI), Italy | Paste based on equine collagen and polymeric hydrogel - H42® | lll | Paste me baze kolagjeni dhe hidrogjen polimerik | Pajisje dentare
13680 | JetPeel; JetPeel Accessories | Arli Pharma sh.p.k | 21.02.2023 | Tavtech Ltd. Top Rasco Building, 40 Haazmaut Street Yehud, 5630417, Israel | JetPeel; JetPeel Accessories: JET PRO TITANIUM WHITE TITANIUM 110Y - JTPPROTTWHTT110; JET PRO TITANIUM WHITE TITANIUM 230V - JTPPROTTWHTT230;JET PRO TRAY TITANIUM 230V - JTPPROT230;JetPeel Handpiece Single - JP1-N23;JetPeel Handpiece Triple - JP1-NOS;JetPeel Handpiece Single Fine - JP1-N01;JetPeel Handpiece Prestige Plus - PRP-S32;JetPeel Tubing - JTO-003 | lla | Pajisje joinvazive per trajtimin e lekures e cila ka presion ajri dhe punon thelle ne derme | Tjeter
13681 | Irrigation/Aspiration Handpieces and Accessories | Gen-Albfarma | 21.02.2023 | Bausch & Lomb Incorporated, 1400 North Goodman Street Rochester, NY 14609 USA | Irrigation/Aspiration Handpieces and Accessories (sipas listes se bashkengjitur) | lla | Aksesorë janë tuba të ngurtë ose gjysmë i ngurtë (jo ndriçues) i projektuar për t'u futur në sy | Instrumenta shumëpërdorimësh
13682 | ETHIBOND EXCEL™ Polybutylate Coated Polyester Synthetic Non Absorbable Surgical Sutures | Evita | 21.02.2023 | ETHICON, INC. 475C Street, Los Frailes Industrial Park, Suite 401, Guaynabo, Puerto Rico 00969, USA | ETHIBOND EXCEL™ Polybutylate Coated Polyester Synthetic Non Absorbable Surgical Sutures (sipas specifikimeve bashkengjitur) | III | Penj per qepje kirurgjikale me perberje polibutilati te pa absorbueshem. | Pajisje nje perdorimeshe
13683 | Catheter Systems for Renal Denervation | O.E.S Distrimed | 21.02.2023 | Medtronic Inc. 710 Medtronic Parkway, Minneapolis MN 55432 USA | Catheter Systems for Renal Denervation (sipas listes bashkengjitur) | IIb | Sistem kateteresh per denervim renal, per trajtim te pacienteve me hipertension dhe semundje renale kronike perperdorim spitalor | Pajisje nje perdorimeshe
13684 | Hydra aortic valve delivery catheter and loading systems; Hydra aortic valves | O.E.S Distrimed | 21.02.2023 | Vascular Innovations Co., Ltd. 88/38 Moo 1, 345 Rd., Bangtanai, Pakkret, Nonthaburi 11120, Thailand | HYDRA aortic valve delivery catheter and loading systems: HYDRA18F, HYDRA18VLS ; HYDRA aortic valves (sipas listes bashkengjitur) | III | Valve aortike qe sherben per trajtimin e pacienteve me aortic stenosis | Pajisje te implantueshme jo aktive
13685 | Dental Electric Motor: M2; M2 Pro; M3; | Moto-Mania sh.p.k | 21.02.2023 | Guilin Woodpecker Medical Instrument Co., Ltd. Information Industrial Park, Guilin National High-Tech Zone, Guilin Guangxi, 541004, P.R.China | Dental Electric Motor: M2; M2 Pro; M3; | Iia | Motor elektrik per aplikime dentare si pastrim trajtim prerje te dhembeve. | Pajisje dentare.
13686 | GC MI Paste plus | Eurodenta sh.p.k | 21.02.2023 | GC EUROPE N.V. Research Park Interleuvenlaan 33 B-3001 Leuven Belgium | GC MI Paste plus (Sipas listes bashkengjitur) | I | Paste me kalcium. | Pajisje dentare.
13687 | Hongium Pro Light Fast | EURODENTA shpk | 21.02.2023 | DMG Chemisch-Pharmazeutische Fabrik GmbH Elbgaustrasse 248, 22547 Hamburg, Germany | Hongium Pro Light Fast | l | Material ristrukturues teper i bute per kurora dhe ura. | Pajisje dentare
13688 | Concilium Feel Volume | Gold Perla shpk | 21.02.2023 | CARISIA S.r.l. Via Giacomo Leopardi7 - 20123 Milano (MI) - Italia | Concilium Feel Volume | lll | Mshushes me acid hialuronik per korrigjimin e rrudhave. | Tjeter
13689 | CONSTELLATION® Vitrectomy Packs; CONSTELLATION® Phaco Packs; CONSTELLATION® Combined Procedure Packs; CONSTELLATION® Accessories (sipas listes bshkengjitur) | PEGASUS shpk | 21.02.2023 | Alcon Laboratories, Inc. 6201 South Freeway, Forth Worth, Texas 76134-2099 USA | CONSTELLATION® Vitrectomy Packs; CONSTELLATION® Phaco Packs; CONSTELLATION® Combined Procedure Packs; CONSTELLATION® Accessories (sipas listes bshkengjitur) | ls, lla, llb | Pajisje mikrokirurgjikale qe perdoren se bashku ne aparatin Constellation vision, per procedura kirurgjikale te syrit. | Pajisje oftalmike dhe optike
13690 | Swan-Ganz® Base and Advanced Pulmonary Artery Catheters (sipas listes bashkengjitur) | Biometric Albania shpk | 21.02.2023 | Edwards Lifesciences LLC One Edwards Way Irvine, CA 92614, USA | Swan-Ganz® Base and Advanced Pulmonary Artery Catheters (sipas listes bashkengjitur) | lll | Katetere arterial pulmonar i avancuar. | Produkte per institucione te kujdesit shendetesor
13691 | Ureteral splints | Montal sh.p.k | 21.02.2023 | Medicoplast International GmbH Heusweilerstr. 100 66557 illingen Germany | Ureteral splints (Sipas listes bashkengjitur) | IIb | Perdoren per ruajtjen e kalibrit te lumenit pas operacionit ureteral. | Pajisje njeperdorimeshe
13692 | Mo.Ma Ultra Cerebral Protection Device: MOM0130069X6; MOM0130068X5 UDI-DI: 0763000B000050179 | O.E.S Distrimed sh.p.k | 22.02.2023 | Medtronic, Inc. 710 Medtronic Parkway Minneapolis, MN 55432 USA | Mo.Ma Ultra Cerebral Protection Device: MOM0130069X6; MOM0130068X5 UDI-DI: 0763000B000050179 | III | Pajisje qe perdoren ne nderhyrjet e arteries koronare. | Pajisje njeperdorimeshe
13693 | Surgical Staplers and Single Use Loading Units PI™ and TA™ Staplers | O.E.S Distrimed sh.p.k | 22.02.2023 | Covidien IIc 15 Hampshire Street Mansfield, Massachusetts 02048 USA | Surgical Staplers and Single Use Loading Units PI™ and TA™ Staplers (Sipas listes bashkengjitur) | III | Steplera kirurgjikale dhe njesite e tyre mbushes per perdorim ne kirurgji. | Pajisje njeperdorimeshe
13694 | Intravenous Cannula - I.V Cannula CATHY | O.E.S Distrimed sh.p.k | 22.02.2023 | Hindustan syringes & Medical Devices Ltd., 174, 178/25, Ballabgarh, Faridabad, India 121004 | Intravenous Cannula - I.V Cannula CATHY (Sipas listes bashkengjitur) | Iia | Kanjula kateteri qe perdoren ne hemodinamike dhe kardiologji. | Pajisje njeperdorimeshe
13695 | Intraoral dental digital imaging sensor: New IDA-Dabi Atlante; Timex Sensor- Saevo, Marathon; | Dental Leader Corsi sh.p.k | 22.02.2023 | ALLIAGE S/A INDUSTRIAS MEDICO ODONTOLOGICA, Rod. Abrão Assed, Km 53+450 meters - Recreio Anhanguera Ribeirão Preto/SP - Brazil | Intraoral dental digital imaging sensor: New IDA-Dabi Atlante; Timex Sensor- Saevo, Marathon; | Iia | Grafi dentare intraorale. | Pajisje dentare
13696 | Composi-Tight® 3D Fusion™ Firm Intro Kit - FX-HHF-50 UDI-DI:00810038090221 | Dental Leader Corsi sh.p.k | 22.02.2023 | Garrison Dental Solutions 150 DeWitt Lane Spring Lake MI 49456 USA | Composi-Tight® 3D Fusion™ Firm Intro Kit - FX-HHF-50 UDI-DI:00810038090221 | I | Matrica qe sherbejne per ndertimin e dhembit gjate mbushjes. | Pajisje dentare
13697 | Digital Hand-held Slit Lamp: HSL, HSL-01, HSL-02, HSL-03 | Montal | 22.02.2023 | Suzhou Microclear Medical Instruments Co., Ltd G2-1601 and 1602, No. 88, Jinjihu Avenue, Suzhou Industrial Park, Suzhou City, 215123, Jiangsu Province, P.R. China | Digital Hand-held Slit Lamp: HSL, HSL-01, HSL-02, HSL-03 | l | Llamb dixhitale oftalmike per kontrollin e shikimit | Instrumenta shumëpërdorimësh
13698 | TRICOPAT | VaanMed sh.p.k | 22.02.2023 | ELMAC Elettronica S.r.l. Strada delle Campagne, 14 61010 Tavullia Italy | TRICOPAT | IIb | Pajisje per perdorim trikologjik. | Tjeter
13699 | BI3170 - Stellaris Phaco Handpiece Or Nxg Phaco Handpiece, B13270 - Stellaris Pc Frag Handpiece Or Ngpc Frag Handpiece , Cx7120 - Universal Maintenance Kit, D7122 - Needle Wrench | GEN-ALB FARMA Sh.p.k | 22.02.2023 | Bausch & Lomb, Incorporated 1400 N. Goodman St. Rochester, NY 14609 USA | BI3170 - Stellaris Phaco Handpiece Or Nxg Phaco Handpiece, B13270 - Stellaris Pc Frag Handpiece Or Ngpc Frag Handpiece , Cx7120 - Universal Maintenance Kit, D7122 - Needle Wrench | IIb | Pajisje qe perdoret per nderhyrjet ne sy. | Pajisje oftalmike dhe optike
13700 | Intraoral Scanner IOS-11 | Moto-Mania sh.p.k | 22.02.2023 | Ningbo Runyes Medical Instrument Co., Ltd. 032 Building, No. 456, Tonghui Road, Jiangbei Investment & Pioneering Park C, Ningbo, China | Intraoral Scanner IOS-11 | I | Scaner intraoral . | Pajisje dentare
13701 | Hand-held Fundus Camera: HFC; Vision Sreener: VS-Plus, VS-Pro, VS; | Montal sh.p.k | 22.02.2023 | Suzhou Microclear Medical Instruments Co., Ltd G2-1601 and 1602, No. 88, Jinjihu Avenue, Suzhou Industrial Park, Suzhou City, 215123, Jiangsu Province, P.R.China. | Hand-held Fundus Camera: HFC; Vision Sreener: VS-Plus, VS-Pro, VS; | Im; Iia | Pajisje oftalmike per kontrollin e shikimit. | Instrumenta shumeperdorimesh
13702 | WIDEX MAGNIFY Hearing Aids (sipas listes bashkengjitur) UDI-DI: 5714880-WSA-72-10-47 (BTE) (5714880-WSA-72-15-4N (RIC) 5714880-WSA-72-25-4T (Custom) | Otofon sh.p.k | 22.02.2023 | Widex A/S Nymollevej 6 3540 Lynge DENMARK | WIDEX MAGNIFY Hearing Aids (sipas listes bashkengjitur) UDI-DI: 5714880-WSA-72-10-47 (BTE) (5714880-WSA-72-15-4N (RIC) 5714880-WSA-72-25-4T (Custom) | Iia | Aparate degjimi. | Tjeter
13703 | Phenom™ Delivery Catheter; | O.E.S Distrimed | 22.02.2023 | Micro Therapeutics, Inc.d/b/a ev3 Neurovascular 9775 Toledo Way Irvine, CA 92618 USA | Phenom™ 17 Delivery Catheter; Phenom™ 21 Delivery Catheter; Phenom™ 27 Delivery Catheter; Phenom™ Plus Delivery Catheter; (sipas listes bashkengjitur) (UDI-DI 0763000B00007127Q) | III | Mikro kateter vaskular per perdorim mjekesor ne sistemin neuro peroferal dhe vaskulaturen koronare | Pajisje nje perdorimeshe
13704 | Launcher Guide Catheter | O.E.S Distrimed | 22.02.2023 | Medtronic, Inc 710 Medtronic Parkway Minneapolis MN, 55432 USA | Launcher Guide Catheter (sipas listes bashkengjitur) | III | Kateter guida drejtuese koronare dhe periferike me perdorim ne kardiologji | Pajisje nje perdorimeshe
13705 | Blood Gas and Chemistry Analysis System -i15 Blood Gas and Chemistry Analyzer -Test cartridge BG10 -Calibrant Fluid pack CP100 -Blood Gas and Electrolyte Control-Level 2 | O.E.S Distrimed sh.p.k | 22.02.2023 | Edan Instruments, Inc. #15 Jinhui Road, Jinsha Community, Kengzi Sub-District, Pingshan District, 518122 Shenzhen, P.R.China | Blood Gas and Chemistry Analysis System -i15 Blood Gas and Chemistry Analyzer -Test cartridge BG10 -Calibrant Fluid pack CP100 -Blood Gas and Electrolyte Control-Level 2 | In Vitro | Analizues gjaku per perdorim laboatorik. | Pajisje nje perdorimeshe
13706 | Pneumatic Motors: MOTOR PM100 LEGEND GOLD - PM100; MOTOR PM110 LEGEND GOLD TOUCH - PM110; MOTOR PM200 LEGEND PLATINUM - PM200; MOTOR PM700 MR7 PNEUMATIC- PM700; MOTOR PM700N STEALTH-MIDAS PNEUMATIC - PM700N; MOTOR PM710 MR7 TOUCH PNEUMATIC - PM710; MOTOR PM800 MR8 PNEUMATIC - PM800; MOTOR PM810 MR8 PNEUMATIC TOUCH - PM810; MOTOR PM800N MR8 PNEUMATIC NAVIGATED S8 - PM800N | O.E.S Distrimed | 22.02.2023 | Medtronic Powered Surgical Solutions 4620 North Beach Street Fort Worth, TX 76137 USA | Pneumatic Motors: MOTOR PM100 LEGEND GOLD - PM100; MOTOR PM110 LEGEND GOLD TOUCH - PM110; MOTOR PM200 LEGEND PLATINUM - PM200; MOTOR PM700 MR7 PNEUMATIC- PM700; MOTOR PM700N STEALTH-MIDAS PNEUMATIC - PM700N; MOTOR PM710 MR7 TOUCH PNEUMATIC - PM710; MOTOR PM800 MR8 PNEUMATIC - PM800; MOTOR PM810 MR8 PNEUMATIC TOUCH - PM810; MOTOR PM800N MR8 PNEUMATIC NAVIGATED S8 - PM800N | lla | Sisteme motorike perdorim ne neurokirurgji | Instrumenta shumëpërdorimësh
13707 | AJL PMMA Capsular Tension Ring Round Section (sipas listes se bashkengjitur) | Gen-Albfarma | 22.02.2023 | AJL Ophthalmic SA Parque Tecnologico De Alava Ferdinand Zeppelin 1 Minano Alava 01510, Spain | AJL PMMA Capsular Tension Ring Round Section (sipas listes se bashkengjitur) | llb | Unaze e tensionit kapsular CTR qe implantohet | Pajisje një përdorimëshe
13708 | Non-antigenic collagen of equine origin for regenerative surgery | Dental Leader Corsi | 22.02.2023 | Bioteck S.p.A Via E Fermi, 49 - 36057 Arcugnano (VI) - Italy | Non-antigenic collagen of equine origin for regenerative surgery: Biocollagen®; XC Collagen®; Cover®; Oxy Lift®; Biobone Collagen® | III | Kolagjen jo antigjenik i implantueshem per perdorim ne kirurgji rigjeneruese. | Pajisje dentare; pajisje te implantueshme aktive
13709 | Bone substitution of equine origin with preserved bone collage | Dental Leader Corsi | 22.02.2023 | Bioteck S.p.A Via E Fermi, 49 - 36057 Arcugnano (VI) - Italy | Bone substitution of equine origin with preserved bone collage: Osteoplant®; Calcitos®; Osteoxenon®; Plastbone®; EQ-Bone®; Renova® | III | Zevendesues i kockes me origjine equine me kolagjen kockash i perbere prej enzimash jo antegjenike, jo sterile | Pajisje dentare; pajisje te implantueshme aktive
13710 | Asymmetric Intrastromal Corneal Ring: AJL-pro˖ | GEN-ALB FARMA Sh.p.k | 22.02.2023 | AJL OPHTHALMIC, SA. Parque Tecnológico de Álava C/ Ferdinand Zeppelin,1 E-01510 MIÑANO-Álava Spain | Asymmetric Intrastromal Corneal Ring: AJL-pro˖ (sipas listes bashkengjitur) | Iib | Pajisje qe perdoret per nderhyrjet ne sy. | Pajisje nje perdorimeshe
13711 | Access 2 Immunoassay System (Access 2 - Access Immunoassay System) 81600N (W0201020102) (BUDI-DI 150995901Acc2FR); Access Imunnoassay System Reaction Vessels - 81901 (W05030102) (BUDI-DI 150995901Acc2RVL8) | Genius | 22.02.2023 | Beckman Coulter, Inc. 250 South Kraemer Blvd. Brea, California, 92821, USA | Access 2 Immunoassay System (Access 2 - Access Immunoassay System) 81600N (W0201020102) (BUDI-DI 150995901Acc2FR); Access Imunnoassay System Reaction Vessels - 81901 (W05030102) (BUDI-DI 150995901Acc2RVL8) | In Vitro | Instrumente mjekesore per kryerjene analizave te ndryshme | Pajisje te diagnostikimit in vitro
13712 | Ferrara Intrastromal Ring | GEN-ALB FARMA Sh.p.k | 22.02.2023 | AJL OPHTHALMIC, SA. Parque Tecnológico de Álava C/ Ferdinand Zeppelin,1 E-01510 MIÑANO-Álava Spain | Ferrara Intrastromal Ring (sipas listes bashkengjitur) | IIb | Pajisje qe perdoret per nderhyrjet ne sy. | Pajisje nje perdorimeshe
13713 | Sodium hyaluronate for intra-articular use: FOCUSIAL 40M; FOCUSIAL 60M; FOCUSIAL 80M; FOCUSIAL 40H; FOCUSIAL 60H; FOCUSIAL 80H; | Farmaword sh.p.k | 23.02.2023 | The Wave Innovation Group srl Via M. bellotti, 16-37139 Verona Italy | Sodium hyaluronate for intra-articular use: FOCUSIAL 40M; FOCUSIAL 60M; FOCUSIAL 80M; FOCUSIAL 40H; FOCUSIAL 60H; FOCUSIAL 80H; | III | Shirige me hialuronat natriumi per perdorim intraartikular. | Tjeter
13714 | Oxygen Concentrator | Montal | 23.02.2023 | Zhengzhou Olive Electronic Technology Co., Ltd 11th floor, Block B, Building 18, Henan International University Science Park (East District) 450001 ZhengZhou, Henan, P.R. China | Oxygen Concentrator: OLV-3; OLV-3W; OLV-5; OLV-5W; OLV-5A; OLV-5AW; OLV-B1; OLV-C1; OLV-8; OLV-10; OLV-5S; OLV-10S | Iia | Pajisje qe sherbejne per pacientet qe kane probleme me frymemarrjen duke ju dhene oksigjen shtese | Pajisie anestezie dhe respiratore
13715 | Ophtalmic DYE Solution | Gen-Alb Farma | 23.02.2023 | AJL Ophtalmic SA, Parque Tecnlogico de Alava, Ferdinand Zeppelin 1, Minano, Alava, 01510, Spain | Ophtalmic DYE Solution: AJL BLUE - Ophthalmic dye solution of Tryptophan Blue 0.006% AJL BBG - Ophthalmic dye solution of Brilliant Blue 0.025% | IIb | Ngjyrues per perdorim gjate kirurgjise se syrit per te identifikuar indet | Pajisje nje perdorimeshe
13716 | Scleral Implant | Gen-Alb Farma | 23.02.2023 | AJL Ophtalmic SA, Parque Tecnlogico de Alava, Ferdinand Zeppelin 1, Minano, Alava, 01510, Spain | Scleral Implant: ESNOPER CLIP - ESNOPER V-2000; ESNOPER CLIP | IIb | Pajisje sterile per implantimin ne sklere per te prodhuar zgjerim duke ndryshuar pozicionin e muskulit | Pajisje nje perdorimeshe
13717 | Application Software (external) | Biometric Albania | 23.02.2023 | St.Jude Medical Cardiac Rhythm Management Divison, 15900 Valley View Court, Sylmar CA 91342 USA | Application Software (external): 3330 | Të Implantueshme Aktive | Software per programatorin Merlin Patient Care | Pajisje te implantueshme aktive
13718 | Arthroscope: 225-140-000, 225-140-045 | 2A - PHARMA shpk | 23.02.2023 | RZ Medizintechnik GmbH Unter Hasslen 20, 78532 Tuttlingen, Germany | Arthroscope: 225-140-000, 225-140-045 | lla | Artroskop. | instrumenta shumeperdorimesh
13719 | Piezo Bone Surgery: Ai-surgery, surgic smart | MOTO-MANIA shpk | 23.02.2023 | Guilin Woodpecker Medical Instrument Co., Ltd. Information Industrial Park Guilin National High-Tech Zone Guilin 541004 Guangxi China | Piezo Bone Surgery: Ai-surgery, surgic smart | lla | Piezo kirurgjikale per trjtimet kirurgjikale orale, osteotomite, ekstraktimet, ngritja e sinuseve. | Pajisje dentare
13720 | Refobacin® Bone Cement R - 1x20: 3003920001-3, 2x20: 3003920002-3, 1x40: 3003940001-3, 2x40: 3003940002-3, 1x60: 3003960001-3 | Trimed shpk | 23.02.2023 | Biomet France Plateau de Lautagne, 26000 Valence France | Refobacin® Bone Cement R - 1x20: 3003920001-3, 2x20: 3003920002-3, 1x40: 3003940001-3, 2x40: 3003940002-3, 1x60: 3003960001-3 | lll | Cement kockor qe perdoret ne nderhyrjet kirurgjikale te artikulacioneve. | Pajisje te implantueshme jo aktive
13721 | NiTin Garrison (sipas listes bashkengjitur) | Dental Leader - Corsi shpk | 23.02.2023 | Garrison Dental Solutions 150 DeWitt Lane, Spring Lake MI 49456 USA | NiTin Garrison (sipas listes bashkengjitur) | l | Instrumenta dentar per pastrimin e kanalit te dhembit. | Pajisje dentare
13722 | Digital Color Doppler Ultrasound System: E5 Exp, E5, E5 Pro, E3 Exp, E3, E3 Pro,. E2 Exp, E2, E2 Pro, E1 Exp, E1, E1 Pro | Copier Computer Center shpk | 23.02.2023 | SONOSCAPE MEDICAL CORP. Room 201 & 202, 12th Building, Shenzhen Software Park Phase ll, 1 Keji Middle 2nd Road, Yuehai Subdistrict, Nanshan District Shenzhen 518057 Guangdong China | Digital Color Doppler Ultrasound System: E5 Exp, E5, E5 Pro, E3 Exp, E3, E3 Pro,. E2 Exp, E2, E2 Pro, E1 Exp, E1, E1 Pro | lla | Eko dopler e cila perdoret per diagnostikimin e semundjeve te brendshme. | Pajisje diagnostikuese dhe terapeutike me rrezatim
13723 | Kitpack® Individual | Gen-Alb Farma shpk | 24.02.2023 | Lohmann & Rauscher Inernational GmbH & Co. KG Westerwaldstraße 4, 56579 Rengsdorf, GERMANY | Kitpack® Individual | Sistem ose pakete proceduriale | Sistem kirurgjikal me shum komponente i krijuar per perdorim ne sallat e operacionit. | Pajisje nje perdorimeshe
13724 | Disinfectants for invasive and non-invasive medical devices (sipas listes bashkengjitur) | Albadent Plus shpk | 24.02.2023 | Cerichem Biopharm SRL IT - 71042 Cerignola (FG) - Viale Einaudi SNC Z. I. | Disinfectants for invasive and non-invasive medical devices (sipas listes bashkengjitur) | lla, llb | Disinfektante per instrumenta dhe siperfaqe. | Tjeter
13725 | Nuprep® Skin Prep Gel; Ten20® Conductive Paste (sipas listes bashkengjitur) | O.E.S DISTRIMED shpk | 24.02.2023 | Weaver and Company 565 Nucla Way, unit B Aurora, Colorado 80011, USA | Nuprep® Skin Prep Gel; Ten20® Conductive Paste (sipas listes bashkengjitur) | l | Xhel dhe paste te cilat perdoren gjate procedurave ekzaminuese, monitoruese. | Tjeter
13726 | ISI2 Module: ISI2 | SAER MEDICAL shpk | 24.02.2023 | Bayer Medical Care Inc. 1 Bayer Drive Indianola, PA 15051-0780 USA | ISI2 Module: ISI2 | llb | Nderfaqe per lidhjen e injektorit te kontrastit me pajisjen mjekesore. | Tjeter
13727 | Sling for stressurinary incontience correction - SWING-BAND®: SB3: SB3 10400, SB3 10400 DG, SB3 10400 SP, SB3 10400 TO, SB3 10418 SP; SB4: SB4 10400, SB4 10400DG, SB4 10400 SP, SB4 10400 TO | ARLI PHARMA shpk | 24.02.2023 | THT Bio-Science (THT) 2 cantignous, 34220 Verreries-de-Moussans, France | Sling for stressurinary incontience correction - SWING-BAND®: SB3: SB3 10400, SB3 10400 DG, SB3 10400 SP, SB3 10400 TO, SB3 10418 SP; SB4: SB4 10400, SB4 10400DG, SB4 10400 SP, SB4 10400 TO | llb | Mesha qe perdoren per te korrigjuar inkontinencen tek femrat. | Pajisje nje perdorimeshe
13728 | WIDEX - MOMENT: BTE (Behind the ear) Hearing Aid: MBB3D, MBR3D (-, 440, 330, 220, 110, DEMO 440); RIC (Reciver in the canal) Hearing Aid: MRR4D (-, 440, 330, 220, 110, DEMO) | Otofon shpk | 27.02.2023 | WSAUD A/S Nymoellevej 6, DK-3540 Lynge, Denmark | WIDEX - MOMENT: BTE (Behind the ear) Hearing Aid: MBB3D, MBR3D (-, 440, 330, 220, 110, DEMO 440); RIC (Reciver in the canal) Hearing Aid: MRR4D (-, 440, 330, 220, 110, DEMO) | lla | Aparate degjimi dhe aksesoret perkates. | Tjeter
13729 | WIDEX - MOMENT - Hearing Aids (sipas listes bashkengjitur) | Otofon shpk | 27.02.2023 | WSAUD A/S Nymoellevej 6, DK-3540 Lynge, Denmark | WIDEX - MOMENT - Hearing Aids (sipas listes bashkengjitur) | lla | Aparate degjimi dhe aksesoret perkates. | Tjeter
13730 | Portable dental X-ray equipment: VX-30 -- CLAROX | Albadent Plus shpk | 27.02.2023 | VSI Co., Ltd. 151-33, Namseok-ro, Nami-myeon, Seowon-gu, Cheongju-si, Chungcheongbuk-do, Republic of Korea | Portable dental X-ray equipment: VX-30 -- CLAROX | llb | Grafi dentare. | Pajisje dentare
13731 | PIC SOLUTION - liteRAPID WRIST: 02022534000000 - Digital wrist sphygmomanometer | Elba shpk | 27.02.2023 | PIKDARE S.p.A. Via Saldarini Catelli 10 - 22070 Casnate con Bernate (Como) - Italy | PIC SOLUTION - liteRAPID WRIST: 02022534000000 - Digital wrist sphygmomanometer | lla | Aparat tensioni dixhital kyçi. | Pajisje elektromekanike
13732 | Surgical Suction equipment: New Hospivac 400 (Ref Re 410350/37); | Saer Medical sh.p.k | 23.02.2023 | CA-MI S.R.L. Via Ugo la Malfa, 13 Frazione Pilastro 43013 Langhirano (PR) Italy | Surgical Suction equipment: New Hospivac 400 (Ref Re 410350/37); | Iia | Aspirator kirurgjikal I destinuar per thithjen hundore, orale ose trakeale te lengjeve trupore tek te rriturit ose femijet. | Pajisje elektromekanike
13733 | Blood pressure measuring devices, electronic, semi-automatic: PRO-30; Blood pressure measuring devices, electronic, automatic:PRO-33; PRO-35; PRO-39; MED-57; Nebulizer: MED-120; PRO-110; PRO-115; Thermometer, electronic: WT-03 base | AVANTGARD sh.p.k | 24.02.2023 | B.Well Swiss AG, Bahnhofstrasse 24, 9443 Widnau, Switzerland | Blood pressure measuring devices, electronic, semi-automatic: PRO-30; Blood pressure measuring devices, electronic, automatic:PRO-33; PRO-35; PRO-39; MED-57; Nebulizer: MED-120; PRO-110; PRO-115; Thermometer, electronic: WT-03 base | Iia | Aparat per matje tensioni, nebulizator, termometer elektronik. | Tjeter
13734 | Digital Intraoral X-ray Sensor: i-sensor H1; i-sensor H2 | MOTO-MANIA shpk | 02.03.2023 | Guilin Woodpecker Medical Instrument Co., Ltd. Information Industrial Park, Guilin National High-Tech Zone, Guilin, Guangxi, 541004, P.R.China | Digital Intraoral X-ray Sensor: i-sensor H1; i-sensor H2 | lla | Sensor grafie Dixhitale intraorale | Pajisje dentare
13734 | Digital Intraoral X-ray Sensor: i-sensor H1; i-sensor H2 | MOTO-MANIA shpk | 02.03.2023 | Guilin Woodpecker Medical Instrument Co., Ltd. Information Industrial Park, Guilin National High-Tech Zone, Guilin, Guangxi, 541004, P.R.China | Digital Intraoral X-ray Sensor: i-sensor H1; i-sensor H2 | lla | Sensor grafie Dixhitale intraorale | Pajisje dentare
13735 | Liquichek Immunoassay Plus Control: 360, 361, 362, 363; Lyphochek Assayed Chemistry Control: C-310-5, C-315-5; Liquichek Pediatric control: 354, 355; Lyphochek Tumor Marker Plus Control: 367, 368, 369; Lyphochek Immunoassay Plus Control: 370, 371, 372, 373; Liquichek Tumor Marker Control: 547, 548, 549 | Diahem | 08.03.2023 | Bio-Rad Laboratories Inc. 9500 Jeronimo Road Irvine, CA 92618 United States | Liquichek Immunoassay Plus Control: 360, 361, 362, 363; Lyphochek Assayed Chemistry Control: C-310-5, C-315-5; Liquichek Pediatric control: 354, 355; Lyphochek Tumor Marker Plus Control: 367, 368, 369; Lyphochek Immunoassay Plus Control: 370, 371, 372, 373; Liquichek Tumor Marker Control: 547, 548, 549 | In Vitro | Reagent kontrolli dhe analizues | Pajisje te diagnostikimit in vitro
13736 | Dual Mobility - Longevity and Vivacit-E Polyethylene Hip Bearings (sipas listes bashkengjitur) | Trimed shpk | 09.03.2023 | Zimmer Inc. 1800 W. Center Street, Warsaw Indiana 46580, USA | Dual Mobility - Longevity and Vivacit-E Polyethylene Hip Bearings (sipas listes bashkengjitur) | ll (FDA) | Pajisje te implantueshme te destinuara per perdorim ne nderhyrjet artro-kirurgjikale primare ose revizionare. | Pajisje te implantueshme jo aktive
13793 | XS05H : Safe / Bag, XS / Ø 05mm, S10H : Safe / Bag, S / Ø 10mm, M10H : Safe / Bag, M / Ø 10mm, L10H : Safe / Bag, L / Ø 10mm, L12H : Safe / Bag, L / Ø 12mm, XL15H : Safe / Bag, XL / Ø 15mm, XXL15H : Safe / Bag, XXL / Ø 15mm, XS05HW : Safe / Bag, XS / Ø 05mm, S10HW : Safe / Bag, S / Ø 10mm, M10HW : Safe / Bag, M / Ø 10mm, L10HW : Safe / Bag, L / Ø 10mm, L12HW : Safe / Bag, L / Ø 12mm, XL15HW : Safe / Bag, XL / Ø 15mm, XXL15HW : Safe / Bag, XXL / Ø 15mm, XS05W : Safe / Bag, XS / Ø 05mm, S10W : Safe / Bag, S / Ø 10mm, M10W : Safe / Bag, M / Ø 10mm, L10W : Safe / Bag, L / Ø 10mm, L12W : Safe / Bag, L / Ø 12mm, XL15W : Safe / Bag, XL / Ø 15mm, XXL15W : Safe / Bag, XXL / Ø 15mm | E v i t a | 2023-03-24T00:00:00.000+01:00 | Anka Sağlık Gereçleri Sanayi İç ve Dış Ticaret Ltd. Şti Esenşehir Mah. Haseki Sok. No:36 Ümraniye / İstanbul / TURKEY | XS05H : Safe / Bag, XS / Ø 05mm, S10H : Safe / Bag, S / Ø 10mm, M10H : Safe / Bag, M / Ø 10mm, L10H : Safe / Bag, L / Ø 10mm, L12H : Safe / Bag, L / Ø 12mm, XL15H : Safe / Bag, XL / Ø 15mm, XXL15H : Safe / Bag, XXL / Ø 15mm, XS05HW : Safe / Bag, XS / Ø 05mm, S10HW : Safe / Bag, S / Ø 10mm, M10HW : Safe / Bag, M / Ø 10mm, L10HW : Safe / Bag, L / Ø 10mm, L12HW : Safe / Bag, L / Ø 12mm, XL15HW : Safe / Bag, XL / Ø 15mm, XXL15HW : Safe / Bag, XXL / Ø 15mm, XS05W : Safe / Bag, XS / Ø 05mm, S10W : Safe / Bag, S / Ø 10mm, M10W : Safe / Bag, M / Ø 10mm, L10W : Safe / Bag, L / Ø 10mm, L12W : Safe / Bag, L / Ø 12mm, XL15W : Safe / Bag, XL / Ø 15mm, XXL15W : Safe / Bag, XXL / Ø 15mm | Klasa IIa | Qese ekstraktuese dhe transportuese per organet dhe indet qe perdoren ne nderhyrje kirurgjikale, Qese ekstraktuese dhe transportuese per organet dhe indet qe perdoren gjate procedurave kirurgjikale | Pajisje nje perdorimeshe
13763 | D Dimer 01R1022 | PEGASUS. | 2023-03-13T00:00:00.000+01:00 | Biokit SA Av Can Montcau 7 Llica dAmunt Barcelona 08186 Spain | D Dimer 01R1022 | In vitro | Reagent per analizen sasiore te percaktimit te proteines D Dimer ne plazme | Pajisje te diagnostifikimit in vitro
13797 | Peripheral angioplasty catheter LOV1X -PBAA xBCD, PBARX1.25x10140, PBARX1.25x15140, PBARX1.25x20140, PBARX1.25x25140, PBARXI.25x30140, PBARX1.25x35140, PBARX1.25x40140 PBARX1.5x10140,, PBARX1.5x15140, PBARX1.5x20140,, PBARX1.5x25140, PBARX1.5x30140, PBARX1.5x35140, PBARX1.5x40140 PBARX1.75x10140, PBARX1.75x 15140, PBARX1.75x20140, PBARX1.75x25140, PBARX1.75x30140, PBARX1.75x35140,PBARX1.75x40140, PBARX2.0x10140, PBARX2.0x15140, PBARX2.0x20140, PBARX2.0x25140, PBARX2.0x30140, PBARX2.0x35140, PBARX2.0x40140, PBARX2.0x45140, PBARX2.0x50140, PBARX2.0x55140,, PBARX2.0x60140, PBARX2.0x65140, PBARX2.0x70140, PBARX2.0x75140, PBARX2.0x80140, PBARX2.0x85140, PBARX2.0x90140, PBARX2.0x95140, PBARX2.0x100140, PBARX2.0x150140,, PBARX2.0x180140, PBARX2.0x200140, PBARX2.0x250140 PBARX2.25x10140, PBARX2.25x15140, PBARX2.25x20140, PBARX2.25x25140, PBARX2.25x30140, PBARX2.25x35140, PBARX2.25x40140,, PBARX2.25x45140, PBARX2.25x50140, PBARX2.25x55140, PBARX2.25x60140, PBARX2.25x65140, PBARX2.25x70140, PBARX2.25x75140, PBARX2.25x80140, PBARX2.25x85140, PBARX2.25x90140, PBARX2.25x95140, PBARX2.25x100140, PBARX2.25x150140, PBARX2.25x180140, PBARX2.25x200140, PBARX2.25x250140 PBARX2.5x10140, PBARX2.5x15140, PBARX2.5x20140, PBARX2.5x25140, PBARX2.5x30140, PBARX2.5x35140, PBARX2.5x40140, PBARX2.5x45140, PBARX2.5x50140, PBARX2.5x55140, PBARX2.5x60140, PBARX2.5x65140, PBARX2.5x70140, PBARX2.5x75140, PBARX2.5x80140, PBARX2.5x85140, PBARX2.5x90140, PBARX2.5x95140, PBARX2.5x100140, PBARX2.5x150140, PBARX2.5x180140, PBARX2.5x200140, PBARX2.5x250140 PBARX2.75x10140, PBARX2.75x15140, PBARX2.75x20140, PBARX2.75x25140, PBARX2.75x30140, PBARX2.75x35140, PBA1RX2.75x40140, PBARX2.75x45140, PBARX2.75x50140, PBARX2.75x55140, PBARX2.75x60140, PBARX2.75x65140, PBARX2.75x70140, PBARX2.75x75140, PBARX2.75x80140, PBARX2.75x85140, PBARX2.75x90140, PBARX2.75x95140, PBARX2.75x100140, PBARX2.75x150140, PRARX2.75x180140, PBARX6.0x80140, PBARX6.0x85140, PBARX6.0x90140, PBARX6.0x95140, PBARX6.0x100140, PBARX6.0x150140, PBARX6.0x180140, PBARX6.0x200140, PBARX6.0x250140 PBARX6.5x10140, PBARX6.5x15140, PBARX6.5x20140, PBARX6.5x25140, PBARX6.5x30140, PBARX6.5x35140, PBARX6.5x40140, PBARX6.5x45140, PBARX6.5x50140, PBARX65x55140, PBARX6.5x60140, PBARX6.5x70140, PBARX6.5x75140, PBARX6.5x80140, PBAFtX6.5x85140, PBARX6.5x90140, P13ARX6.5x95140, PBARX6.5x100140, PBARX6.5x150140, PBARX6.5x180140, PBARX6.5x200140, , PBARX6.5x250140 PBARX7.0x10140, PBARX7.0x15140, PBARX7.0x20140, PBARX7.0x25140, PBARX7.0x30140, PBARX7.0x35140, PBARX7.0x40140, PBARX7.0x45140, PBARX7.0x50140,, PBARX7.0x55140, PBAFtX7.0x60140, PBARX7.0x65140, PBARX7.0x70140, PBARX7.0x75140, PBARX7.0x80140, PBARX7.0x85140, PBAIRX7.0x90140, PBARX7.0x95140, PBARX7.0x100140, PBARX7.0x150140, PBARX7.0x180140, PBARX7.0x200140, PBARX7.0x250140, PHARX2.75x200140, PBARX2.75x250140 PBARX3.0x10140, PBARX3.0x15140, PBARX3.0x20140, PBARX3.0x25140, PBARX3.0x30140, PBARX3.0x35140, PBARX3.0x40140, PBARX3.0x45140, PBARX3.0x50140, PBARX3.0x55140, PBARX3.0x60140, PBARX3.0x65140, PBAFtX3.0x70140, PBARX3.0x75140, PBARX3.0x80140, PBARX3.0x85140, PBARX3.0x90140, PBARX3.0x95140, PBARX3.0x100140, PBARX3.0x150140, PBARX3,0x180140, PBARX3.0x200140, PBARX3.0x250140 PBARX3.25x10140, PBARX3.25x15140, PBARX3.25x20140, PBARX3.25x25140, PBARX3.25x30140, PBARX3.25x35140, PBARX3.25x40140, PBARX3.25x45140, PBARX3.25x50140, PBARX3.25x55140, PBAFOC3.25x60140, PBARX3.25x65140, PBARX3.25x70140, PBARX3.25x75140, PBARX3.25x80140, PBARX3.25x85140, PBARX3.25x90140, PBARX3.25x95140, PBARX3.25x100140, PBARX3.25x150140, PBA1RX3.25x180140, PBARX3.25x200140, PBARX3.25x250140 PBARX3.5x10140, PBARX3.5x15140, PBARX3.5x20140, PBARX3.5x25140, PBARX3.5x30140, PBARX3.5x35140, PBARX3.5x40140, PBARX3.5x45140, PBARX3.5x50140, PBARX3.5x55140, PBARX3.5x60140, PBARX3.5x65140, PBARX3.5x70140, PBARX3.5x75140, PBARX3.5x80140, PBARX3.5x85140, PBARX3.5x90140, PBARX3.5x95140, PBARX3.5x100140, PBARX3.5x150140, PBARX3.5x180140, PBARX3.5x200140, PBARX3.5x250140 PBARX3.75x10140, PBARX3.75x15140, PBARX3.75x20140, PBARX3.75x25140, PBARX3.75x30140, PBARX3.75x35140, PBARX3.75x40140, PBARX3.75x45140, PBARX3,75x50140, PBARX3.75x55140,, PBARX3.75x60140, PBARX3.75x65140, PBARX3.75x70140, PBARX3.75x75140, PBA1RX3.75x80140, PBARX3.75x85140, PBARX3.75x90140, PBARX3.75x95140, PBARX3.75x100140, PBARX3.75x150140, , PBARX3.75x180140, PBARX3.75x200140, PBARX3.75x250140 PBARX4.0x10140, PBARX4.0x15140, PBARX4.0x20140, PBARX4.0x25140, PBARX4.0x30140, PBARX4.0x35140, PBARX4.0x40140,, PBARX4.0x45140, PBARX4.0x50140, PBARX4.0x55140, PBARX4.0x60140, PBARX4.0x65140, PBARX4.0x70140, PBARX4.0x75140, PBARX4.0x80140, PBARX4.0x85I40, PBARX4.0x90140, PBARX4.0x95140, PBARX4.0x100140, PBARX4.0x150140, PBARX4.0x180140, PBARX4.0x200140, PBARX4.0x250140,PBARX4.5x10140, PBARX4.5x15140, PBARX4.5x20140, PBARX4.5x25140, PBARX4.5x30140, PBARX4.5x35140, PBARX4.5x40140, PBARX4.5x45140, PBARX4.5x50140, PB112X4.5x55140, PBARX4.5x60140, PBARX4.5x65140, PBARX4.5x70140, PBARX4.5x75140, PBARX4.5x80140, PBARX4.5x85140, PBARX4.5x90140, PBARX4.5x95140, PBARX4.5x100140, PBARX4.5x150140, PBARX4.5x180140, PBARX4.5x200140, PBARX4.5x250140, PBARX5.0x10140, PBARX5.0x15140, PBARX5.0x20140, PBARX5.0x25140, PBARX5.0x30140, PBARX5.0x35140, PBARX5.0x40140, PBARX5.0x45140, PBARX5.0x50140, PBARX5.0x55140, PBARX5.0x60140, PBARX5.0x65140, PBARX5.0x70140, PBARX5.0x75140, PBARX5.0x80140, PBARX5.0x85140, PBARX5.0x90140, PBARX5.0x95140, PBARX5.0x100140, PBARX5.0x150140, PBARX5.0x180140, PBARX5.0x200140, PBARX5.0x250140 PBARX5.5x10140, PBARX5.5x15140, PBARX5.5x20140, PBARX5.5x25140, PBARX5.5x30140, PBARX5.5x35140, PBARX5.5x40140, PBARX5.5x45140, PBARX5.5x50140, PBARX5.5x55140, PBARX5.5x60140, PBARX5.5x65140, PBARX5.5x70140, P1BARX5.5x75140, PBARX5.5x80140, PBARX5.5x85140, PlIARX5.5x90140,, PBAFtX5.5x95140, PBARX5.5x100140, PBARX5.5x150140, PBARX5.5x180140, PBARX5.5x200140, PBARX5.5x250140 PBARX6.0x10140, PBARX6.0x15140, PBARX6.0x20140, PBARX6.0x25140, PBARX6.0x30140, PBARX6.0x35140, PBARX6.0x40140, PBARX6.0x45140, PBARX6.0x50140, PBARX6.0x55140, PBARX6.0x60140, PBARX6.0x65140, PBARX6.0x70140, PBARX6.0x75140 | O.E.S DISTRIMED | 2023-03-17T00:00:00.000+01:00 | BALTON Sp. z o. o. ul. Nowy Swiat 7/14 00-496 Warszawa POLAND | Peripheral angioplasty catheter LOV1X -PBAA xBCD, PBARX1.25x10140, PBARX1.25x15140, PBARX1.25x20140, PBARX1.25x25140, PBARXI.25x30140, PBARX1.25x35140, PBARX1.25x40140 PBARX1.5x10140,, PBARX1.5x15140, PBARX1.5x20140,, PBARX1.5x25140, PBARX1.5x30140, PBARX1.5x35140, PBARX1.5x40140 PBARX1.75x10140, PBARX1.75x 15140, PBARX1.75x20140, PBARX1.75x25140, PBARX1.75x30140, PBARX1.75x35140,PBARX1.75x40140, PBARX2.0x10140, PBARX2.0x15140, PBARX2.0x20140, PBARX2.0x25140, PBARX2.0x30140, PBARX2.0x35140, PBARX2.0x40140, PBARX2.0x45140, PBARX2.0x50140, PBARX2.0x55140,, PBARX2.0x60140, PBARX2.0x65140, PBARX2.0x70140, PBARX2.0x75140, PBARX2.0x80140, PBARX2.0x85140, PBARX2.0x90140, PBARX2.0x95140, PBARX2.0x100140, PBARX2.0x150140,, PBARX2.0x180140, PBARX2.0x200140, PBARX2.0x250140 PBARX2.25x10140, PBARX2.25x15140, PBARX2.25x20140, PBARX2.25x25140, PBARX2.25x30140, PBARX2.25x35140, PBARX2.25x40140,, PBARX2.25x45140, PBARX2.25x50140, PBARX2.25x55140, PBARX2.25x60140, PBARX2.25x65140, PBARX2.25x70140, PBARX2.25x75140, PBARX2.25x80140, PBARX2.25x85140, PBARX2.25x90140, PBARX2.25x95140, PBARX2.25x100140, PBARX2.25x150140, PBARX2.25x180140, PBARX2.25x200140, PBARX2.25x250140 PBARX2.5x10140, PBARX2.5x15140, PBARX2.5x20140, PBARX2.5x25140, PBARX2.5x30140, PBARX2.5x35140, PBARX2.5x40140, PBARX2.5x45140, PBARX2.5x50140, PBARX2.5x55140, PBARX2.5x60140, PBARX2.5x65140, PBARX2.5x70140, PBARX2.5x75140, PBARX2.5x80140, PBARX2.5x85140, PBARX2.5x90140, PBARX2.5x95140, PBARX2.5x100140, PBARX2.5x150140, PBARX2.5x180140, PBARX2.5x200140, PBARX2.5x250140 PBARX2.75x10140, PBARX2.75x15140, PBARX2.75x20140, PBARX2.75x25140, PBARX2.75x30140, PBARX2.75x35140, PBA1RX2.75x40140, PBARX2.75x45140, PBARX2.75x50140, PBARX2.75x55140, PBARX2.75x60140, PBARX2.75x65140, PBARX2.75x70140, PBARX2.75x75140, PBARX2.75x80140, PBARX2.75x85140, PBARX2.75x90140, PBARX2.75x95140, PBARX2.75x100140, PBARX2.75x150140, PRARX2.75x180140, PBARX6.0x80140, PBARX6.0x85140, PBARX6.0x90140, PBARX6.0x95140, PBARX6.0x100140, PBARX6.0x150140, PBARX6.0x180140, PBARX6.0x200140, PBARX6.0x250140 PBARX6.5x10140, PBARX6.5x15140, PBARX6.5x20140, PBARX6.5x25140, PBARX6.5x30140, PBARX6.5x35140, PBARX6.5x40140, PBARX6.5x45140, PBARX6.5x50140, PBARX65x55140, PBARX6.5x60140, PBARX6.5x70140, PBARX6.5x75140, PBARX6.5x80140, PBAFtX6.5x85140, PBARX6.5x90140, P13ARX6.5x95140, PBARX6.5x100140, PBARX6.5x150140, PBARX6.5x180140, PBARX6.5x200140, , PBARX6.5x250140 PBARX7.0x10140, PBARX7.0x15140, PBARX7.0x20140, PBARX7.0x25140, PBARX7.0x30140, PBARX7.0x35140, PBARX7.0x40140, PBARX7.0x45140, PBARX7.0x50140,, PBARX7.0x55140, PBAFtX7.0x60140, PBARX7.0x65140, PBARX7.0x70140, PBARX7.0x75140, PBARX7.0x80140, PBARX7.0x85140, PBAIRX7.0x90140, PBARX7.0x95140, PBARX7.0x100140, PBARX7.0x150140, PBARX7.0x180140, PBARX7.0x200140, PBARX7.0x250140, PHARX2.75x200140, PBARX2.75x250140 PBARX3.0x10140, PBARX3.0x15140, PBARX3.0x20140, PBARX3.0x25140, PBARX3.0x30140, PBARX3.0x35140, PBARX3.0x40140, PBARX3.0x45140, PBARX3.0x50140, PBARX3.0x55140, PBARX3.0x60140, PBARX3.0x65140, PBAFtX3.0x70140, PBARX3.0x75140, PBARX3.0x80140, PBARX3.0x85140, PBARX3.0x90140, PBARX3.0x95140, PBARX3.0x100140, PBARX3.0x150140, PBARX3,0x180140, PBARX3.0x200140, PBARX3.0x250140 PBARX3.25x10140, PBARX3.25x15140, PBARX3.25x20140, PBARX3.25x25140, PBARX3.25x30140, PBARX3.25x35140, PBARX3.25x40140, PBARX3.25x45140, PBARX3.25x50140, PBARX3.25x55140, PBAFOC3.25x60140, PBARX3.25x65140, PBARX3.25x70140, PBARX3.25x75140, PBARX3.25x80140, PBARX3.25x85140, PBARX3.25x90140, PBARX3.25x95140, PBARX3.25x100140, PBARX3.25x150140, PBA1RX3.25x180140, PBARX3.25x200140, PBARX3.25x250140 PBARX3.5x10140, PBARX3.5x15140, PBARX3.5x20140, PBARX3.5x25140, PBARX3.5x30140, PBARX3.5x35140, PBARX3.5x40140, PBARX3.5x45140, PBARX3.5x50140, PBARX3.5x55140, PBARX3.5x60140, PBARX3.5x65140, PBARX3.5x70140, PBARX3.5x75140, PBARX3.5x80140, PBARX3.5x85140, PBARX3.5x90140, PBARX3.5x95140, PBARX3.5x100140, PBARX3.5x150140, PBARX3.5x180140, PBARX3.5x200140, PBARX3.5x250140 PBARX3.75x10140, PBARX3.75x15140, PBA | Klasa IIb | Kateter periferal per angioplasti, Kateter periferal per angioplasti | Pajisje nje perdorimeshe
13805 | SSKT‐021‐5/Dialysis Set, GSP‐003‐5/General Surgery Pack, SG‐001‐1/Standard Surgical Gown | E v i t a | 2023-03-20T00:00:00.000+01:00 | Su Biyomedikal Sistemler ve Saglik Hizmetleri San.ve Tic. A.S., Orhangazi mah. 1673. Sok No:20 Esenyurt Istambul, Su Biyomedikal Sistemler ve Saglik Hizmetleri San.ve Tic. A.S., Orhan Gazi mah. 1673. Sok No:20 Esenyurt Istambul | SSKT‐021‐5/Dialysis Set, GSP‐003‐5/General Surgery Pack, SG‐001‐1/Standard Surgical Gown | Is | Sete sterile qe perdoren gjate procedurave te dializes, Sete dhe beze sterile te cilat përdoren në procedura të ndryshme kirurgjikale, Perparese standarte mbrojtese qe vishet nga personeli mjeksor gjate procedurave kirurgjikale | Pajisje nje perdorimeshe
13841 | CareLink SmartSync Viva Consulta Syncra Advisa Ensura Application D00U008 | O.E.S DISTRIMED | 2023-03-24T00:00:00.000+01:00 | Medtronic Inc. 710 Medtronic Parkway Minneapolis,MN 55432 USA | CareLink SmartSync Viva Consulta Syncra Advisa Ensura Application D00U008 | Klasa III | Pajisje qe perdoret per programimin dhe testimin e pajijeve Kardiake | Instrumenta shumeperdorimeshe
13750 | PRONTIXTE (POCOM) BLU BLOCK | FARMAWORLD | 2023-03-24T00:00:00.000+01:00 | INDUSTRIE OTTICHE ITALIANE , Corso Fiume 4 - 10133 TORINO,ITALY | PRONTIXTE (POCOM) BLU BLOCK | Klasa I | L'occhiale premontato , Syze te montuara paraprakisht janë pajisje mjekësore të klases I që përdoren për korrigjimin e problemeve të shikimit. | Tjeter
13839 | Allia IGS 3 (5874604), Allia IGS 5 (5872892) | MONTAL | 2023-03-28T00:00:00.000+02:00 | GE MEDICAL SYSTEMS SCS 283 RUE DE LA MINIERE 78530 BUC, FRANCE | Allia IGS 3 (5874604), Allia IGS 5 (5872892) | Klasa IIb | Allia IGS 3 dhe Allia IGS 5 janë sisteme angiografike me rreze X | Pajisje diagnostikuese dhe terapeutike me rezatim
13870 | ICT Sample Diluent 2P32 11 | PEGASUS. | 2023-04-04T00:00:00.000+02:00 | Abbott Laboratories Diagnostics Division Abbott Park 60064 USA | ICT Sample Diluent 2P32 11 | In vitro | Eshte nje solucion bufer qe perdoret ne analizuesin Architect per matjen e joneve ne plazme ose urine | Pajisje nje perdorimeshe
13876 | Phonak Virto P90-10 NW O, Phonak Virto P90-312 NW O, Phonak Virto P90-312, Phonak Virto P70-10 NW O, Phonak Virto P70-312 NW O, Phonak Virto P70-312, Phonak Virto P50-10 NW O, Phonak Virto P50-312 NW O, Phonak Virto P50-312, Phonak Virto P30-10 NW O, Phonak Virto P30-312 NW O, Phonak Virto P30-312 | APARATE DEGJIMI | 2023-04-04T00:00:00.000+02:00 | SONOVA AG Laubisrütistrasse 28 CH-8712 STÄFA SWITZERLAND | Phonak Virto P90-10 NW O, Phonak Virto P90-312 NW O, Phonak Virto P90-312, Phonak Virto P70-10 NW O, Phonak Virto P70-312 NW O, Phonak Virto P70-312, Phonak Virto P50-10 NW O, Phonak Virto P50-312 NW O, Phonak Virto P50-312, Phonak Virto P30-10 NW O, Phonak Virto P30-312 NW O, Phonak Virto P30-312 | Klasa IIa | Aparate degjimi per permiresimin e degjimit tek paciente te moshave te ndryshme | Pajisje te implantueshme aktive
13918 | SenSight Burr Hole Device B31000 | O.E.S DISTRIMED | 2023-04-13T00:00:00.000+02:00 | Medtronic Inc. 710 Medtronic Parkway Minneapolis,MN 55432 USA | SenSight Burr Hole Device B31000 | Te implantueshme aktive | Pajisje ndihmese per neurostimulatorin | Pajisje te implantueshme aktive
13941 | CareLink SmartSyncTM Micra VR Application D00U006 | O.E.S DISTRIMED | 2023-04-18T00:00:00.000+02:00 | Medtronic Inc. 710 Medtronic Parkway Minneapolis,MN 55432 USA | CareLink SmartSyncTM Micra VR Application D00U006 | Klasa III | Pajisje qe perdoret per programimin dhe testimin e pajisjeve Kardiake | Tjeter
13860 | Bevisto W1 : 3110, 3111, 3116 | Amber Dental | 2023-04-19T00:00:00.000+02:00 | Beviston GmbH Scharnstedter Weg 34 - 36 27639 Wurster Nordseekuste (Nordholz) Germany | Bevisto W1 : 3110, 3111, 3116 | Klasa I | dezifektues dhe zhbllokues aspiratori | Pajisje dentare
13862 | LC-Tray (Light Curing Tray Material) 000LC011/000LC021/000LC031 | EURODENTA | 2023-04-20T00:00:00.000+02:00 | dent a pharm Produktionsgesellschaft mbH Schusterring 35 25355 Barmstedt, Gjermani | LC-Tray (Light Curing Tray Material) 000LC011/000LC021/000LC031 | Klasa I | Material mase me drite per nofullen e siperme | Pajisje dentare
13973 | EUROPA B EVO 24 O, Line 7 steam sterilizer, Ref: STGA099 | MONTAL | 2023-04-24T00:00:00.000+02:00 | TECNO-GAZ S.p.A, Strada Cavalli n. 4, 43038, Sala Baganza, Parma, ITALY | EUROPA B EVO 24 O, Line 7 steam sterilizer, Ref: STGA099 | Klasa IIb | EUROPA B EVO 24 O është një pajisje elektrike (Autoklavë) e projektuar për eliminimin dhe/ose inaktivizimin total të mikroorganizmave nga pajisjet mjekësore dhe produktet e lidhura me to duke përdorur avull nën presion si agjent sterilizues. | Pajisje elektromekanike
13903 | Powder Free Nitrile Examination Gloves | MOTO-MANIA | 2023-04-26T00:00:00.000+02:00 | Cranberry International Sdn. Bhd. No. 1, Jalan Sitar 33/6, Seksyen 33, 40400 Shah Alam, Selangor, Malaysia. SRN: MY-MF-000004878 | Powder Free Nitrile Examination Gloves | Klasa I | Doreza ekzaminimi nitrile pa puder | Pajisje dentare
14004 | OTSC CLIP, OTSC System Set 100.03/100.04/100.05/100.06/100.07/100.08/100.09/100.10/100.11/100.12/100.13/100.14/100.27/100.28/100.29/100.30/100.31 | GREEMED | 2023-04-27T00:00:00.000+02:00 | Ovesco Endoscopy AG;Friedrich-Miescher-Str.9,D-72076 Tubingen, Germany | OTSC CLIP, OTSC System Set 100.03/100.04/100.05/100.06/100.07/100.08/100.09/100.10/100.11/100.12/100.13/100.14/100.27/100.28/100.29/100.30/100.31 | Klasa IIb | Klip endoskopik per ndalimin e hemoragjise ose perforacion | Pajisje nje perdorimeshe
14067 | Alpha Dent Implants Dental Implants CELL IMPLANTS ZIA IMPLANT Ø 3.85 L 10 ZIA 3.85x10, ZIA Implant Ø 3.85 L 11.5 ZIA 3.85x11.5, ZIA Implant Ø 3.85 L 13 ZIA 3.85x13, ZIA Implant Ø 3.85 L 16 ZIA 3.85x16 , ZIA Implant Ø 3.85 L 18 ZIA 3.85x18, ZIC Implant Ø 3.85 L 8 ZIC 3.85x8, ZIC Implant Ø 3.85 L 10 ZIC 3.85x10 , ZIC Implant Ø 3.85 L 11.5 ZIC 3.85x11.5 , ZIC Implant Ø 3.85 L 13 ZIC 3.85x13 , ZIC Implant Ø 3.85 L 16 ZIC 3.85x16, ZIC Implant Ø 3.85 L 18 ZIC 3.85x18 | BRIANZA DENT | 2023-05-10T00:00:00.000+02:00 | Alpha Dent Implants GmbH, Hanauer Straße, 8, 75181, Pforzheim, Germany | Alpha Dent Implants Dental Implants CELL IMPLANTS ZIA IMPLANT Ø 3.85 L 10 ZIA 3.85x10, ZIA Implant Ø 3.85 L 11.5 ZIA 3.85x11.5, ZIA Implant Ø 3.85 L 13 ZIA 3.85x13, ZIA Implant Ø 3.85 L 16 ZIA 3.85x16 , ZIA Implant Ø 3.85 L 18 ZIA 3.85x18, ZIC Implant Ø 3.85 L 8 ZIC 3.85x8, ZIC Implant Ø 3.85 L 10 ZIC 3.85x10 , ZIC Implant Ø 3.85 L 11.5 ZIC 3.85x11.5 , ZIC Implant Ø 3.85 L 13 ZIC 3.85x13 , ZIC Implant Ø 3.85 L 16 ZIC 3.85x16, ZIC Implant Ø 3.85 L 18 ZIC 3.85x18 | Klasa IIb | Implante dentare Alpha Dent | Pajisje dentare
13986 | 2HP Tray with Housings (87-1974), 1HP Tray with Housings (87-1975), 1HP Tray w/o Housings (87-1979), 2HP Tray w/o Housings (87-1980), Single Handpiece Case with Housing (87-1981), 1 HP Tray with Housings (87-2041), 1HP Tray w/o Housings (87-2042) | T R I M E D | 2023-05-10T00:00:00.000+02:00 | Symmetry Medical Manufacturing, Inc. dba Tecomet, Inc 253 Abby Road Manchester, NH 03103 USA | 2HP Tray with Housings (87-1974), 1HP Tray with Housings (87-1975), 1HP Tray w/o Housings (87-1979), 2HP Tray w/o Housings (87-1980), Single Handpiece Case with Housing (87-1981), 1 HP Tray with Housings (87-2041), 1HP Tray w/o Housings (87-2042) | Klasa I | Instrumenta që përdoren për mbrojtjen dhe organizimin e instrumentave gjatë sterilizimeve dhe shpërndarjes në fushën kirurgjikale | Instrumenta shumeperdorimeshe
14069 | ACROBAT V Vacuum Off-Pump System,OM-9100S, ACROBAT SUV Vacuum Off-Pump System,OM-9000S, ACROBAT SUV Vacuum Off-Pump System,OM-9000Z, ACROBAT-i Vacuum Stabilizer System,OM-10000, ACROBAT-i Vacuum Positioner System,XP-5000, ACROBAT-i Vacuum Positioner System,XP-5000Z, ACROBAT-i Vacuum Stabilizer System,OM-10000Z | FEDOS | 2023-05-04T00:00:00.000+02:00 | Getinge Czech Republic, s.r.o., Na Strži 1702/65, Praha 4, Czech republic | ACROBAT V Vacuum Off-Pump System,OM-9100S, ACROBAT SUV Vacuum Off-Pump System,OM-9000S, ACROBAT SUV Vacuum Off-Pump System,OM-9000Z, ACROBAT-i Vacuum Stabilizer System,OM-10000, ACROBAT-i Vacuum Positioner System,XP-5000, ACROBAT-i Vacuum Positioner System,XP-5000Z, ACROBAT-i Vacuum Stabilizer System,OM-10000Z | Klasa IIa | : Sisteme dhe aksesore per stabilizimin e zemres gjate kardiokirurgjive pa pompe ekstrakorporale zemer-mushkri, Sisteme dhe aksesore per stabilizimin e zemres gjate kardiokirurgjive pa pompe ekstrakorporale zemer-mushkri | Tjeter
14039 | Endo Stitch™ Auto Suture™Suturing Device 10mm 173016, Endo Close™ Auto Suture™Trocar Site Closure Device 173022, Endo Stitch™ Auto Suture™Suturing Device 10mm Short 173027, V-Loc™ PBT Non-absorbable Reload, USP size 0 (EP 3.5 Metric), dyed Blue, 4" length VLOCN004L, V-Loc™ PBT Non-absorbable Reload, USP size 0 (EP 3.5 Metric), dyed Blue, 6" length VLOCN006L, V-Loc™ PBT Non-absorbable Reload, USP size 0 (EP 3.5 Metric), dyed Blue, 8" length VLOCN008L, V-Loc™ PBT Non-absorbable Reload, USP size 2/0 (EP 3 Metric), dyed Blue, 4" length VLOCN204L, V-Loc™ PBT Non-absorbable Reload, USP size 2/0 (EP 3 Metric), dyed Blue, 4" length VLOCN206L, V-Loc™ PBT Non-absorbable Reload, USP size 2/0 (EP 3 Metric), dyed Blue, 4" length VLOCN208L, V-Loc™ PBT Non-absorbable Reload, USP size 2/0 (EP 3 Metric), dyed Blue, 4" length VLOCN304L, V-Loc™ PBT Non-absorbable Reload, USP size 2/0 (EP 3 Metric), dyed Blue, 4" length VLOCN306L, V-Loc™ PBT Non-absorbable Reload, USP size 2/0 (EP 3 Metric), dyed Blue, 4" length VLOCN308L | O.E.S DISTRIMED | 2023-05-05T00:00:00.000+02:00 | Covidien llc 15 Hampshire Street Mansfield, MA 02048, U.S.A. | Endo Stitch™ Auto Suture™Suturing Device 10mm 173016, Endo Close™ Auto Suture™Trocar Site Closure Device 173022, Endo Stitch™ Auto Suture™Suturing Device 10mm Short 173027, V-Loc™ PBT Non-absorbable Reload, USP size 0 (EP 3.5 Metric), dyed Blue, 4" length VLOCN004L, V-Loc™ PBT Non-absorbable Reload, USP size 0 (EP 3.5 Metric), dyed Blue, 6" length VLOCN006L, V-Loc™ PBT Non-absorbable Reload, USP size 0 (EP 3.5 Metric), dyed Blue, 8" length VLOCN008L, V-Loc™ PBT Non-absorbable Reload, USP size 2/0 (EP 3 Metric), dyed Blue, 4" length VLOCN204L, V-Loc™ PBT Non-absorbable Reload, USP size 2/0 (EP 3 Metric), dyed Blue, 4" length VLOCN206L, V-Loc™ PBT Non-absorbable Reload, USP size 2/0 (EP 3 Metric), dyed Blue, 4" length VLOCN208L, V-Loc™ PBT Non-absorbable Reload, USP size 2/0 (EP 3 Metric), dyed Blue, 4" length VLOCN304L, V-Loc™ PBT Non-absorbable Reload, USP size 2/0 (EP 3 Metric), dyed Blue, 4" length VLOCN306L, V-Loc™ PBT Non-absorbable Reload, USP size 2/0 (EP 3 Metric), dyed Blue, 4" length VLOCN308L | Klasa IIa, Klasa IIb | Instrumenta endoskopik per qepje | Pajisje nje perdorimeshe
13959 | FLEX COMFORT SYCURA, kodi 68 - M | GLOBALSHER | 2023-05-05T00:00:00.000+02:00 | SYNERGIC ITALIANA SRL, Via della Tecnica, 23 - 40068 - San Lazzaro di Savena (BO) - Italia | FLEX COMFORT SYCURA, kodi 68 - M | Klasa I | KLASA I: Dyshek statik në shkumë poliuretani të zgjeruar me qeliza të hapura për shtrimin në spital të zakonshëm, pediatrik dhe neonatologjik. | Pajisje mobilim spitalor
13960 | FLEX ANTIDECUBITO SYCURA, kodi 58 - M | GLOBALSHER | 2023-05-05T00:00:00.000+02:00 | SYNERGIC ITALIANA SRL, Via della Tecnica, 23 - 40068 - San Lazzaro di Savena (BO) - Italia | FLEX ANTIDECUBITO SYCURA, kodi 58 - M | Klasa I | KLASA I: Dyshek statik me shkumë poliuretani me qeliza të hapura me sipërfaqe mbështetëse në formë piramidash të cunguara, për shtrimin në spital të zakonshëm, specialist dhe me rrezik të ulët dekubiti. Veçanërisht i përshtatshëm për një qëndrim shumë transpirues me një gradient të ulët kompresimi në sistemin muskuloskeletor. | Pajisje mobilim spitalor
13790 | Dezinfektant | MONTAL | 2023-03-10T00:00:00.000+01:00 | Fresenius Medical Care AG Co. KGaA - 61346 Bad Homburg, Germany | Citrosteril 5L - F00005857, F00005858, ClearSurf 2L - 5085691, 5085731, 5085771, 5085781, 5085791 | Klasa IIa | Dezinfektant per pajisje dialize, Dezinfektant per siperfaqe pajisjesh mjekesore | Produkte per institucione te kujdesit shendetesor
13756 | Minor Surgery Pack | E v i t a | 2023-03-28T00:00:00.000+02:00 | Su Biyomedikal Sistemler ve Saglik Hizmetleri San.ve Tic. A.S., Orhan Gazi mah. 1673. Sok No:20 Esenyurt Istambul | GSP-006-1/Minor Surgery Pack | Klasa IIa | Sete dhe beze sterile te cilat përdoren në procedura të ndryshme kirurgjikale | Pajisje nje perdorimeshe
13769 | D Dimer Controls 01R1010, D Dimer Calibrator 01R1001 | PEGASUS. | 2023-03-13T00:00:00.000+01:00 | Biokit SA Av Can Montcau 7 Llica dAmunt Barcelona 08186 Spain | D Dimer Controls 01R1010, D Dimer Calibrator 01R1001 | In vitro | Reagente qe sherbejne per vleresimin e precizionit ne analizen sasiore te proteines D Dimer ne plazme, Reagente qe sherbejne si kalibratore te saktesise ne analizen sasiore te proteines D Dimer ne plazme | Pajisje te diagnostifikimit in vitro
13794 | Prismaflex HF20 Set 109841, Prismaflex HF20 CKT Set 115313 | INCOMED | 2023-03-20T00:00:00.000+01:00 | GAMBRO Industries, a subsidiary of Baxter Healthcare Inc. 7, avenue Lionel Terray BP 126 69883 MEYZIEU Cedex FRANCE | Prismaflex HF20 Set 109841, Prismaflex HF20 CKT Set 115313 | Klasa IIb | Filtra per pajisje te dializes se vazhdueshme per pajisjen Prismaflex. | Pajisje nje perdorimeshe
13814 | Alinity i Tacrolimus Reagent Kit 09P4220, Alinity i Tacrolimus Whole Blood Precipitation Reagent 09P4240, Alinity i Tacrolimus Calibrators 09P4201 | PEGASUS. | 2023-03-28T00:00:00.000+02:00 | Abbott Ireland Diagnostics Division Finisklin Business Park Sligo Ireland | Alinity i Tacrolimus Reagent Kit 09P4220, Alinity i Tacrolimus Whole Blood Precipitation Reagent 09P4240, Alinity i Tacrolimus Calibrators 09P4201 | In vitro | Reagente qe perdoren ne analizen sasiore te tacrolimus ne mostrat e gjakut me sistemin Alinity, Reagente qe ndihmojne precipitimin ne analizen e tacrolimus ne mostrat e gjakut me sistemin Alinity, Reagente qe perdoren ne kalibrimin e analizes sasiore te tacrolimus ne mostrat e gjakut me sistemin Alinity | Pajisje te diagnostifikimit in vitro
13825 | KOMPRI lux, KOMPRI lus s, sterile and non-sterile gauze swabs, with or without X-ray thread | DIAL-ALB | 2023-03-27T00:00:00.000+02:00 | ZARYS International Group sp. z o.o. sp.k. ul Pod Borem 18, 41-808 Zabrze, Poland | KOMPRI lux, KOMPRI lus s, sterile and non-sterile gauze swabs, with or without X-ray thread | Klasa IIa | Garza sterile dhe jo sterile | Pajisje nje perdorimeshe
13819 | Dental Unit ROSON KLT-6210 | MOTO-MANIA | 2023-03-29T00:00:00.000+02:00 | Foshan Roson Medical Instruments Co Ltd. Adresa No.9 Henggui Mid-Road Lianhe Industrial Zone Luocun Nanhai Foshan Guangdong Province, China | Dental Unit ROSON KLT-6210 | Klasa IIa | POLTRON DENTAR | Pajisje dentare
13877 | ZC Series Integral Dental Unit ZC-9200A, ZC Series Integral Dental Unit ZC-S300, ZC Series Integral Dental Unit ZC-S400, ZC Series Integral Dental Unit ZC-S500, ZC Series Integral Dental Unit ZC-S600, ZC Series Integral Dental Unit ZC-S700, ZC Series Integral Dental Unit ZC-S800, YXQ Series Pressure Steam Sterilizer YXQ-22B, YXQ Series Pressure Steam Sterilizer YXQ-18B, YXQ Series Pressure Steam Sterilizer YXQ-16B | Amber Dental | 2023-04-03T00:00:00.000+02:00 | Foshan Joinchamp Medical Device Co.,Ltd No.1 Keyang Road,Nanzhuang Town 528000 Foshan City Guangdong P.R. China | ZC Series Integral Dental Unit ZC-9200A, ZC Series Integral Dental Unit ZC-S300, ZC Series Integral Dental Unit ZC-S400, ZC Series Integral Dental Unit ZC-S500, ZC Series Integral Dental Unit ZC-S600, ZC Series Integral Dental Unit ZC-S700, ZC Series Integral Dental Unit ZC-S800, YXQ Series Pressure Steam Sterilizer YXQ-22B, YXQ Series Pressure Steam Sterilizer YXQ-18B, YXQ Series Pressure Steam Sterilizer YXQ-16B | Klasa IIa | poltron dentar, Autoklave per sterilizim | Pajisje dentare
13785 | SSMR START Hand Switch, 3014409 Prefilled Syringe Adapter | SAER MEDICAL | 2023-04-06T00:00:00.000+02:00 | Bayer Medical Care Inc. 1 Bayer Drive Indianola, PA 15051-0780 USA | SSMR START Hand Switch, 3014409 Prefilled Syringe Adapter | Klasa I | Celes Dore per Injektor Kontrasti, Adaptor per Shiringe te Gatshme, te parambushur, per Injektor Kontrasti | Pajisje elektromekanike
13885 | Communicator-TM90-Variant-TM90T,TM90D,TM90P | O.E.S DISTRIMED | 2023-04-06T00:00:00.000+02:00 | Medtronic Inc. 710 Medtronic Parkway Minneapolis,MN 55432 USA | Communicator-TM90-Variant-TM90T,TM90D,TM90P | Klasa III | Komunikator pajisje per lidhjen e aplikacionit te instaluar me pajisjen mjekesore te implantuar | Pajisje nje perdorimeshe
13782 | Polywax Base Plate Wax, Perfectwax Base Plate Wax, Polywax Modeling Wax, Polywax Orthodontic Wax, Polywax Utility Wax, Polycure Pattern Resin, Polimice (Pumize), Dental Stone | Amber Dental | 2023-04-05T00:00:00.000+02:00 | Bilkim Tibbi Urunler San Ve Tic LTD STI. kazim pasa mahallesi 1212/1 sokak no1/1 35660 Menemen Izmir Turkey | Polywax Base Plate Wax, Perfectwax Base Plate Wax, Polywax Modeling Wax, Polywax Orthodontic Wax, Polywax Utility Wax, Polycure Pattern Resin, Polimice (Pumize), Dental Stone | Klasa I | dyll kafshimi, rezine per berjen e protezave, pomice per lucidim protezash, allci per derdhje masa laboratori | Pajisje dentare
13907 | Silicone Sump Drain Tube, 2016 series | MONTAL | 2023-04-07T00:00:00.000+02:00 | FORTUNE MEDICAL INSTRUMENT CORP. 6FL., NO. 29, SEC.2, JHONGJHENG E. RD., DANSHUEI DIST, NEW TAIPEI CITY 251, TAIWAN | Silicone Sump Drain Tube, 2016 series | Klasa IIa | Silicone Sump Drain Tube, jane pajisje mjekesore qe perdoren per drenazhim gjate nje operacioni abdominal | Pajisje nje perdorimeshe
13984 | ETHILON™ (Polyamide 6 or Polyamide 6, 6) Sterile Synthetic Non Absorbable Surgical Suture | E v i t a | 2023-04-11T00:00:00.000+02:00 | Ethicon LLC, Highway 183 Km 8.3, San Lorenzo, Pr 00754, USA | ETHILON™ (Polyamide 6 or Polyamide 6, 6) Sterile Synthetic Non Absorbable Surgical Suture | Klasa III | Penj per qepje kirurgjikale me perberje poliamidi,te paabsorbueshme | Pajisje nje perdorimeshe
13908 | MAC VU360 (v1.02 SP04 and after) (2030360-001), CAM Connect 14 (2091686-001), CAM Connect 14 w/ BC (2091685-001) | MONTAL | 2023-04-07T00:00:00.000+02:00 | GE Medical Systems Information Technologies, Inc. 9900 Innovation Drive, Wauwatosa, WI 53226 USA | MAC VU360 (v1.02 SP04 and after) (2030360-001), CAM Connect 14 (2091686-001), CAM Connect 14 w/ BC (2091685-001) | Klasa IIa | MAC VU360 eshte një elektrokardiograf pushimi me performancë të lartë dhe me shumë kanale., CAM Connect 14 eshte një elektrokardiograf pushimi me performancë të lartë dhe me nje kanal., CAM Connect 14 w/ BC eshte një elektrokardiograf pushimi me performancë të lartë dhe me nje kanal. | Pajisje elektromekanike
13912 | ABSTACK10 AbsorbaTackTM Fixation Device 10 Violet Absorbable Tacks 5mm, ABSTACK15 AbsorbaTackTM Fixation Device 15 Violet Absorbable Tacks 5mm, ABSTACK20 AbsorbaTackTM Fixation Device 20 Violet Absorbable Tacks 5mm, ABSTACK20S AbsorbaTackTM Fixation Device 20 Violet Absorbable Tacks 5mm Short, ABSTACK30 AbsorbaTackTM Fixation Device 30 Violet Absorbable Tacks 5mm, ABSTACK30X AbsorbaTackTM Fixation Device 30 Violet Absorbable Tacks 5mm | O.E.S DISTRIMED | 2023-04-12T00:00:00.000+02:00 | Covidien, IlC 15 Hampshire Street, Mansfield, MA 02048 | ABSTACK10 AbsorbaTackTM Fixation Device 10 Violet Absorbable Tacks 5mm, ABSTACK15 AbsorbaTackTM Fixation Device 15 Violet Absorbable Tacks 5mm, ABSTACK20 AbsorbaTackTM Fixation Device 20 Violet Absorbable Tacks 5mm, ABSTACK20S AbsorbaTackTM Fixation Device 20 Violet Absorbable Tacks 5mm Short, ABSTACK30 AbsorbaTackTM Fixation Device 30 Violet Absorbable Tacks 5mm, ABSTACK30X AbsorbaTackTM Fixation Device 30 Violet Absorbable Tacks 5mm | Klasa III | Pajisje fiksuese per perdorim ne kirurgji | Pajisje nje perdorimeshe
13924 | RESECTOSCOPE (253-000-411),ELECTRODE ,HF SURGERY, ACTIVE ELECTRODE (253-000-541;253-000-545;253-000-543;253-000-547) | 2 A - PHARMA | 2023-04-19T00:00:00.000+02:00 | RZ Medizintechnik GmbH Unter Hasslen 20 78532 Tuttlingen Germany | RESECTOSCOPE (253-000-411),ELECTRODE ,HF SURGERY, ACTIVE ELECTRODE (253-000-541;253-000-545;253-000-543;253-000-547) | Klasa IIb | Rezetoskop, elektroda kirurgjikale HF dhe elektroda aktive | Instrumenta shumeperdorimeshe
13939 | Rotary Dental diamond instruments and carbide instruments RA Diacarb 204.031.014, Rotary Dental diamond instruments and carbide instruments RA Diacarb 204.033.016, Rotary Dental diamond instruments and carbide instruments Diamond CA 204.368.021, Rotary Dental diamond instruments and carbide instruments Diamant CA 368.023 204.368.023, Rotary Dental diamond instruments and carbide instruments Diamant CA 801 204.801.010, Rotary Dental diamond instruments and carbide instruments Diamant CA 801 204.801.012, Rotary Dental diamond instruments and carbide instruments Diamant CA 801 204.801.014, Rotary Dental diamond instruments and carbide instruments Diamant CA 801 204.801.016, Rotary Dental diamond instruments and carbide instruments Diamant CA 801 204.801.018, Rotary Dental diamond instruments and carbide instruments Diamant CA 801 204.801.023, Rotary Dental diamond instruments and carbide instruments Diamant CA 801 204.801.029, Rotary Dental diamond instruments and carbide instruments Diamant CA 802 204.802.018, Rotary Dental diamond instruments and carbide instruments Diamant CA 805 204.805.010, Rotary Dental diamond instruments and carbide instruments Diamant CA 805 204.805.012, Rotary Dental diamond instruments and carbide instruments Diamant CA 805 204.805.014, Rotary Dental diamond instruments and carbide instruments Diamant CA 805 204.805.016, Rotary Dental diamond instruments and carbide instruments FG diamant short 313.847.016, Rotary Dental diamond instruments and carbide instruments FG diamant short 313.848.016, Rotary Dental diamond instruments and carbide instruments FG diamant short 313.852.012, Rotary Dental diamond instruments and carbide instruments FG diamant short 313.856.014, Rotary Dental diamond instruments and carbide instruments FG diamant short 313.856.016, Rotary Dental diamond instruments and carbide instruments FG diamant short 313.858.014, Rotary Dental diamond instruments and carbide instruments FG diamant short 313.859.010, Rotary Dental diamond instruments and carbide instruments FG diamant short 313.859.016, Rotary Dental diamond instruments and carbide instruments FG diamant short 313.860.012, Rotary Dental diamond instruments and carbide instruments FG diamant short 313.862.012, Rotary Dental diamond instruments and carbide instruments FG diamant short 313.877.010, Rotary Dental diamond instruments and carbide instruments FG diamant short 313.877.012, Rotary Dental diamond instruments and carbide instruments FG diamant short 313.878.012, Rotary Dental diamond instruments and carbide instruments FG diamant short 313.878.014, Rotary Dental diamond instruments and carbide instruments FG diamant short 313.885.012, Rotary Dental diamond instruments and carbide instruments FG diamant short 313.889.009, Rotary Dental diamond instruments and carbide instruments FG diamant short 313.909.042, Rotary Dental diamond instruments and carbide instruments FG Diacarb 314.001.005, Rotary Dental diamond instruments and carbide instruments FG Diacarb 314.001.006, Rotary Dental diamond instruments and carbide instruments FG Diacarb 314.001.008, Rotary Dental diamond instruments and carbide instruments FG Diacarb 314.001.010, Rotary Dental diamond instruments and carbide instruments FG Diacarb 314.001.012, Rotary Dental diamond instruments and carbide instruments FG Diacarb 314.001.014, Rotary Dental diamond instruments and carbide instruments FG Diacarb 314.001.016, Rotary Dental diamond instruments and carbide instruments FG Diacarb 314.001.018, Rotary Dental diamond instruments and carbide instruments FG Diacarb 314.001.021, Rotary Dental diamond instruments and carbide instruments FG Diacarb 314.001.023, Rotary Dental diamond instruments and carbide instruments FG Diacarb 314.002.008, Rotary Dental diamond instruments and carbide instruments FG Diacarb 314.002.010, Rotary Dental diamond instruments and carbide instruments FG Diacarb 314.002.012, Rotary Dental diamond instruments and carbide instruments FG Diacarb 314.002.014, Rotary Dental diamond instruments and carbide instruments FG Diacarb 314.002.016, Rotary Dental diamond instruments and carbide instruments FG Diacarb 314.002.018, Rotary Dental diamond instruments and carbide instruments FG Diacarb 314.007.008, Rotary Dental diamond instruments and carbide instruments FG Diacarb 314.007.010, Rotary Dental diamond instruments and carbide instruments FG Diacarb 314.007.012, Rotary Dental diamond instruments and carbide instruments FG Diacarb 314.017.010, Rotary Dental diamond instruments and carbide instruments FG Diacarb 314.021.009, Rotary Dental diamond instruments and carbide instruments FG Diacarb 314.021.010, Rotary Dental diamond instruments and carbide instruments FG Diacarb 314.021.012, Rotary Dental diamond instruments and carbide instruments FG Diacarb 314.021.014, Rotary Dental diamond instruments and carbide instruments FG Diacarb 314.021.016, Rotary Dental diamond instruments and carbide instruments FG Diacarb 314.023.008, Rotary Dental diamond instruments and carbide instruments FG Diacarb 314.023.010, Rotary Dental diamond instruments and carbide instruments FG Diacarb 314.023.012, Rotary Dental diamond instruments and carbide instruments FG Diacarb 314.031.008, Rotary Dental diamond instruments and carbide instruments FG Diacarb 314.031.010, Rotary Dental diamond instruments and carbide instruments FG Diacarb 314.031.012, Rotary Dental diamond instruments and carbide instruments FG Diacarb 314.031.014, Rotary Dental diamond instruments and carbide instruments FG Diacarb 314.031.016, Rotary Dental diamond instruments and carbide instruments FG Diacarb 314.033.010, Rotary Dental diamond instruments and carbide instruments FG Diacarb 314.033.012, Rotary Dental diamond instruments and carbide instruments FG Diacarb 314.033.016, Rotary Dental diamond instruments and carbide instruments FG Diacarb 314.033.021, Rotary Dental diamond instruments and carbide instruments FG Diacarb 314.040.010, Rotary Dental diamond instruments and carbide instruments FG Diacarb 314.041.012, Rotary Dental diamond instruments and carbide instruments FG Diacarb 314.041.014, Rotary Dental diamond instruments and carbide instruments FG Diacarb 314.041.018, Rotary Dental diamond instruments and carbide instruments FG Diacarb 314.041.023, Rotary Dental diamond instruments and carbide instruments FG Diacarb 314.041.027, Rotary Dental diamond instruments and carbide instruments FG Diacarb 314.046.014, Rotary Dental diamond instruments and carbide instruments FG Diacarb 314.046.018, Rotary Dental diamond instruments and carbide instruments FG Diacarb 314.046.023, Rotary Dental diamond instruments and carbide instruments FG Diacarb 314.048.008, Rotary Dental diamond instruments and carbide instruments FG Diacarb 314.048.010, Rotary Dental diamond instruments and carbide instruments Diamant CA 807 204.807.016, Rotary Dental diamond instruments and carbide instruments Diamant CA 808 204.808.018, Rotary Dental diamond instruments and carbide instruments Diamant CA 810 204.810.040, Rotary Dental diamond instruments and carbide instruments Diamant CA 818 204.818.040, Rotary Dental diamond instruments and carbide instruments Diamond RA 204.835.008, Rotary Dental diamond instruments and carbide instruments Diamant CA 835 204.835.010, Rotary Dental diamond instruments and carbide instruments Diamant CA 835 204.835.012, Rotary Dental diamond instruments and carbide instruments Diamant CA 835 204.835.014, Rotary Dental diamond instruments and carbide instruments Diamant CA 835 204.835.016, Rotary Dental diamond instruments and carbide instruments Diamant CA 837 204.837.012, Rotary Dental diamond instruments and carbide instruments Diamond RA 204.837.014, Rotary Dental diamond instruments and carbide instruments Diamond RA 204.839.014, Rotary Dental diamond instruments and carbide instruments Diamant CA 845 204.845.010, Rotary Dental diamond instruments and carbide instruments Diamant CA 845 204.845.012, Rotary Dental diamond instruments and carbide instruments Diamond RA 204.848.012, Rotary Dental diamond instruments and carbide instruments Diamond RA 204.848.014, Rotary Dental diamond instruments and carbide instruments Diamond RA 204.848.016, Rotary Dental diamond instruments and carbide instruments Diamond RA 204.848.018, Rotary Dental diamond instruments and carbide instruments Diamant CA 850 204.850.012, Rotary Dental diamond instruments and carbide instruments Diamant WS 850 204.850.014, Rotary Dental diamond instruments and carbide instruments Diamond RA 204.850.016, Rotary Dental diamond instruments and carbide instruments Diamond RA 204.857.014, Rotary Dental diamond instruments and carbide instruments Diamant CA 859 204.859.012, Rotary Dental diamond instruments and carbide instruments Diamant CA 859 204.859.016, Rotary Dental diamond instruments and carbide instruments Diamant CA 860 204.860.012, Rotary Dental diamond instruments and carbide instruments Diamant CA 860 204.860.016, Rotary Dental diamond instruments and carbide instruments Diamant CA 862 204.862.012, Rotary Dental diamond instruments and carbide instruments Diamant CA 863 204.863.012, Rotary Dental diamond instruments and carbide instruments Diamant CA 863.018 204.863.018, Rotary Dental diamond instruments and carbide instruments Diamond RA 204.881.012, Rotary Dental diamond instruments and carbide instruments Diamond RA 204.881.014, Rotary Dental diamond instruments and carbide instruments Diazircon 204.943.090, Rotary Dental diamond instruments and carbide instruments Perio diamant standard 205.831.012, Rotary Dental diamond instruments and carbide instruments Perio diamant standard 205.832.014, Rotary Dental diamond instruments and carbide instruments FG short Diacarb 313.007.008, Rotary Dental diamond instruments and carbide instruments FG diamant short 313.368.016, Rotary Dental diamond instruments and carbide instruments FG diamant short 313.801.008, Rotary Dental diamond instruments and carbide instruments FG diamant short 313.801.009, Rotary Dental diamond instruments and carbide instruments FG diamant short 313.801.010, Rotary Dental diamond instruments and carbide instruments FG diamant short 313.801.012, Rotary Dental diamond instruments and carbide instruments FG diamant short 313.801.014, Rotary Dental diamond instruments and carbide instruments FG diamant short 313.801.016, Rotary Dental diamond instruments and carbide instruments FG diamant short 313.801.018, Rotary Dental diamond instruments and carbide instruments FG diamant short 313.802.009, Rotary Dental diamond instruments and carbide instruments FG diamant short 313.802.012, Rotary Dental diamond instruments and carbide instruments FG diamant short 313.802.016, Rotary Dental diamond instruments and carbide instruments FG diamant short 313.802.023, Rotary Dental diamond instruments and carbide instruments FG diamant short 313.805.010, Rotary Dental diamond instruments and carbide instruments FG diamant short 313.805.012, Rotary Dental diamond instruments and carbide instruments FG diamant short 313.805.016, Rotary Dental diamond instruments and carbide instruments FG diamant short 313.806.010, Rotary Dental diamond instruments and carbide instruments FG diamant short 313.806.012, Rotary Dental diamond instruments and carbide instruments FG diamant short 313.806.018, Rotary Dental diamond instruments and carbide instruments FG diamant short 313.813.014, Rotary Dental diamond instruments and carbide instruments FG diamant short 313.830.010, Rotary Dental diamond instruments and carbide instruments FG diamant short 313.830.012, Rotary Dental diamond instruments and carbide instruments FG diamant short 313.835.008, Rotary Dental diamond instruments and carbide instruments FG diamant short 313.835.009, Rotary Dental diamond instruments and carbide instruments FG diamant short 313.835.010, Rotary Dental diamond instruments and carbide instruments FG diamant short 313.835.012, Rotary Dental diamond instruments and carbide instruments FG diamant short 313.835.014, Rotary Dental diamond instruments and carbide instruments FG diamant short 313.835.016, Rotary Dental diamond instruments and carbide instruments FG diamant short 313.836.012, Rotary Dental diamond instruments and carbide instruments FG diamant short 313.836.014, Rotary Dental diamond instruments and carbide instruments FG diamant short 313.837.014, Rotary Dental diamond instruments and carbide instruments FG diamant short 313.845.012, Rotary Dental diamond instruments and carbide instruments FG diamant short 313.846.016, Rotary Dental diamond instruments and carbide instruments FG diamant short 313.847.012, Rotary Dental diamond instruments and carbide instruments FG diamant short 313.847.014, Rotary Dental diamond instruments and carbide instruments Diazircon 104.943.090, Rotary Dental diamond instruments and carbide instruments RA Diacarb 204.001.005, Rotary Dental diamond instruments and carbide instruments RA Diacarb 204.001.006, Rotary Dental diamond instruments and carbide instruments RA Diacarb 204.001.008, Rotary Dental diamond instruments and carbide instruments RA Diacarb 204.001.010, Rotary Dental diamond instruments and carbide instruments RA Diacarb 204.001.012, Rotary Dental diamond instruments and carbide instruments RA Diacarb 204.001.014, Rotary Dental diamond instruments and carbide instruments RA Diacarb 204.001.016, Rotary Dental diamond instruments and carbide instruments RA Diacarb 204.001.018, Rotary Dental diamond instruments and carbide instruments RA Diacarb 204.001.021, Rotary Dental diamond instruments and carbide instruments RA Diacarb 204.001.023, Rotary Dental diamond instruments and carbide instruments RA Diacarb 204.001.027, Rotary Dental diamond instruments and carbide instruments RA Diacarb 204.002.008, Rotary Dental diamond instruments and carbide instruments RA Diacarb 204.002.010, Rotary Dental diamond instruments and carbide instruments RA Diacarb 204.002.012, Rotary Dental diamond instruments and carbide instruments RA Diacarb 204.002.014, Rotary Dental diamond instruments and carbide instruments RA Diacarb 204.002.016, Rotary Dental diamond instruments and carbide instruments RA Diacarb 204.002.018, Rotary Dental diamond instruments and carbide instruments RA Diacarb 204.007.008, Rotary Dental diamond instruments and carbide instruments RA Diacarb 204.007.012, Rotary Dental diamond instruments and carbide instruments RA Diacarb 204.021.010, Rotary Dental diamond instruments and carbide instruments RA Diacarb 204.021.012, Rotary Dental diamond instruments and carbide instruments RA Diacarb 204.021.014, Rotary Dental diamond instruments and carbide instruments RA Diacarb 204.031.010, Rotary Dental diamond instruments and carbide instruments RA Diacarb 204.031.012, Rotary Dental diamond instruments and carbide instruments FG diamant standard 314.836.014, Rotary Dental diamond instruments and carbide instruments FG diamant standard 314.836.018, Rotary Dental diamond instruments and carbide instruments FG diamant standard 314.836.027, Rotary Dental diamond instruments and carbide instruments FG diamant standard 314.837.010, Rotary Dental diamond instruments and carbide instruments FG diamant standard 314.837.012, Rotary Dental diamond instruments and carbide instruments FG diamant standard 314.837.014, Rotary Dental diamond instruments and carbide instruments FG diamant standard 314.837.016, Rotary Dental diamond instruments and carbide instruments FG diamant standard 314.837.018, Rotary Dental diamond instruments and carbide instruments FG diamant standard 314.838.008, Rotary Dental diamond instruments and carbide instruments FG diamant standard 314.838.009, Rotary Dental diamond instruments and carbide instruments FG diamant standard 314.838.010, Rotary Dental diamond instruments and carbide instruments FG diamant standard 314.838.012, Rotary Dental diamond instruments and carbide instruments FG diamant standard 314.838.014, Rotary Dental diamond instruments and carbide instruments FG diamant standard 314.839.010, Rotary Dental diamond instruments and carbide instruments FG diamant standard 314.839.012, Rotary Dental diamond instruments and carbide instruments FG diamant standard 314.839.014, Rotary Dental diamond instruments and carbide instruments FG diamant standard 314.839.016, Rotary Dental diamond instruments and carbide instruments FG diamant standard 314.845.009, Rotary Dental diamond instruments and carbide instruments FG diamant standard 314.845.010, Rotary Dental diamond instruments and carbide instruments FG diamant standard 314.845.012, Rotary Dental diamond instruments and carbide instruments FG diamant standard 314.845.014, Rotary Dental diamond instruments and carbide instruments FG XL Diacarb 316.001.012, Rotary Dental diamond instruments and carbide instruments FG XL Diacarb 316.001.014, Rotary Dental diamond instruments and carbide instruments FG XL Diacarb 316.001.016, Rotary Dental diamond instruments and carbide instruments FG XL Diacarb 316.001.018, Rotary Dental diamond instruments and carbide instruments FG XL Diacarb 316.001.023, Rotary Dental diamond instruments and carbide instruments FG XL Diacarb 316.031.010, Rotary Dental diamond instruments and carbide instruments FG XL Diacarb 316.031.012, Rotary Dental diamond instruments and carbide instruments FG XL Diacarb 316.033.016, Rotary Dental diamond instruments and carbide instruments FG diamant standard 316.801.012, Rotary Dental diamond instruments and carbide instruments FG diamant standard 316.801.014, Rotary Dental diamond instruments and carbide instruments FG diamant standard 316.801.016, Rotary Dental diamond instruments and carbide instruments FG diamant standard 316.801.018, Rotary Dental diamond instruments and carbide instruments RA Diacarb 204001.016GR, Rotary Dental diamond instruments and carbide instruments RA Diacarb 204001.018GR, Rotary Dental diamond instruments and carbide instruments RA Diacarb 204001.021GR, Rotary Dental diamond instruments and carbide instruments RA Diacarb 204001L.010, Rotary Dental diamond instruments and carbide instruments RA Diacarb 204001L.012, Rotary Dental diamond instruments and carbide instruments RA Diacarb 204001L.014, Rotary Dental diamond instruments and carbide instruments RA Diacarb 204001L.016, Rotary Dental diamond instruments and carbide instruments RA Diacarb 204001L.018, Rotary Dental diamond instruments and carbide instruments RA LQ Diacarb 204001LQ.010, Rotary Dental diamond instruments and carbide instruments RA LQ Diacarb 204001LQ.012, Rotary Dental diamond instruments and carbide instruments RA LQ Diacarb 204001LQ.014, Rotary Dental diamond instruments and carbide instruments RA LQ Diacarb 204001LQ.016, Rotary Dental diamond instruments and carbide instruments RA LQ Diacarb 204001LQ.018, Rotary Dental diamond instruments and carbide instruments RA LQ Diacarb 204001LQ.021, Rotary Dental diamond instruments and carbide instruments RA LQ Diacarb 204001LQ.023, Rotary Dental diamond instruments and carbide instruments Diacarb CA 204021R.008, Rotary Dental diamond instruments and carbide instruments Diacarb CA 204021R.009, Rotary Dental diamond instruments and carbide instruments Diacarb CA 204021R.010, Rotary Dental diamond instruments and carbide instruments Diacarb CA 204023L.009, Rotary Dental diamond instruments and carbide instruments Diacarb CA 204023R.012, Rotary Dental diamond instruments and carbide instruments Diacarb CA 204023R.016, Rotary Dental diamond instruments and carbide instruments Diacarb CA 204031R.012, Rotary Dental diamond instruments and carbide instruments Diacarb CA 204044E.018, Rotary Dental diamond instruments and carbide instruments FG Diacarb 204044E.023, Rotary Dental diamond instruments and carbide instruments Diaflex mini 204943M.090, Rotary Dental diamond instruments and carbide instruments Diasoft crown cutter 204943S.090, Rotary Dental diamond instruments and carbide instruments Diasoft crown cutter 204943S.100, Rotary Dental diamond instruments and carbide instruments Diasoft crown cutter 204943S.120, Rotary Dental diamond instruments and carbide instruments Orthodontic carbide bur 204C194.016, Rotary Dental diamond instruments and carbide instruments Diamant CA C862.014 204C862.014, Rotary Dental diamond instruments and carbide instruments RA LQ Diacarb 205001LQ.010, Rotary Dental diamond instruments and carbide instruments RA LQ Diacarb 205001LQ.012, Rotary Dental diamond instruments and carbide instruments RA LQ Diacarb 205001LQ.014, Rotary Dental diamond instruments and carbide instruments RA LQ Diacarb 205001LQ.016, Rotary Dental diamond instruments and carbide instruments RA LQ Diacarb 205001LQ.018, Rotary Dental diamond instruments and carbide instruments RA LQ Diacarb 205001LQ.021, Rotary Dental diamond instruments and carbide instruments RA LQ Diacarb 205001LQ.023, Rotary Dental diamond instruments and carbide instruments Perio diamant standard 205831L.012, Rotary Dental diamond instruments and carbide instruments Perio diamant standard 205832L.014, Rotary Dental diamond instruments and carbide instruments Perio diamant superfin 205C831.012, Rotary Dental diamond instruments and carbide instruments Perio diamant superfin 205C831L.012, Rotary Dental diamond instruments and carbide instruments Perio diamant superfin 205C832.014, Rotary Dental diamond instruments and carbide instruments Perio diamant superfin 205C832L.014, Rotary Dental diamond instruments and carbide instruments Perio diamant fin 205F831.012, Rotary Dental diamond instruments and carbide instruments Perio diamant fin 205F831L.012, Rotary Dental diamond instruments and carbide instruments Perio diamant fin 205F832.014, Rotary Dental diamond instruments and carbide instruments Perio diamant fin 205F832L.014, Rotary Dental diamond instruments and carbide instruments FG diamant short 313830L.014, Rotary Dental diamond instruments and carbide instruments FG diamant short 313G856.014, Rotary Dental diamond instruments and carbide instruments FG diamant short 313G856.016, Rotary Dental diamond instruments and carbide instruments FG diamant short 313G856.018, Rotary Dental diamond instruments and carbide instruments FG diamant short 313G878K.012, Rotary Dental diamond instruments and carbide instruments FG diamant short 313G878K.016, Rotary Dental diamond instruments and carbide instruments FG diamant short 313G878K.021, Rotary Dental diamond instruments and carbide instruments FG diamant short 313SG379.023, Rotary Dental diamond instruments and carbide instruments FG diamant short 313SG856.014, Rotary Dental diamond instruments and carbide instruments FG diamant short 313SG856.016, Rotary Dental diamond instruments and carbide instruments FG diamant short 313SG856.018, Rotary Dental diamond instruments and carbide instruments FG diamant short 313SG878K.016, Rotary Dental diamond instruments and carbide instruments FG Diacarb 314021L.010, Rotary Dental diamond instruments and carbide instruments FG Diacarb 314021L.012, Rotary Dental diamond instruments and carbide instruments FG Diacarb 314021R.009, Rotary Dental diamond instruments and carbide instruments FG Diacarb 314021R.010, Rotary Dental diamond instruments and carbide instruments FG Diacarb 314021SC.012, Rotary Dental diamond instruments and carbide instruments FG Diacarb 314021X.010, Rotary Dental diamond instruments and carbide instruments FG Diacarb 314021X.012, Rotary Dental diamond instruments and carbide instruments FG Diacarb 314023L.009, Rotary Dental diamond instruments and carbide instruments FG Diacarb 314023L.010, Rotary Dental diamond instruments and carbide instruments FG Diacarb 314023L.012, Rotary Dental diamond instruments and carbide instruments FG Diacarb 314023R.010, Rotary Dental diamond instruments and carbide instruments FG Diacarb 314023R.012, Rotary Dental diamond instruments and carbide instruments FG Diacarb 314023R.016, Rotary Dental diamond instruments and carbide instruments FG Diacarb 314023SC.012, Rotary Dental diamond instruments and carbide instruments FG Diacarb 314023X.010, Rotary Dental diamond instruments and carbide instruments FG Diacarb 314023X.012, Rotary Dental diamond instruments and carbide instruments FG diamant standard 314.845.016, Rotary Dental diamond instruments and carbide instruments FG diamant standard 314.845.018, Rotary Dental diamond instruments and carbide instruments FG diamant standard 314.845.021, Rotary Dental diamond instruments and carbide instruments FG diamant standard 314.846.012, Rotary Dental diamond instruments and carbide instruments FG diamant standard 314.846.014, Rotary Dental diamond instruments and carbide instruments FG diamant standard 314.846.016, Rotary Dental diamond instruments and carbide instruments FG diamant standard 314.846.025, Rotary Dental diamond instruments and carbide instruments FG diamant standard 314.847.012, Rotary Dental diamond instruments and carbide instruments FG diamant standard 314.847.014, Rotary Dental diamond instruments and carbide instruments FG diamant standard 314.847.016, Rotary Dental diamond instruments and carbide instruments FG diamant standard 314.847.018, Rotary Dental diamond instruments and carbide instruments FG diamant standard 314.847.021, Rotary Dental diamond instruments and carbide instruments FG diamant standard 314.847.023, Rotary Dental diamond instruments and carbide instruments FG diamant standard 314.848.010, Rotary Dental diamond instruments and carbide instruments FG diamant standard 314.848.012, Rotary Dental diamond instruments and carbide instruments FG diamant standard 314.848.014, Rotary Dental diamond instruments and carbide instruments FG diamant standard 314.848.016, Rotary Dental diamond instruments and carbide instruments FG diamant standard 314.848.018, Rotary Dental diamond instruments and carbide instruments FG diamant standard 314.848.023, Rotary Dental diamond instruments and carbide instruments FG diamant standard 314.848.025, Rotary Dental diamond instruments and carbide instruments FG diamant standard 314.849.009, Rotary Dental diamond instruments and carbide instruments FG diamant standard 314.849.010, Rotary Dental diamond instruments and carbide instruments FG diamant standard 314.849.012, Rotary Dental diamond instruments and carbide instruments FG diamant standard 314.850.010, Rotary Dental diamond instruments and carbide instruments FG diamant standard 314.850.012, Rotary Dental diamond instruments and carbide instruments FG diamant standard 314.850.014, Rotary Dental diamond instruments and carbide instruments FG diamant standard 314.850.016, Rotary Dental diamond instruments and carbide instruments FG diamant standard 314.850.018, Rotary Dental diamond instruments and carbide instruments FG diamant standard 314.850.023, Rotary Dental diamond instruments and carbide instruments FG diamant standard 314.851.012, Rotary Dental diamond instruments and carbide instruments FG diamant standard 314.851.014, Rotary Dental diamond instruments and carbide instruments FG diamant standard 314.851.016, Rotary Dental diamond instruments and carbide instruments FG diamant standard 314.852.008, Rotary Dental diamond instruments and carbide instruments FG diamant standard 314.852.009, Rotary Dental diamond instruments and carbide instruments FG diamant standard 314.852.010, Rotary Dental diamond instruments and carbide instruments FG diamant standard 314.852.012, Rotary Dental diamond instruments and carbide instruments FG diamant standard 314.852.016, Rotary Dental diamond instruments and carbide instruments FG diamant standard 314.852.023, Rotary Dental diamond instruments and carbide instruments FG diamant standard 314.855.012, Rotary Dental diamond instruments and carbide instruments FG diamant standard 314.855.014, Rotary Dental diamond instruments and carbide instruments FG diamant standard 314.855.016, Rotary Dental diamond instruments and carbide instruments FG diamant standard 314.856.010, Rotary Dental diamond instruments and carbide instruments FG diamant standard 314.856.012, Rotary Dental diamond instruments and carbide instruments FG diamant standard 314.856.014, Rotary Dental diamond instruments and carbide instruments FG diamant standard 314.856.016, Rotary Dental diamond instruments and carbide instruments FG diamant standard 314.856.018, Rotary Dental diamond instruments and carbide instruments FG diamant standard 314.856.021, Rotary Dental diamond instruments and carbide instruments FG diamant standard 314.856.023, Rotary Dental diamond instruments and carbide instruments FG diamant standard 314.857.014, Rotary Dental diamond instruments and carbide instruments FG diamant standard 314.857.016, Rotary Dental diamond instruments and carbide instruments FG Diamant standard 314.858.010, Rotary Dental diamond instruments and carbide instruments FG diamant standard 314.858.012, Rotary Dental diamond instruments and carbide instruments FG diamant standard 314.858.014, Rotary Dental diamond instruments and carbide instruments FG diamant standard 314.858.016, Rotary Dental diamond instruments and carbide instruments FG diamant standard 314.858.018, Rotary Dental diamond instruments and carbide instruments FG diamant standard 314.859.010, Rotary Dental diamond instruments and carbide instruments FG diamant standard 314.859.012, Rotary Dental diamond instruments and carbide instruments FG diamant standard 314.859.014, Rotary Dental diamond instruments and carbide instruments FG diamant standard 314.859.016, Rotary Dental diamond instruments and carbide instruments FG diamant standard 314.859.018, Rotary Dental diamond instruments and carbide instruments FG diamant standard 314.860.010, Rotary Dental diamond instruments and carbide instruments FG diamant standard 314.860.012, Rotary Dental diamond instruments and carbide instruments FG diamant standard 314.860.014, Rotary Dental diamond instruments and carbide instruments FG diamant standard 314.860.016, Rotary Dental diamond instruments and carbide instruments FG diamant standard 314.860.018, Rotary Dental diamond instruments and carbide instruments FG diamant standard 314.862.010, Rotary Dental diamond instruments and carbide instruments FG diamant standard 314.862.012, Rotary Dental diamond instruments and carbide instruments FG diamant standard 314.862.014, Rotary Dental diamond instruments and carbide instruments FG diamant standard 314.862.016, Rotary Dental diamond instruments and carbide instruments FG diamant standard 314.862.018, Rotary Dental diamond instruments and carbide instruments FG diamant standard 314862021, Rotary Dental diamond instruments and carbide instruments FG diamant standard 314.863.010, Rotary Dental diamond instruments and carbide instruments FG diamant standard 314.863.012, Rotary Dental diamond instruments and carbide instruments FG diamant standard 314.863.014, Rotary Dental diamond instruments and carbide instruments FG diamant standard 314.863.016, Rotary Dental diamond instruments and carbide instruments FG diamant standard 314.863.018, Rotary Dental diamond instruments and carbide instruments FG diamant standard 314.864.014, Rotary Dental diamond instruments and carbide instruments FG diamant standard 314.874.009, Rotary Dental diamond instruments and carbide instruments FG diamant standard 314.875.009, Rotary Dental diamond instruments and carbide instruments FG diamant standard 314.876.010, Rotary Dental diamond instruments and carbide instruments FG diamant standard 314.877.010, Rotary Dental diamond instruments and carbide instruments FG diamant standard 314.877.012, Rotary Dental diamond instruments and carbide instruments FG diamant standard 314.878.010, Rotary Dental diamond instruments and carbide instruments FG diamant standard 314.878.012, Rotary Dental diamond instruments and carbide instruments FG diamant standard 314.878.014, Rotary Dental diamond instruments and carbide instruments FG diamant standard 314.878.016, Rotary Dental diamond instruments and carbide instruments FG diamant standard 314.878.018, Rotary Dental diamond instruments and carbide instruments FG diamant standard 314.879.010, Rotary Dental diamond instruments and carbide instruments FG diamant standard 314.879.012, Rotary Dental diamond instruments and carbide instruments FG diamant standard 314.879.014, Rotary Dental diamond instruments and carbide instruments FG diamant standard 314.879.016, Rotary Dental diamond instruments and carbide instruments FG diamant standard 314.880.010, Rotary Dental diamond instruments and carbide instruments FG diamant standard 314.880.012, Rotary Dental diamond instruments and carbide instruments FG diamant standard | Amber Dental | 2023-04-18T00:00:00.000+02:00 | Diaswiss S.A., Rte de St. Cergue 293, CH-1260 Nyon, Switzerland | Rotary Dental diamond instruments and carbide instruments RA Diacarb 204.031.014, Rotary Dental diamond instruments and carbide instruments RA Diacarb 204.033.016, Rotary Dental diamond instruments and carbide instruments Diamond CA 204.368.021, Rotary Dental diamond instruments and carbide instruments Diamant CA 368.023 204.368.023, Rotary Dental diamond instruments and carbide instruments Diamant CA 801 204.801.010, Rotary Dental diamond instruments and carbide instruments Diamant CA 801 204.801.012, Rotary Dental diamond instruments and carbide instruments Diamant CA 801 204.801.014, Rotary Dental diamond instruments and carbide instruments Diamant CA 801 204.801.016, Rotary Dental diamond instruments and carbide instruments Diamant CA 801 204.801.018, Rotary Dental diamond instruments and carbide instruments Diamant CA 801 204.801.023, Rotary Dental diamond instruments and carbide instruments Diamant CA 801 204.801.029, Rotary Dental diamond instruments and carbide instruments Diamant CA 802 204.802.018, Rotary Dental diamond instruments and carbide instruments Diamant CA 805 204.805.010, Rotary Dental diamond instruments and carbide instruments Diamant CA 805 204.805.012, Rotary Dental diamond instruments and carbide instruments Diamant CA 805 204.805.014, Rotary Dental diamond instruments and carbide instruments Diamant CA 805 204.805.016, Rotary Dental diamond instruments and carbide instruments FG diamant short 313.847.016, Rotary Dental diamond instruments and carbide instruments FG diamant short 313.848.016, Rotary Dental diamond instruments and carbide instruments FG diamant short 313.852.012, Rotary Dental diamond instruments and carbide instruments FG diamant short 313.856.014, Rotary Dental diamond instruments and carbide instruments FG diamant short 313.856.016, Rotary Dental diamond instruments and carbide instruments FG diamant short 313.858.014, Rotary Dental diamond instruments and carbide instruments FG diamant short 313.859.010, Rotary Dental diamond instruments and carbide instruments FG diamant short 313.859.016, Rotary Dental diamond instruments and carbide instruments FG diamant short 313.860.012, Rotary Dental diamond instruments and carbide instruments FG diamant short 313.862.012, Rotary Dental diamond instruments and carbide instruments FG diamant short 313.877.010, Rotary Dental diamond instruments and carbide instruments FG diamant short 313.877.012, Rotary Dental diamond instruments and carbide instruments FG diamant short 313.878.012, Rotary Dental diamond instruments and carbide instruments FG diamant short 313.878.014, Rotary Dental diamond instruments and carbide instruments FG diamant short 313.885.012, Rotary Dental diamond instruments and carbide instruments FG diamant short 313.889.009, Rotary Dental diamond instruments and carbide instruments FG diamant short 313.909.042, Rotary Dental diamond instruments and carbide instruments FG Diacarb 314.001.005, Rotary Dental diamond instruments and carbide instruments FG Diacarb 314.001.006, Rotary Dental diamond instruments and carbide instruments FG Diacarb 314.001.008, Rotary Dental diamond instruments and carbide instruments FG Diacarb 314.001.010, Rotary Dental diamond instruments and carbide instruments FG Diacarb 314.001.012, Rotary Dental diamond instruments and carbide instruments FG Diacarb 314.001.014, Rotary Dental diamond instruments and carbide instruments FG Diacarb 314.001.016, Rotary Dental diamond instruments and carbide instruments FG Diacarb 314.001.018, Rotary Dental diamond instruments and carbide instruments FG Diacarb 314.001.021, Rotary Dental diamond instruments and carbide instruments FG Diacarb 314.001.023, Rotary Dental diamond instruments and carbide instruments FG Diacarb 314.002.008, Rotary Dental diamond instruments and carbide instruments FG Diacarb 314.002.010, Rotary Dental diamond instruments and carbide instruments FG Diacarb 314.002.012, Rotary Dental diamond instruments and carbide instruments FG Diacarb 3 | Klasa IIa | Freza diamanti/carbiti per lemim | Pajisje dentare
13955 | DeflaGyn@ Vaginal Gel - container 150 ml | Unique Pharmaceuticals | 2023-04-24T00:00:00.000+02:00 | DEFLAMED INTERNATIONAL s.T.o. HeËmanova 59716:- 17o oo Praha 7 Czech Republic | DeflaGyn@ Vaginal Gel - container 150 ml | Klasa IIa | Xhel vaginal | Pajisje terapie komplementare
14000 | SMC-002 / Mayo Stand Cover | E v i t a | 2023-04-27T00:00:00.000+02:00 | Su Biyomedikal Sistemler ve Saglik Hizmetleri San.ve Tic. A.S, Orhangazi mah. 1673. Sok No:20 Esenyurt Istambul | SMC-002 / Mayo Stand Cover | Is | Mbulese sterile per perdorim ne kirurgji | Pajisje nje perdorimeshe
14060 | CardioAid-1® AED Defibrillátor Serial nr 222740582, 222740583, 222740584, 222740585, 222740586, 222740587, 222740589, 222740592, 222740593, 222740594, 222740595, 222740596, 222740597, 222740598, 222740599 | O.E.S DISTRIMED | 2023-05-02T00:00:00.000+02:00 | Innomed Medical Zrt. H-1146 Budapest, Szabó J. u. 12. | CardioAid-1® AED Defibrillátor Serial nr 222740582, 222740583, 222740584, 222740585, 222740586, 222740587, 222740589, 222740592, 222740593, 222740594, 222740595, 222740596, 222740597, 222740598, 222740599 | Klasa IIb | Pajisje qe perdoret per te derguar pulse elektrike ne zemer per rivendosjen e ritmit kardiak | Tjeter
14027 | M-XP (ITE), M-CIC , M-CIC TR, M-CIC M, M-CIC-M TR(Canal air-conduction), MRR2D, MRB0, MRB2D (RIC), MBB2 (BTE) | APARATE DEGJIMI | 2023-05-04T00:00:00.000+02:00 | Coselgi A/S Nymollevej 6, 3540 Lynge DENMARK | M-XP (ITE), M-CIC , M-CIC TR, M-CIC M, M-CIC-M TR(Canal air-conduction), MRR2D, MRB0, MRB2D (RIC), MBB2 (BTE) | Klasa IIa | Aparate degjimi per permiresimin e degjimit tek paciente te moshave te ndryshme | Pajisje te implantueshme aktive
14033 | Phosphorus2 04U0320, Phosphorus2 04U0330 | LABOPHARMA SHPK | 2023-05-04T00:00:00.000+02:00 | Abbott Ireland Diagnostics Division Lisnamuck Longford, Co. Longford Ireland | Phosphorus2 04U0320, Phosphorus2 04U0330 | In vitro | Reagent i perdorur ne analizen sasiore te fosforit ne gjak, plazme ose urine me aparatin analizues Architect., Reagent i perdorur ne analizen sasiore te fosforit ne gjak, plazme ose urine me aparatin analizues Alinity. | Pajisje te diagnostifikimit in vitro
14032 | TEETHMATE F-1 Kit (Natural) Type #1760EU, TEETHMATE F-1 (Natural) Type #1765EU, TEETHMATE F-1 Kit (Red) Type #1770EU, TEETHMATE F-1 (Red) Type #1775EU, TEETHMATE F-1 Kit (Opaque) Type #1790EU, TEETHMATE F-1 (Opaque) Type #1795EU, TEETHMATE F-1 Disposable nozzle Type #919EU | Albadent Group | 2023-05-05T00:00:00.000+02:00 | Kuraray Noritake Dental Inc. 1621 Sakazu, Kurashiki, Okayama, 710-0801, Japan | TEETHMATE F-1 Kit (Natural) Type #1760EU, TEETHMATE F-1 (Natural) Type #1765EU, TEETHMATE F-1 Kit (Red) Type #1770EU, TEETHMATE F-1 (Red) Type #1775EU, TEETHMATE F-1 Kit (Opaque) Type #1790EU, TEETHMATE F-1 (Opaque) Type #1795EU, TEETHMATE F-1 Disposable nozzle Type #919EU | Klasa IIa | TEETHMATE™ F-1 është një përbërje me viskozitet të ulët që depërton thellë në gropa dhe çarje në mënyrë që dëmtimi i antagonistit të mbahet në minimum. PËRFITIMET • Fortësi e lartë e lidhjes me smaltin • Lidhja e vërtetë kimike falë monomerit MDP • Lëshimi afatgjatë i fluorit me qëndrueshmëri molekulare • Trajtim i lehtë • Kontroll i përshtatshëm i rrjedhës INDIKACIONE • Mbyllës i gropave dhe n | Pajisje dentare
13735 | Drystar DT 2 B | MSE | 2023-03-02T00:00:00.000+01:00 | AGFA NV, Septestraat 27, 2640 Mortsel, Belgium | Drystar DT 2 B | Klasa I | Film per te printuar imazhe radiologjike | Tjeter
13767 | Genta-Protec® 10 x 10cm (5 pack), Genta-Protec® 5 x 20cm (1 pack) | GEN - ALB FARMA | 2023-03-07T00:00:00.000+01:00 | RESORBA Medical GmbH, Am Flachmoor 16 90475 Nürnberg Germany | GP510, GP1520 | Klasa III | Një pajisje e bioabsorbueshme, që përmban një agjent antimikrobik, që synohet të aplikohet drejtpërdrejt në një plagë gjatë operacionit për të lehtësuar hemostazën lokale kryesisht në zgavrat e trupit me rrezik të lartë infeksioni (p.sh. , zgavra sakrale pas amputimit të rektumit). | Pajisje nje perdorimeshe
13747 | Proctoliz Med, rectal cream, tube x 25g | MedCare International | 2023-03-15T00:00:00.000+01:00 | Look Ahead S.r.l., Sos. Pacurari nr. 127, 5th floor, 700544, Iasi | Proctoliz Med, rectal cream, tube x 25g | Klasa I | Kremi rektal rekomandohet për reduktimin e shqetësimit të shkaktuar nga hemorroidet. Për shkak të përbërësve natyralë me efikasitet të provuar në trajtimin e çrregullimeve proktologjike, Ka mekanizëm zbutës, lubrifikues dhe barrierë mbrojtëse në sipërfaqen e zonës së inflamuar anale dhe perianale, qetëson dhimbjen, irritimin, djegien dhe ndjesin e kruajtjes. Përshpejton shërimin indeve të dëmtuar | Tjeter
13809 | Harrison Fetal Bladder Stent Set, J-HFBS-503540 | MONTAL | 2023-03-21T00:00:00.000+01:00 | Cook Incorporated 750 Daniels Way Bloomington, IN 47404, USA | Harrison Fetal Bladder Stent Set, J-HFBS-503540 | Klasa IIb | Pajisje qe përdoret në dekompresimin e traktit urinar të fetusit. | Pajisje nje perdorimeshe
13855 | Sendo Advance 3 | T R I M E D | 2023-03-31T00:00:00.000+02:00 | A&D Company, Limited 1-243 Asahi, Kitamoto-shi Saitama-ken 364-8585 Japan | Sendo Advance 3 | Klasa IIa | Aparat elektronik që shërben për matjen e presionit të gjakut. Matja bëhet në mënyrë digjitale, duke vendosur manshetën tek krahu. | Tjeter
13818 | Biological Stain RRSP, Stain Kit RRSK, Citology Fixative solution RRFF, Tissue Marking Dye BIOM, Solvents GPS, Stain Kit Guest K1302, Decalcifying Solution RRDC, Buffered Sample Diluent RRPBS, Buffer Tablets AE, Specimen Buckets RRPL, Specimen PVC Plastic Jars PVC, Specimen Screw Lid White Jar RRSL, Mounting Media RRMM, Stains AS RRSP, Fixatives Histolab HL | LABOPHARMA SHPK | 2023-03-28T00:00:00.000+02:00 | Atom Scientific Ltd 2A East Tame Business Park Rexcine Way Hyde SK14 4GX United Kingdom | Biological Stain RRSP, Stain Kit RRSK, Citology Fixative solution RRFF, Tissue Marking Dye BIOM, Solvents GPS, Stain Kit Guest K1302, Decalcifying Solution RRDC, Buffered Sample Diluent RRPBS, Buffer Tablets AE, Specimen Buckets RRPL, Specimen PVC Plastic Jars PVC, Specimen Screw Lid White Jar RRSL, Mounting Media RRMM, Stains AS RRSP, Fixatives Histolab HL | In vitro | Solucion per ruajtjen e qelizave ne analizen citologjike dhe histologjike ne laborator, Solucion shenjues ngjyrues i kolonive te qelizave i perdorur ne analizen citologjike dhe histologjike ne laborator, Solucione tretese ne analizen citologjike dhe histologjike ne laborator, Solucion shenjues per diferencimin e kulturave bakteriale per kryerjen e analizave histologjike citologjike ne laborator., Solucion per zbutjen e kockave dhe indeve te forta per analizen mikroskopike ne laborator, Tretes qe perdoret per analizen mikroskopike ne laborator, Tableta qe treten ne uje te dejonizuar qe krijojne mjedis te tamponuar bufer ne analizen mikroskopike te kulturave qelizore, Solucion fiksues dhe mbrojtes i qelizes ne lamen e mikroskopit, Solucion fiksues per kryerjen e analizes citologjike ne mikroskop | Pajisje te diagnostifikimit in vitro
13856 | ARCHITECT Cortisol Reagent Kit 8D15 25, ARCHITECT Cortisol Reagent Kit 8D15 35, ARCHITECT Cortisol Calibrators 8D15 02 | PEGASUS. | 2023-04-04T00:00:00.000+02:00 | Abbott Ireland Diagnostics Division Finisklin Business Park Sligo Ireland | ARCHITECT Cortisol Reagent Kit 8D15 25, ARCHITECT Cortisol Reagent Kit 8D15 35, ARCHITECT Cortisol Calibrators 8D15 02 | In vitro | Reagent per analizen sasiore te percaktimit te Kortizolit ne gjak ose plazmen humane | Pajisje te diagnostifikimit in vitro
13844 | Healthtime Oxygen Concentrator, Oxytime Oxygen Concentrator ,Oc-5,OC-10,Q5 | ALBAPHOTO | 2023-03-30T00:00:00.000+02:00 | ELMASLAR İmalat Tıbbi Cihazlar İnşaat Taş. İthalat İhracat San. Ve Tic. A.Ş. İTOSB 9. CAD. NO:15 Tepeören Tuzla / İSTANBUL Turkey | Healthtime Oxygen Concentrator, Oxytime Oxygen Concentrator ,Oc-5,OC-10,Q5 | Klasa IIa | Përqendrues oksigjeni | Tjeter
13857 | ESCHWEILER combi line, 50 1 10 35 PO2-fillsolution, 50 1 20 35 PCO2-fillsolution, 50 1 30 35 pH-fillsolution, 50 3 10 35 K+-fillsolution, 50 3 20 35 Na+-fillsolution, 50 3 30 35 Ca++- fillsolution, 50 3 40 35 Cl--fillsolution, 50 3 50 35 Li+-fillsolution, 50 5 10 35 Reference-fillsolution, 50 6 10 80 Proteinremover, 50 6 10 84 Electrode cleaner, 50 6 10 88 Activating solution, 40 6 10 00 WASH 1 (rinsing solution f. BGA, 40 6 10 15 WASH 2 (rinsing solution f. ISE), 40 6 10 10 WASH 2 (rinsing solution f. BGA+ISE), 40 6 10 11 WASH 2+M (rinsing solution f. BGA+ISE+META), 40 6 10 20 BGA 1 (calibration solution f. BGA - low), 40 6 10 30 BGA 2 (calibration solution f. BGA - high), 40 6 10 40 BGA 3 (calibration solution f. BGA+ISE - low), 40 6 10 50 BGA 4 (calibration solution f. BGA+ISE - high), 40 6 10 60 CAL 3 (calibration solution f. ISE - low), 40 6 10 65 CAL 4 (calibration solution f. ISE - high), 40 6 10 45 CAL 3 (calibration solution f. BGA+ISE - low), 40 6 10 55 CAL 4 (calibration solution f. BGA+ISE - high), 40 6 10 56 CAL 4+M (calibration solution f. BGA+ISE + META - high), 50 6 20 31 QC Level 1/2/3 ESCHWEILER Control Solutions CombiPack, 50 6 20 41 QC Level 1 ESCHWEILER Control Solution, 50 6 20 51 QC Level 2 ESCHWEILER Control Solution, 50 6 20 61 QC Level 3 ESCHWEILER Control Solution, 70 6 10 00 Rinsing solution modular pro BGA, 70 6 10 10 Rinsing solution modular pro BGA/ISE, 70 6 10 20 Rinsing solution modular pro BGA META, 70 6 10 40 CALPACK modular pro BGA, 70 6 10 50 CALPACK modular pro BGA/ISE, 70 6 10 60 CALPACK modular pro BGA/ISE/META | Health & Light | 2023-04-03T00:00:00.000+02:00 | Eschweiler GmbH & Co. KG /Holzkoppelweg 35 / D-24118 Kiel / Germany | ESCHWEILER combi line, 50 1 10 35 PO2-fillsolution, 50 1 20 35 PCO2-fillsolution, 50 1 30 35 pH-fillsolution, 50 3 10 35 K+-fillsolution, 50 3 20 35 Na+-fillsolution, 50 3 30 35 Ca++- fillsolution, 50 3 40 35 Cl--fillsolution, 50 3 50 35 Li+-fillsolution, 50 5 10 35 Reference-fillsolution, 50 6 10 80 Proteinremover, 50 6 10 84 Electrode cleaner, 50 6 10 88 Activating solution, 40 6 10 00 WASH 1 (rinsing solution f. BGA, 40 6 10 15 WASH 2 (rinsing solution f. ISE), 40 6 10 10 WASH 2 (rinsing solution f. BGA+ISE), 40 6 10 11 WASH 2+M (rinsing solution f. BGA+ISE+META), 40 6 10 20 BGA 1 (calibration solution f. BGA - low), 40 6 10 30 BGA 2 (calibration solution f. BGA - high), 40 6 10 40 BGA 3 (calibration solution f. BGA+ISE - low), 40 6 10 50 BGA 4 (calibration solution f. BGA+ISE - high), 40 6 10 60 CAL 3 (calibration solution f. ISE - low), 40 6 10 65 CAL 4 (calibration solution f. ISE - high), 40 6 10 45 CAL 3 (calibration solution f. BGA+ISE - low), 40 6 10 55 CAL 4 (calibration solution f. BGA+ISE - high), 40 6 10 56 CAL 4+M (calibration solution f. BGA+ISE + META - high), 50 6 20 31 QC Level 1/2/3 ESCHWEILER Control Solutions CombiPack, 50 6 20 41 QC Level 1 ESCHWEILER Control Solution, 50 6 20 51 QC Level 2 ESCHWEILER Control Solution, 50 6 20 61 QC Level 3 ESCHWEILER Control Solution, 70 6 10 00 Rinsing solution modular pro BGA, 70 6 10 10 Rinsing solution modular pro BGA/ISE, 70 6 10 20 Rinsing solution modular pro BGA META, 70 6 10 40 CALPACK modular pro BGA, 70 6 10 50 CALPACK modular pro BGA/ISE, 70 6 10 60 CALPACK modular pro BGA/ISE/META | In vitro | Pajisje per matjen in vitro te e Elektroliteve, gazeve dhe metaboliteve ne gjak, Solucion Mbushes PO2, Solucion Mbushes PCO2, Solucion Mbushes pH, Solucion Mbushes K+, Solucion Mbushes NA+, Solucion Mbushes CA++, Solucion Mbushes Cl-, Solucion Mbushes Li+, Solucion Mbushes Reference, Shplares/Eleminues Proteninash, Pastrues Elektrodash, Solucion Aktivizues, Solucion Shplares WASH 1, per BGA, Solucion Shplares WASH 2, per ISE, Solucion Shplares WASH 2, per BGA+ISE, Solucion Shplares WASH 2+M, per BGA+ISE+META, Solucion Kalibrimi BGA1 per BGA i Ulet, Solucion Kalibrimi BGA 2 per BGA i Larte, Solucion Kalibrimi BGA 3 per BGA+ISE i Ulet, Solucion Kalibrimi BGA 4 per BGA+ISE i Larte, Solucion Kalibrimi CAL 3 per ISE i Ulet, Solucion Kalibrimi CAL 4 per ISE i Larte, Solucion Kalibrimi CAL 3 per BGA+ISE i Ulet, Solucion Kalibrimi CAL 4 per BGA+ISE i Larte, Solucion Kalibrimi CAL 4+M per BGA+ISE+META i Larte, Solucion Kontroll Cilesie CombiPacl Niveli 1/2/3, Solucion Kontroll Cilesie Niveli 1, Solucion Kontroll Cilesie Niveli 2, Solucion Kontroll Cilesie Niveli 3, Solucion Shplares Modular per BGA, Solucion Shplares Modular per BGA/ISE, Solucion Shplares Modular per BGA/META, Solucion Kalibrimi Modular CALPACK per BGA, Solucion Kalibrimi Modular CALPACK per BGA/ISE, Solucion Kalibrimi Modular CALPACK per BGA/ISE/META | Pajisje te diagnostifikimit in vitro
13775 | INCUBATOR (W96RT HPL); AGITATOR (KWAP 48) | BIOMETRIC ALBANIA | 2023-03-30T00:00:00.000+02:00 | KW APPARECCHI SCIENTIFICI SRL - Via della Resistenza 119, 53035 Monteriggioni (SI) – ITALY | INCUBATOR (W96RT HPL); AGITATOR (KWAP 48) | Klasa I | INKUBATOR dhe TUNDES (Sistem 2 dhe 1) | Produkte per institucione te kujdesit shendetesor
13778 | DRYSTAR AXYS 5367 / 100 | MSE | 2023-03-30T00:00:00.000+02:00 | AGFA NV, Septestraat 27, 2640 Mortsel,Belgium | DRYSTAR AXYS 5367 / 100 | Klasa I | Printer per te printuar imazhe radiologjike | Tjeter
13884 | ShileyTM Oral/Nasal Endotracheal Tube Intermediate Cuff Non DEHP 3.0MM-87430, ShileyTM Oral/Nasal Endotracheal Tube Intermediate Cuff Non DEHP 3.5MM-87435, ShileyTM Oral/Nasal Endotracheal Tube Intermediate Cuff Non DEHP 4.0MM-87440, ShileyTM Oral/Nasal Endotracheal Tube Intermediate Cuff Non DEHP 4.5MM-87445, ShileyTM Oral/Nasal Endotracheal Tube Intermediate Cuff Non DEHP 5.0MM-87450, ShileyTM Oral/Nasal Endotracheal Tube Intermediate Cuff Non DEHP 5.5MM-87455, SShileyTM Oral/Nasal Endotracheal Tube Intermediate Cuff Non DEHP 6.0MM-87460, ShileyTM Oral/Nasal Endotracheal Tube Intermediate Cuff Non DEHP 6.5MM-87465, ShileyTM Oral/Nasal Endotracheal Tube Intermediate Cuff Non DEHP 7.0MM-87470, ShileyTM Oral/Nasal Endotracheal Tube Intermediate Cuff Non DEHP 7.5MM-87475, ShileyTM Oral/Nasal Endotracheal Tube Intermediate Cuff Non DEHP 8.0MM-87480, ShileyTM Oral/Nasal Endotracheal Tube Intermediate Cuff Non DEHP 8.5MM-87485, ShileyTM Oral/Nasal Endotracheal Tube Intermediate Cuff Non DEHP 9.0MM-87490, ShileyTM Oral/Nasal Endotracheal Tube Intermediate Cuff Non DEHP 9.5MM-87495, ShileyTM Oral/Nasal Endotracheal Tube Intermediate Cuff Non DEHP 10.0MM-87410 | O.E.S DISTRIMED | 2023-04-06T00:00:00.000+02:00 | Covidien, LLC 15 Hampshire Street, Mansfield, MA 02048 | ShileyTM Oral/Nasal Endotracheal Tube Intermediate Cuff Non DEHP 3.0MM-87430, ShileyTM Oral/Nasal Endotracheal Tube Intermediate Cuff Non DEHP 3.5MM-87435, ShileyTM Oral/Nasal Endotracheal Tube Intermediate Cuff Non DEHP 4.0MM-87440, ShileyTM Oral/Nasal Endotracheal Tube Intermediate Cuff Non DEHP 4.5MM-87445, ShileyTM Oral/Nasal Endotracheal Tube Intermediate Cuff Non DEHP 5.0MM-87450, ShileyTM Oral/Nasal Endotracheal Tube Intermediate Cuff Non DEHP 5.5MM-87455, SShileyTM Oral/Nasal Endotracheal Tube Intermediate Cuff Non DEHP 6.0MM-87460, ShileyTM Oral/Nasal Endotracheal Tube Intermediate Cuff Non DEHP 6.5MM-87465, ShileyTM Oral/Nasal Endotracheal Tube Intermediate Cuff Non DEHP 7.0MM-87470, ShileyTM Oral/Nasal Endotracheal Tube Intermediate Cuff Non DEHP 7.5MM-87475, ShileyTM Oral/Nasal Endotracheal Tube Intermediate Cuff Non DEHP 8.0MM-87480, ShileyTM Oral/Nasal Endotracheal Tube Intermediate Cuff Non DEHP 8.5MM-87485, ShileyTM Oral/Nasal Endotracheal Tube Intermediate Cuff Non DEHP 9.0MM-87490, ShileyTM Oral/Nasal Endotracheal Tube Intermediate Cuff Non DEHP 9.5MM-87495, ShileyTM Oral/Nasal Endotracheal Tube Intermediate Cuff Non DEHP 10.0MM-87410 | Klasa IIa | Tuba endotrakeal per intubim oral ose nasal | Pajisje nje perdorimeshe
13786 | Gel and Creams / Conductive Paste 250gr BOX = 3 jars of 250gr / ACCREAM250V-3, Gel and Creams / Ag/AgCl BRIDGE ELECTRODE FOR EEG ADULT BLUE PK= 10 PCS / BEAG00A7, Gel and Cream / Moulded Cup Electrode AgAg/Cl 100cm and DIN42802 1pk=10pcs / DAGM102600, Gel and Creams / Ground ear electrode:Ag/AgCl sensor w/100cm lead wire and safety conn / EAR1026AG | MONTAL | 2023-04-06T00:00:00.000+02:00 | Spes Medica S.r.l. Via Buccari 21-16153 Genova (Ge) Italy | Gel and Creams / Conductive Paste 250gr BOX = 3 jars of 250gr / ACCREAM250V-3, Gel and Creams / Ag/AgCl BRIDGE ELECTRODE FOR EEG ADULT BLUE PK= 10 PCS / BEAG00A7, Gel and Cream / Moulded Cup Electrode AgAg/Cl 100cm and DIN42802 1pk=10pcs / DAGM102600, Gel and Creams / Ground ear electrode:Ag/AgCl sensor w/100cm lead wire and safety conn / EAR1026AG | Klasa I | Pajisje mjekesore qe sherbejne për të reduktuar rezistencën dhe për të përmirësuar përcjelljen midis sipërfaqes së elektrodës dhe lëkurës | Produkte per institucione te kujdesit shendetesor
13888 | Device for the determination of urinary flow parameters / SmartFlow ti1966 | MONTAL | 2023-04-06T00:00:00.000+02:00 | tic Medizintechnik GmbH & Co. KG, Endelner Feld 9, Dorsten 46286 Germany | Device for the determination of urinary flow parameters / SmartFlow ti1966 | Im | Pajisje per percaktimin e parametrave te rrjedhes urinare | Pajisje laboratori
13889 | Dental High Frequency Electrosurgical Unit, Actto-50A | EURODENTA | 2023-04-07T00:00:00.000+02:00 | DNHmedtech Co. #211F-dong, 70 Jimok-ro, Paju-si, Gyeonggi-do, KOREA | Dental High Frequency Electrosurgical Unit, Actto-50A | Klasa IIb | Elektrobisturi | Pajisje dentare
13787 | Taperloc® Hip Instrumentation (Taperloc X-ray Overlay Set, Type 1 Taper, Kodi: 31-600432) | T R I M E D | 2023-04-12T00:00:00.000+02:00 | "Biomet UK Limited Waterton Industrial Estate Bridgend, CF31 3XA UNITED KINGDOM" | Taperloc® Hip Instrumentation (Taperloc X-ray Overlay Set, Type 1 Taper, Kodi: 31-600432) | Klasa I | Është pajisje që përdoret për lehtësimin e protezimit të Komponentit Femoral | Instrumenta shumeperdorimeshe
13835 | cobas 6000 core unit 04745868001, cobasc c 501 module 04745914001, cobasc c 601 module 04745922001 | Labor Dr. Limbach Heidelberg Germany | 2023-04-11T00:00:00.000+02:00 | Hitachi High-Technologies Corporation | cobas 6000 core unit 04745868001, cobasc c 501 module 04745914001, cobasc c 601 module 04745922001 | In vitro | Seria e analizatorëve cobas® 6000 është një sistem plotësisht i automatizuar për analiza kimike imunologjike dhe klinike të destinuara për përcaktimin sasior/cilësor in vitro të analiteve në | Pajisje laboratori
lëngjet e trupit.
13914 | ImageXplorer 11-0000-01 | PEGASUS. | 2023-04-19T00:00:00.000+02:00 | Macro Array Diagnostics Lembockgasse 59 Top 4 A 1230 Vienna | ImageXplorer 11-0000-01 | In vitro | Eshte nje skaner i vogel manual i perdorur ne analizen ALEX te kiteve te alergjise qe bejne percaktimin e IGE ndaj nje numri te caktuar alergjenesh | Pajisje te diagnostifikimit in vitro
13915 | Communicator 8880T2 | O.E.S DISTRIMED | 2023-04-12T00:00:00.000+02:00 | Medtronic Inc. 710 Medtronic Parkway Minneapolis,MN 55432 USA | Communicator 8880T2 | Klasa III | Komunikator ,per pajisje mjekësore neuromoduluese | Tjeter
13917 | SenSight Burr Hole Device B32000Kit | O.E.S DISTRIMED | 2023-04-12T00:00:00.000+02:00 | Medtronic Inc. 710 Medtronic Parkway Minneapolis,MN 55432 USA | SenSight Burr Hole Device B32000Kit | Te implantueshme aktive | Kit pajisje me vrime mbeshtetese per neurostimulatorin | Pajisje te implantueshme aktive
13921 | SenSight Extension Kit B34000 Variants: B3400040, B3400060, B3400095, B3400040M, B3400060M, B3400095M | O.E.S DISTRIMED | 2023-04-13T00:00:00.000+02:00 | Medtronic Inc. 710 Medtronic Parkway Minneapolis,MN 55432 USA | SenSight Extension Kit B34000 Variants: B3400040, B3400060, B3400095, B3400040M, B3400060M, B3400095M | Te implantueshme aktive | Kit zgjatues per Neurostimulatorin SenSight | Pajisje te implantueshme aktive
13923 | Communicator Model number: TM91 Variants: TM91D0, TM91SCS | O.E.S DISTRIMED | 2023-04-13T00:00:00.000+02:00 | Medtronic Inc. 710 Medtronic Parkway Minneapolis,MN 55432 USA | Communicator Model number: TM91 Variants: TM91D0, TM91SCS | Te implantueshme aktive | Pajisje ndermjetese per komunikimin midis pajisjes kardiake dhe aplikacionit | Pajisje te implantueshme aktive
13849 | Philips FetView, 795268 | Health & Light | 2023-04-18T00:00:00.000+02:00 | Philips Ultrasound LLC 22100 Bothell Everett Hwy Bothell, WA 98021-8431 USA | Philips FetView, 795268 | Klasa I | Software Philips FetView, per pranim, transferim, ruajtje dhe perpunim te imazheve ultrasonike | Tjeter
13936 | SYNOLIS VA 80/160 , A-SYN400 | SALVEO MEDICAL CLINIC | 2023-04-14T00:00:00.000+02:00 | Aptissen SA Chemin du Champ des Filles 36A, 1228 Plan Les Ouates, Switzerland | SYNOLIS VA 80/160 , A-SYN400 | Klasa III | SYNOLIS VA është një solucion viskoelastik, steril, apirogjen, izotonik, i buferuar, 2% i hialuronatit të natriumit. Hialuronati i natriumit i përdorur në SYNOLIS VA përftohet nga fermentimi bakterial dhe paraqet një peshë mesatare molekulare të lartë (MW) prej 2 MDa. SYNOLIS VA ka një pH neutral prej 6,8 – 7,4 të ngjashëm me lëngun sinovial. Përqendrimi i lartë dhe MW i hialuronatit të natriumit | Pajisje te implantueshme jo aktive
13937 | HEALAVIS CLASSIC 1%, A-VIS1.0 | SALVEO MEDICAL CLINIC | 2023-04-14T00:00:00.000+02:00 | Aptissen SA Chemin du Champ des Filles 36A, 1228 Plan Les Ouates, Switzerland | HEALAVIS CLASSIC 1%, A-VIS1.0 | Klasa III | Healavis 1.0% është steril, jo pirogjen, i pastër, jo-inflamator, hiluronat natriumi shumë i purifikuar me peshë të lartë molekulare, i tretur në një solucion fiziologjik të kripur. Hiluronati i natriumit shumë i pastruar përftohet nga bakteret me fermentim, Healavis 1. % është një produkt për lehtësimin e dhimbjes dhe ngurtësimit të kyçit të gjurit dhe nyjeve të tjera sinoviale te pacientët | Pajisje te implantueshme jo aktive
13779 | Roche CARDIAC POC Troponin T, CARDIAC POC Troponin T | E v i t a | 2023-03-30T00:00:00.000+02:00 | Roche Diagnostics GmbH Sandhofer Strasse 116, 68305 Mannheim Germany | 07007302190 / Roche CARDIAC POC Troponin T / Basic UDI-DI 761333601455AR, 07007302191 / Roche CARDIAC POC Troponin T | In vitro | Stripe per matjen e troponines T ne gjakun njerezor | Pajisje te diagnostifikimit in vitro
13761 | TOTAL30 spherical soft contact lenses | PEGASUS. | 2023-03-13T00:00:00.000+01:00 | Alcon Laboratories Inc 6201 South Freeway Fort Worth Texas 76134 2099 | TOTAL30 spherical soft contact lenses | Klasa IIa | Lente sferike te buta kontakti mujore per korigjimin e shikimit | Pajisje oftalmike dhe optike
13795 | Handset with Communicator ;TH90D02;TH90P02;TH90T02 | O.E.S DISTRIMED | 2023-03-17T00:00:00.000+01:00 | Medtronic Inc. 710 Medtronic Parkway Minneapolis,MN 55432 USA | Handset with Communicator ;TH90D02;TH90P02;TH90T02 | Sistem ose pakete proceduriale | Komunikator pajisje per lidhjen e aplikacionit te instaluar me pajisjen mjekesore te implantuar | Instrumenta shumeperdorimeshe
13808 | Monophase- Dental impression material ref. 31796 | Amber Dental | 2023-03-20T00:00:00.000+01:00 | 3M Deutschland GmbH Health Care Business Carl-Schurz-Str.1 41453 Neuss Germany | Monophase- Dental impression material ref. 31796 | Klasa IIa | Materiale per marrjen e mases ne goje. | Pajisje dentare
13866 | Hydrodissection Cannulae - SD5037 | GEN - ALB FARMA | 2023-03-29T00:00:00.000+02:00 | Sterimedix Ltd Thornhill Road, North Moons Moat, Redditch, Worcestershire, B98 9ND, UK | Hydrodissection Cannulae - SD5037 | Klasa IIa | Një tub i ngurtë ose gjysmë i ngurtë (jo ndriçues) i projektuar për t'u futur në sy për të lehtësuar infuzionin, ujitjen dhe/ose aspirimin e lëngjeve/gazeve gjatë operacionit okulist (p.sh., fakoemulsifikimi, kirurgjia vitreoretinale, anestezia sub-Tenon, kapsula lustrim). Është një pajisje me një ose shumë lumen, e bërë zakonisht prej çeliku inox të cilësisë së lartë dhe mund të përfshijë një gja | Pajisje nje perdorimeshe
13781 | Electrodes for Neurodiagnostic and accessories, Moulded Cup Electrode AgAg/Cl 150cm and DIN42802 1pk=10pcs-DAGM152600, Ground ear electrode:Ag/AgCl sensor w/100cm lead wire and safety conn.-EAR1026AG | O.E.S DISTRIMED | 2023-04-04T00:00:00.000+02:00 | Spes Medica S.p.A.Via Buccari 21 – 16153 Genova (Ge) Italy | Electrodes for Neurodiagnostic and accessories, Moulded Cup Electrode AgAg/Cl 150cm and DIN42802 1pk=10pcs-DAGM152600, Ground ear electrode:Ag/AgCl sensor w/100cm lead wire and safety conn.-EAR1026AG | Klasa I | Elektroda per neurodiagnostikim dhe aksesoret e tyre | Pajisje nje perdorimeshe
13887 | Gas exhaust line, Gas exhaust line, white conical and Colder, disposable, 1 m/3.3 ft , 5514182, Gas exhaust line, Gas exhaust line, white conical and Colder, disposable, 0.18 m/7 in , 5514183, Gas exhaust line, Gas exhaust line, white conical , disposable, 2 m/6.6 ft ,5514184, Breathing circuit condensate trap, reusable, Mini D-fend Water Trap, 8002174, Gas-sampling/monitoring respiratory tubing, single-use, non-sterile, Gas Sampling Line, disposable, PVC/PE, 2m/7ft, 10/pkg, 2097307-001, Gas-sampling/monitoring respiratory tubing, single-use, non-sterile, Gas Sampling Line, disposable, PVC/PE, 3m/10ft, 10/pkg, 2097307-002, Gas-sampling/monitoring respiratory tubing, single-use, non-sterile, Gas Sampling Line, disposable, PVC/PE, 6m/20ft, 5/pkg, 2097307-003 | MONTAL | 2023-04-05T00:00:00.000+02:00 | GE Healthcare Finland OY, Kuortaneenkatu 2, FI-00510, Helsinki, FINLAND | Gas exhaust line, Gas exhaust line, white conical and Colder, disposable, 1 m/3.3 ft , 5514182, Gas exhaust line, Gas exhaust line, white conical and Colder, disposable, 0.18 m/7 in , 5514183, Gas exhaust line, Gas exhaust line, white conical , disposable, 2 m/6.6 ft ,5514184, Breathing circuit condensate trap, reusable, Mini D-fend Water Trap, 8002174, Gas-sampling/monitoring respiratory tubing, single-use, non-sterile, Gas Sampling Line, disposable, PVC/PE, 2m/7ft, 10/pkg, 2097307-001, Gas-sampling/monitoring respiratory tubing, single-use, non-sterile, Gas Sampling Line, disposable, PVC/PE, 3m/10ft, 10/pkg, 2097307-002, Gas-sampling/monitoring respiratory tubing, single-use, non-sterile, Gas Sampling Line, disposable, PVC/PE, 6m/20ft, 5/pkg, 2097307-003 | Klasa IIa | Linja te shkarkimit te gazeve nga pacientet gjate anestezise, Shkarkues i kondensatit të qarkut respirator, Linjat e marrjes së mostrave të gazit qe përdoren për dërgimin e mostrave të gazit në një pajisje monitoruese për matjen e gazrave të frymëmarrjes. | Pajisje anestezie dhe respiratore
13906 | Zenition 10 (718401), Zenition 50 (718096), BV Endura (718075) | Health & Light | 2023-04-11T00:00:00.000+02:00 | Philips Medical Systems Nederland B.V. Veenpluis 6 5684 PC Best The Netherlands SRN ID.: NL-MF-000001489 | Zenition 10 (718401), Zenition 50 (718096), BV Endura (718075) | Klasa IIb | Zenition 10, Pajisje e levizshme per Fluoroskopi, Hark C (C-Arm), Zenition 50, Pajisje e levizshme per Fluoroskopi, Hark C (C-Arm), BV Endura, Pajisje e levizshme per Fluoroskopi, Hark C (C-Arm) | Pajisje diagnostikuese dhe terapeutike me rezatim
13931 | MANIPLER AZ-35W Skin Stapler 783100 | O.E.S DISTRIMED | 2023-04-12T00:00:00.000+02:00 | B Braun Surgical S.A Carretera de Terrasa.121 ,08191 Rubi (Balcelona)Spain | MANIPLER AZ-35W Skin Stapler 783100 | Klasa IIa | Stepler lekure per perdorim spitalor | Instrumenta shumeperdorimeshe
13932 | 23 GA TOTALPLUS Vit Pak 10000CPM Bevel Wide Valved 8065752436, 23 GA TOTALPLUS Vit Pak 10000CPM Bevel Valved J 8065752440, 23 GA TOTALPLUS Vit Pak 20000CPM Flat Valved 8065830028, 23 GA TOTALPLUS Vit Pak 20000CPM Flat Valved J 8065830040, 25+ TOTALPLUS Vit Pak 7500CPM Valve 8065751617, 25+ TOTALPLUS Vit Pak 7500CPM Valve Wide 8065751618, 25+ TOTALPLUS Vit Pak 7500CPM Valved J 8065752032, 27+ TOTALPLUS Vit Pak 7500CPM 8065752062, 25+ TOTALPLUS Vit Pak 20000CPM Bevel Valved J 8065753108, 27+ TOTALPLUS Vit Pak 20000CPM Bevel Valved J 8065753111, Basic Phaco Pak 8065751883, Basic Phaco Pak, J 8065752008, 0.9 mm Tipless Phaco Pak 8065751155, 0.9 mm Tipless Phaco Pak J 8065752147, 23GA TOTALPLUS Comb Proc Pak 7500CPM Valved/0.9mm 8065751765, 23GA TOTALPLUS Comb Proc Pak 7500CPM Valved WD/0.9mm 8065751766, 25+ TOTALPLUS Comb Proc pak 7500CPM Valve/0.9mm 8065751767, 25+ TOTALPLUS Comb Proc pak 7500CPM Valve WD/0.9mm 8065751768, 25+ TOTALPLUS Comb Proc pak 7500CPM Valved/0.9mm J 8065752015, 27+ TOTALPLUS Comb Proc pak 7500CPM /0.9mm 8065752059, 27+ TOTALPLUS Comb Proc pak 7500CPM /0.9mm J 8065752060, Constellation Infusion Tubing Set W/Auto Inusion Valve 8065750914, Constellation Aux Aspiration Line 8065750917, Constellation Irrigation/Aspiration Tubing set 8065750918, Constellation Admin Tubing Set (GFI) 8065750920, Constellation Tray Arm Cover 8065751163, CONSTELLATION VIT BASIC PAK 8065751514, CONSTELLATION VIT BASIC PAK Japan 8065752034, 23 GA TOTALPLUS Vit Pak 7500 CPM Valve 8065751613, 23 GA TOTALPLUS Vit Pak 7500 CPM Valve Wide 8065751614, 23 GA TOTALPLUS Vit Pak 10000 CPM Bevel Valved 8065752435 | PEGASUS. | 2023-04-19T00:00:00.000+02:00 | Alcon Laboratories , Inc. 6201 South Freeway Fort Worth , Texas 76134-2099 USA | 23 GA TOTALPLUS Vit Pak 10000CPM Bevel Wide Valved 8065752436, 23 GA TOTALPLUS Vit Pak 10000CPM Bevel Valved J 8065752440, 23 GA TOTALPLUS Vit Pak 20000CPM Flat Valved 8065830028, 23 GA TOTALPLUS Vit Pak 20000CPM Flat Valved J 8065830040, 25+ TOTALPLUS Vit Pak 7500CPM Valve 8065751617, 25+ TOTALPLUS Vit Pak 7500CPM Valve Wide 8065751618, 25+ TOTALPLUS Vit Pak 7500CPM Valved J 8065752032, 27+ TOTALPLUS Vit Pak 7500CPM 8065752062, 25+ TOTALPLUS Vit Pak 20000CPM Bevel Valved J 8065753108, 27+ TOTALPLUS Vit Pak 20000CPM Bevel Valved J 8065753111, Basic Phaco Pak 8065751883, Basic Phaco Pak, J 8065752008, 0.9 mm Tipless Phaco Pak 8065751155, 0.9 mm Tipless Phaco Pak J 8065752147, 23GA TOTALPLUS Comb Proc Pak 7500CPM Valved/0.9mm 8065751765, 23GA TOTALPLUS Comb Proc Pak 7500CPM Valved WD/0.9mm 8065751766, 25+ TOTALPLUS Comb Proc pak 7500CPM Valve/0.9mm 8065751767, 25+ TOTALPLUS Comb Proc pak 7500CPM Valve WD/0.9mm 8065751768, 25+ TOTALPLUS Comb Proc pak 7500CPM Valved/0.9mm J 8065752015, 27+ TOTALPLUS Comb Proc pak 7500CPM /0.9mm 8065752059, 27+ TOTALPLUS Comb Proc pak 7500CPM /0.9mm J 8065752060, Constellation Infusion Tubing Set W/Auto Inusion Valve 8065750914, Constellation Aux Aspiration Line 8065750917, Constellation Irrigation/Aspiration Tubing set 8065750918, Constellation Admin Tubing Set (GFI) 8065750920, Constellation Tray Arm Cover 8065751163, CONSTELLATION VIT BASIC PAK 8065751514, CONSTELLATION VIT BASIC PAK Japan 8065752034, 23 GA TOTALPLUS Vit Pak 7500 CPM Valve 8065751613, 23 GA TOTALPLUS Vit Pak 7500 CPM Valve Wide 8065751614, 23 GA TOTALPLUS Vit Pak 10000 CPM Bevel Valved 8065752435 | Klasa IIa, Klasa IIb, Is | Jane pajisje te konsumueshme te perdorura ne sistemin mikrokirurgjikal | Pajisje te diagnostifikimit in vitro
oftalmik Constellation Vision System per nderhyrje kirurgjikale ne segmentin anterior te syrit si heqje katarakti dhe ne segmentin posterior (vitreoretinal)., Jane aksesore ndihmes te aparatit kirurgjikal oftalmik
me lazer Constellation Vision System., Jane aksesore ndihmes te aparatit kirurgjikal oftalmik
me lazer Constellation Vision System.
13989 | VICRYL™ (Polyglactin 910) Sterile Synthetic Absorbable Surgical Suture, Endosuture System made with VICRYL™ (Endosuture System (ESS) ENDOLOOP™), Endosuture System made with VICRYL™ (Endosuture System (ESS) ENDONEEDLE™) | E v i t a | 2023-04-14T00:00:00.000+02:00 | ETHICON, LLC 475 C Street Los Frailes Industrial Park Suite 401 Guaynabo Puerto Rico 00969 USA | VICRYL™ (Polyglactin 910) Sterile Synthetic Absorbable Surgical Suture, Endosuture System made with VICRYL™ (Endosuture System (ESS) ENDOLOOP™), Endosuture System made with VICRYL™ (Endosuture System (ESS) ENDONEEDLE™) | Klasa III | Penj sintetik te absorbueshem per qepje kirurgjikale , Sistem endosuture prej Vicryli qe lehtëson lidhjen e pedikulave në procedurat kirurgjikale, Sistem endosuture prej Vicryli qe perdoren qepje kirurgjikale | Pajisje nje perdorimeshe
13896 | sterilisation tubes for electrodes (253-300-999),Obutator for standart Resectoscope sheath for slim resectoscope,19 charr (253-000-555) | 2 A - PHARMA | 2023-04-19T00:00:00.000+02:00 | RZ Medizintechnik GmbH Unter Hasslen 20 78532 Tuttlingen Germany | sterilisation tubes for electrodes (253-300-999),Obutator for standart Resectoscope sheath for slim resectoscope,19 charr (253-000-555) | Klasa I | tuba sterilizimi për elektroda ,Obutator për mbështjellës standard të rezektoskopit për rezektoskop të hollë | Instrumenta shumeperdorimeshe
13851 | Mixing Tips and Intraoral Tips MT200, Mixing Tips and Intraoral Tips MT210, Mixing Tips and Intraoral Tips MT220, Mixing Tips and Intraoral Tips MT230, Mixing Tips and Intraoral Tips MT240, Mixing Tips and Intraoral Tips MT250, Mixing Tips and Intraoral Tips MT260, Mixing Tips and Intraoral Tips MT270, Mixing Tips and Intraoral Tips MT275, Mixing Tips and Intraoral Tips MT280, Mixing Tips and Intraoral Tips MT285, Mixing Tips and Intraoral Tips MT290, Mixing Tips and Intraoral Tips MT293, Mixing Tips and Intraoral Tips MT298, Mixing Tips and Intraoral Tips MT299 | Amber Dental | 2023-04-18T00:00:00.000+02:00 | Lakong Medical Devices Co., Ltd. No. 13 Jingci Road, Shilong, Dongguan, Guangdong, 523326, China | Mixing Tips and Intraoral Tips MT200, Mixing Tips and Intraoral Tips MT210, Mixing Tips and Intraoral Tips MT220, Mixing Tips and Intraoral Tips MT230, Mixing Tips and Intraoral Tips MT240, Mixing Tips and Intraoral Tips MT250, Mixing Tips and Intraoral Tips MT260, Mixing Tips and Intraoral Tips MT270, Mixing Tips and Intraoral Tips MT275, Mixing Tips and Intraoral Tips MT280, Mixing Tips and Intraoral Tips MT285, Mixing Tips and Intraoral Tips MT290, Mixing Tips and Intraoral Tips MT293, Mixing Tips and Intraoral Tips MT298, Mixing Tips and Intraoral Tips MT299 | Klasa I | koka me maje per perzierje | Pajisje dentare
13859 | Disposable Prophy Brushes P-B300, Disposable Prophy Brushes P-B310, Disposable Prophy Brushes P-B340, Disposable Prophy Brushes P-B350, Disposable Prophy Brushes P-B360 | Amber Dental | 2023-04-18T00:00:00.000+02:00 | Lakong Medical Devices Co., Ltd. No. 13 Jingci Road, Shilong, Dongguan, Guangdong, 523326, China | Disposable Prophy Brushes P-B300, Disposable Prophy Brushes P-B310, Disposable Prophy Brushes P-B340, Disposable Prophy Brushes P-B350, Disposable Prophy Brushes P-B360 | Klasa I | furca bondi | Pajisje dentare
13990 | TONOPORT VI, HW 1.0, FW 3.0, S350 | MONTAL | 2023-04-19T00:00:00.000+02:00 | PAR Medizintechnik GmbH & Co. KG, Rigistr. 11, 12277 Berlin, Germany | TONOPORT VI, HW 1.0, FW 3.0, S350 | Klasa IIa | TONOPORT VI është një aparat monitorues i presionit të gjakut me përmasa të vogla dhe portativ | Instrumenta shumeperdorimeshe
13950 | Bevisto - Instrumental : 2032, 2041 | Amber Dental | 2023-04-19T00:00:00.000+02:00 | Beviston GmbH Scharnstedter Weg 34 - 36 27639 Wurster Nordseekuste (Nordholz) Germany | Bevisto - Instrumental : 2032, 2041 | Klasa IIb | dezifektant instrumentash | Pajisje dentare
13897 | Intraoral Scanner i700, i600 MD-IS0200, MD-IS0100 | MOTO-MANIA | 2023-04-20T00:00:00.000+02:00 | Medit Corp. F9, F10, 8, Yangpyeong-ro 25-gil, Yeongdeungpo-gu, Seoul, 07207, Rep. of Korea | Intraoral Scanner i700, i600 MD-IS0200, MD-IS0100 | Klasa I | Skaner Intraoral | Pajisje dentare
13953 | ENTP‐006 / Otorino Surgery Pack | E v i t a | 2023-04-20T00:00:00.000+02:00 | Su Biyomedikal Sistemler ve Saglik Hizmetleri San.ve Tic. A.S. Orhangazi mah. 1673. Sok No:20 Esenyurt Istambul | ENTP‐006 / Otorino Surgery Pack | Is | Sete dhe beze sterile te cilat përdoren në procedura kirurgjikale | Pajisje nje perdorimeshe
13927 | T-Gen 15 mm x 20 mm TG-1, T-Gen 20 mm x 30 mm TG-2, T-Gen 30 mm x 40 mm TG-3, T-Gen 15 mm x 30 mm TG-4, T-Gen 25 mm x 25 mm TG-5, Alpha Bio's Graft Collagen Membrane 15 mm x 20 mm CM 15 x 20, Alpha Bio's Graft Collagen Membrane 20 mm x 30 mm CM 20 x 30, Alpha Bio's Graft Collagen Membrane 30 mm x 40 mm CM 30 x 40, TIXXU CONTROL 15 mm x 20 mm TICOLL12, TIXXU CONTROL 20 mm x 30 mm TICOLL23, TIXXU CONTROL 30 mm x 40 mm TICOLL34 | BRIANZA DENT | 2023-04-25T00:00:00.000+02:00 | HYUNDAI BIOLAND Co., Ltd162, Gwahaksaneop 3-ro, Ochang-eup, Cheongwon-gu, Cheongju-si, Chungcheongbuk-do, 28125, Republic of Korea | T-Gen 15 mm x 20 mm TG-1, T-Gen 20 mm x 30 mm TG-2, T-Gen 30 mm x 40 mm TG-3, T-Gen 15 mm x 30 mm TG-4, T-Gen 25 mm x 25 mm TG-5, Alpha Bio's Graft Collagen Membrane 15 mm x 20 mm CM 15 x 20, Alpha Bio's Graft Collagen Membrane 20 mm x 30 mm CM 20 x 30, Alpha Bio's Graft Collagen Membrane 30 mm x 40 mm CM 30 x 40, TIXXU CONTROL 15 mm x 20 mm TICOLL12, TIXXU CONTROL 20 mm x 30 mm TICOLL23, TIXXU CONTROL 30 mm x 40 mm TICOLL34 | Klasa III | Kocke artificiale dentare HYUNDAI BIOLAND | Pajisje dentare
13975 | Caries Detector #220EU, Caries Detector #220UK | Albadent Group | 2023-04-25T00:00:00.000+02:00 | Kuraray Noritake Dental Inc. 1621 Sakazu, Kurashiki, Okayama, 710-0801, Japan | Caries Detector #220EU, Caries Detector #220UK | Klasa IIa | Caries detector ndihmojnë dentistin në diferencimin e dentinës së infektuar. Ato janë ngjyra proteinike jo specifike që ngjyrosin matricën organike të dentinës më pak të mineralizuar, duke përfshirë dentinën normale cirkupulpale dhe dentinën e shëndoshë në zonën e bashkimit amelo-dentinal. Përdorimi i ngjyrave me detektor kariesi është sugjeruar gjithashtu si një ndihmë diagnostike për kariesin ok | Pajisje dentare
14165 | Bi-One LifeTouchTherapy: xxxxxxxxxxx | VAANMED | 2023-05-22T00:00:00.000+02:00 | Expo Italia S.r.l. Via Segantini, 34, 50142 Firenze FI, Italy | Bi-One LifeTouchTherapy: xxxxxxxxxxx | Klasa IIb | Pajisje per rigjenerim strijash | Pajisje elektromekanike
13999 | 8886 4002-41 NOVAFIL 3-0 BLU 90CM C14 8886400241, 8886 4009-63 NOVAFIL 0 BLU 100CM GS11 8886400963, 8886 4027-21 NOVAFIL 5-0 BLU 75CM P13 8886402721, 8886 4028-21 NOVAFIL 5-0 BLU 75CM P11 8886402821, 8886 4028-31 NOVAFIL 4-0 BLU 75CM P11 8886402831, 8886 4032-31 NOVAFIL 4-0 BLU 75CM C13 8886403231, 8886 4400-13 NOVAFIL 6-0 BLU 45CM SBE2 8886440013, 8886 4400-23 NOVAFIL 5-0 BLU 45CM SBE2 8886440023, 8886 4401-13 NOVAFIL 6-0 BLU 45CM SBE3 8886440113, 8886440123 NOVAFIL 5-0 BLU 45CM SBE3 8886440123, 8886 4401-33 NOVAFIL 4-0 BLU 45CM SBE3 8886440133, 8886 4402-23 NOVAFIL 5-0 BLU 45CM SBE4 8886440223, 8886 4402-33 NOVAFIL 4-0 BLU 45CM SBE4 8886440233, 8886 4402-43 NOVAFIL 3-0 BLU 45CM SBE4 8886440243, 8886 4403-33 NOVAFIL 4-0 BLU 45CM SBE6 8886440333, 8886 4403-43 NOVAFIL 3-0 BLU 45CM SBE6 8886440343, 8886 4408-61 NOVAFIL 0 BLU 150CM GS26 LP 8886440861, 8886 4410-03 NOVAFIL 7-0 BLU 45CM P10 8886441003, 8886 4410-13 NOVAFIL 6-0 BLU 45CM P10 8886441013, 8886 4410-23 NOVAFIL 5-0 BLU 45CM P10 8886441023, 8886 4414-31 NOVAFIL 4-0 BLU 45CM P11 8886441431, 8886 4415-43 NOVAFIL 3-0 BLU 45CM P12 8886441543, 8886 4418-53 NOVAFIL 2-0 BLU 45CM P14 8886441853, 8886 4419-13 NOVAFIL 6-0 BLU 45CM C1 8886441913, 8886 4419-23 NOVAFIL 5-0 BLU 45CM C1 8886441923, 8886 4419-33 NOVAFIL 4-0 BLU 45CM C1 8886441933, 8886 4420-13 NOVAFIL 6-0 BLU 45CM C13 8886442013, 8886 4420-23 NOVAFIL 5-0 BLU 45CM C13 8886442023, 8886442033 NOVAFIL 4-0 BLU 45CM C13 8886442033, 8886 4420-43 NOVAFIL 3-0 BLU 45CM C13 8886442043, 8886 4421-53 NOVAFIL 2-0 BLU 75CM C14 8886442153, 8886 4422-33 NOVAFIL 4-0 BLU 45CM C14 8886442233, 8886 4422-43 NOVAFIL 3-0 BLU 45CM C14 8886442243, 8886 4422-53 NOVAFIL 2-0 BLU 45CM C14 8886442253, 8886 4424-31 NOVAFIL 4-0 BLU 75CM C16 8886442431, 8886 4424-41 NOVAFIL 3-0 BLU 75CM C16 8886442441, 8886 4424-51 NOVAFIL 2-0 BLU 75CM C16 8886442451, 8886 4424-61 NOVAFIL 0 BLU 75CM C16X36 8886442461, 8886 4425-31 NOVAFIL 4-0 BLU 75CM P12 8886442531, 8886 4426-41 NOVAFIL 3-0 BLU 75CM C17 8886442641, 8886442651 NOVAFIL 2-0 BLU 75CM C17 8886442651, 8886 4426-61 NOVAFIL 0 BLU 75CM C17X36 8886442661, 8886 4433-71 NOVAFIL 1 BLU 75CM GS11 8886443371, 8886 4436-71 NOVAFIL 1 BLU 75CM GS13 8886443671, 8886 4450-41 NOVAFIL 3-0 BLU 75CM V26 8886445041, 8886 4452-41 NOVAFIL 3-0 BLU 75CM V20 8886445241, 8886 4452-51 NOVAFIL 2-0 BLU 75CM V20 8886445251, 8886 4452-61 NOVAFIL 0 BLU 75CM V20X36 8886445261, 8886 4454-63 NOVAFIL 0 BLU 5X45CM GS21DT 8886445463, 8886 4454-73 NOVAFIL 1 BLU 5X45CM GS21DT 8886445473, 8886 4455-61 NOVAFIL 0 BLU 75CM GS21 8886445561, 8886 4455-71 NOVAFIL 1 BLU 75CM GS21 8886445571, 88864458-53 2/0 BLU 5X45CM GS22 DT 8886445853, 8886 4458-63 NOVAFIL 0 BLU 5X45CM GS22DT 8886445863, 8886 4459-51 NOVAFIL 2-0 BLU 75CM GS22 8886445951, 8886 4459-61 NOVAFIL 0 BLU 75CM GS22 8886445961, 8886 4459 71 NOVAFIL 1 BLU 75CM GS22 8886445971, 88864460-63 NOVAFIL 0 BLU 5X45CM HGS22DT 8886446063, NOVA BL 1X30 T25/GS- 8886446371, NVAFIL BL 5X18 T-20G 8886446473, NOVAFIL* 1 BLU 75CM 8886446571, NOVAFIL* 2 BLU 75CM 8886446581, NOVAFIL 0 BLUE 30" T 8886446961, NOVA BL 1X30 T40/HGS 8886446971, NOVA BL 1X60 T-60/GS 8886447071, NOVA BL 1X60 T-60/GS 8886447081, NOVA BL 1X30 CS-1/SC 8886449041, NOVA BL 1X30 CS-1/SC 8886449051, NVAFIL 0 BL 80" LP T 8886453863, NOVAFIL* 3/0 BLUE 1 8886455441, NOVAFIL* 5/0 BLUE 1 8886455523, NOVAFIL* 3/0 30" BLU 8886458243, NOVAFIL* 2/0 30" BLU 8886458253, NVAFIL 2-0 BL 60" LP 8886461951, NOVAFIL 1 BL 40 GS-1 CPB738G, NOVAFIL* 6-0 12 BL S PB6713K, NOVAFIL* 5-0 12 BL S PB6723K, NOVAFIL* BL 6/0 18 P SPB1213G, NOVAFIL* BL 4/0 18 P SPB1233G, NOVAFIL* BL 5/0 18 P SPB1623G, NOVAFIL* BL 3/0 18 P SPB1643G, SPB-5142G NOVAFIL 5-0 BLU 45CM P11X12 SPB5142G, NOVAFIL* BL 4/0 18 P SPB5143G, NOVAFIL* BL 5/0 18 P SPB5223G, NOVAFIL* BL 6/0 18 P SPB5413G, NOVAFIL* CL 4/0 18 P SPB5433G, NOVAFIL* BL 4/0 18 P SPB5633G, NOVAFIL* BL 4/0 18 P SPB5833G, NOVAFIL* BL 3/0 18 P SPB5843G, NVAFIL 6/0 BL 1X30" X7005, NOVAFIL* 4-0 45CM BL XNF1964, NOVAFIL* 5-0 45CM BL XNF1965, NOVAFIL 6/0 18" BLUE XNF1966, NOVAFIL 3/0 18" BLUE XNF1993, NOVAFIL 4/0 18" BLUE XNF1994, NOVAFIL 5/0 18" BLUE XNF1995, NOVAFIL* 6-0 45CM BL XNF697, XX2214 NOVAFIL 5/0 30IN CLEAR DX-13 XX2214, NOVAFIL 2/0 BLUE 48" XX5011, NVAFL 2-0 40 BL GCC9 XX5140, NVAFL 3-0 40 BL GCC9 XX5141, NVAFL 0 40 BL GCC90 XX5144, NOVAFIL* 5-0 12 BL S PB7740K, NOVAFIL 5-0 BL 18 PC SPB1945G, NOVAFIL* 1 BL 96" GS X1183L | O.E.S DISTRIMED | 2023-04-26T00:00:00.000+02:00 | Covidien Ilc 15 Hampshire Street Mansfield, MA 02048 USA | 8886 4002-41 NOVAFIL 3-0 BLU 90CM C14 8886400241, 8886 4009-63 NOVAFIL 0 BLU 100CM GS11 8886400963, 8886 4027-21 NOVAFIL 5-0 BLU 75CM P13 8886402721, 8886 4028-21 NOVAFIL 5-0 BLU 75CM P11 8886402821, 8886 4028-31 NOVAFIL 4-0 BLU 75CM P11 8886402831, 8886 4032-31 NOVAFIL 4-0 BLU 75CM C13 8886403231, 8886 4400-13 NOVAFIL 6-0 BLU 45CM SBE2 8886440013, 8886 4400-23 NOVAFIL 5-0 BLU 45CM SBE2 8886440023, 8886 4401-13 NOVAFIL 6-0 BLU 45CM SBE3 8886440113, 8886440123 NOVAFIL 5-0 BLU 45CM SBE3 8886440123, 8886 4401-33 NOVAFIL 4-0 BLU 45CM SBE3 8886440133, 8886 4402-23 NOVAFIL 5-0 BLU 45CM SBE4 8886440223, 8886 4402-33 NOVAFIL 4-0 BLU 45CM SBE4 8886440233, 8886 4402-43 NOVAFIL 3-0 BLU 45CM SBE4 8886440243, 8886 4403-33 NOVAFIL 4-0 BLU 45CM SBE6 8886440333, 8886 4403-43 NOVAFIL 3-0 BLU 45CM SBE6 8886440343, 8886 4408-61 NOVAFIL 0 BLU 150CM GS26 LP 8886440861, 8886 4410-03 NOVAFIL 7-0 BLU 45CM P10 8886441003, 8886 4410-13 NOVAFIL 6-0 BLU 45CM P10 8886441013, 8886 4410-23 NOVAFIL 5-0 BLU 45CM P10 8886441023, 8886 4414-31 NOVAFIL 4-0 BLU 45CM P11 8886441431, 8886 4415-43 NOVAFIL 3-0 BLU 45CM P12 8886441543, 8886 4418-53 NOVAFIL 2-0 BLU 45CM P14 8886441853, 8886 4419-13 NOVAFIL 6-0 BLU 45CM C1 8886441913, 8886 4419-23 NOVAFIL 5-0 BLU 45CM C1 8886441923, 8886 4419-33 NOVAFIL 4-0 BLU 45CM C1 8886441933, 8886 4420-13 NOVAFIL 6-0 BLU 45CM C13 8886442013, 8886 4420-23 NOVAFIL 5-0 BLU 45CM C13 8886442023, 8886442033 NOVAFIL 4-0 BLU 45CM C13 8886442033, 8886 4420-43 NOVAFIL 3-0 BLU 45CM C13 8886442043, 8886 4421-53 NOVAFIL 2-0 BLU 75CM C14 8886442153, 8886 4422-33 NOVAFIL 4-0 BLU 45CM C14 8886442233, 8886 4422-43 NOVAFIL 3-0 BLU 45CM C14 8886442243, 8886 4422-53 NOVAFIL 2-0 BLU 45CM C14 8886442253, 8886 4424-31 NOVAFIL 4-0 BLU 75CM C16 8886442431, 8886 4424-41 NOVAFIL 3-0 BLU 75CM C16 8886442441, 8886 4424-51 NOVAFIL 2-0 BLU 75CM C16 8886442451, 8886 4424-61 NOVAFIL 0 BLU 75CM C16X36 8886442461, 8886 4425-31 NOVAFIL 4-0 BLU 75CM P12 8886442531, 8886 4426-41 NOVAFIL 3-0 BLU 75CM C17 8886442641, 8886442651 NOVAFIL 2-0 BLU 75CM C17 8886442651, 8886 4426-61 NOVAFIL 0 BLU 75CM C17X36 8886442661, 8886 4433-71 NOVAFIL 1 BLU 75CM GS11 8886443371, 8886 4436-71 NOVAFIL 1 BLU 75CM GS13 8886443671, 8886 4450-41 NOVAFIL 3-0 BLU 75CM V26 8886445041, 8886 4452-41 NOVAFIL 3-0 BLU 75CM V20 8886445241, 8886 4452-51 NOVAFIL 2-0 BLU 75CM V20 8886445251, 8886 4452-61 NOVAFIL 0 BLU 75CM V20X36 8886445261, 8886 4454-63 NOVAFIL 0 BLU 5X45CM GS21DT 8886445463, 8886 4454-73 NOVAFIL 1 BLU 5X45CM GS21DT 8886445473, 8886 4455-61 NOVAFIL 0 BLU 75CM GS21 8886445561, 8886 4455-71 NOVAFIL 1 BLU 75CM GS21 8886445571, 88864458-53 2/0 BLU 5X45CM GS22 DT 8886445853, 8886 4458-63 NOVAFIL 0 BLU 5X45CM GS22DT 8886445863, 8886 4459-51 NOVAFIL 2-0 BLU 75CM GS22 8886445951, 8886 4459-61 NOVAFIL 0 BLU 75CM GS22 8886445961, 8886 4459 71 NOVAFIL 1 BLU 75CM GS22 8886445971, 88864460-63 NOVAFIL 0 BLU 5X45CM HGS22DT 8886446063, NOVA BL 1X30 T25/GS- 8886446371, NVAFIL BL 5X18 T-20G 8886446473, NOVAFIL* 1 BLU 75CM 8886446571, NOVAFIL* 2 BLU 75CM 8886446581, NOVAFIL 0 BLUE 30" T 8886446961, NOVA BL 1X30 T40/HGS 8886446971, NOVA BL 1X60 T-60/GS 8886447071, NOVA BL 1X60 T-60/GS 8886447081, NOVA BL 1X30 CS-1/SC 8886449041, NOVA BL 1X30 CS-1/SC 8886449051, NVAFIL 0 BL 80" LP T 8886453863, NOVAFIL* 3/0 BLUE 1 8886455441, NOVAFIL* 5/0 BLUE 1 8886455523, NOVAFIL* 3/0 30" BLU 8886458243, NOVAFIL* 2/0 30" BLU 8886458253, NVAFIL 2-0 BL 60" LP 8886461951, NOVAFIL 1 BL 40 GS-1 CPB738G, NOVAFIL* 6-0 12 BL S PB6713K, NOVAFIL* 5-0 12 BL S PB6723K, NOVAFIL* BL 6 | Klasa III | Sutura kirurgjikale jo te absorbueshme | Pajisje te implantueshme aktive
13744 | MINICLIS MICROCLISMI BAMBINI | ITALMED-DISTRIBUTION | 2023-03-06T00:00:00.000+01:00 | Laboratorio Chimico Farmaceutico A. Sella S.r.l., Via Vicenza n. 67, 36015 Schio (VI), Italy | Microclisma Sella - preparation for rectal use: Miniclis Microclismi Bambini 3g, Box x 6; Code/Lot: 05437 | Klasa IIa | MINICLIS MICROCLISMI BAMBINI eshte nje pajisje mjekesore per perdorim rektal me baze gliceroli. Indikohet per te lehtesuar jashteqitjen. Perdoret per te lehtesuar konstipacionin ose per tu pergatitur per nje ekzaminim rektal. | Tjeter
13758 | anti-p40 (BC28) Mouse Monoclonal Primary Antibody | E v i t a | 2023-03-09T00:00:00.000+01:00 | Ventana Medical Systems, lnc. 1910 E. lnnovation Park Drive, Tucson, AZ 85755 USA | anti-p40 (BC28) Mouse Monoclonal Primary Antibody 790-4950 / 07394420001 | In vitro | Reagent per detektimin e AMACR (P40) ne procedurat imunohistokimike | Pajisje te diagnostifikimit in vitro
13764 | 07143745190-PreciControl HBsAg II quant II | E v i t a | 2023-03-17T00:00:00.000+01:00 | Roche Diagnostics GmbH Sandhofer Strasse 116 D-68305 Mannheim | 07143745190-PreciControl HBsAg II quant II | In vitro | Kit kontrolli per reagentin e HbSAg Sasiore | Pajisje te diagnostifikimit in vitro
13801 | Steelex Electrode Set-USP3/0-USP0 C0990008 STEE ELE SETW/B3/0 2X60CM HR13MGS51VBKSG C0992026 STEE EL BLU 3/0 60CM HRC17/GS65V BK SGCE C0992038 STEE EL BLU 3/0 60CM HR17/GS65V BRK SGCE, C0992041 STEE EL BLU 3/0 60CM HRC26/GS65V BK SGCE C0992045 STEE EL BLU 2/0 2X60 HR26/GS65V BRK SGCE C0992046 STEE EL BLU 3/0 60CM HR26/GS65V BRK SGCE C0992054 STEE EL BLU 3/0 60CM HR17/GS51V BRK SGCE, C0992062 STEE EL BLU 3/0 60CM HRT17/GS65V BK SGCE C0992070 STEE EL BLU 3/0 60CM HRT26/GS65V BK SGCE C0992097 STEE EL BLU 2/0 60CM HR26/GS65V BRK SGCE C0992100 STEE EL BLU 0 60CM HR26/GS65V BRK SGCE, C0992131 STEE EL BLU 2/0(3)60CM HR26/GS90V BRK SG C0992702 STEE EL W/B 3/0 2X60 HR17/GS51V BRK SGCE C0992703 STEE EL W/B 3/0 2X60 HR17/GS65V BRK SGCE C0992704 STEE EL W/B 3/0 2X60 HR26/GS65V BRK SGCE, C0992720 STEE EL W/B 3/0(2)2X60CM HR26/GS90VBRKSG C0992721 STEE EL W/B 2/0(3)2X60CM HR26/GS90VBRKSG G0992097 STEE EL BLU 2/0 60CM HR26/GS65V BRK SGCE X0992046 STEE EL BLU 3/0 60CM HR26/GS65V BRK SGCE | O.E.S DISTRIMED | 2023-03-23T00:00:00.000+01:00 | B Braun Surgical S.A Carretera de Terrasa.121 ,08191 Rubi (Balcelona)Spain | Steelex Electrode Set-USP3/0-USP0 C0990008 STEE ELE SETW/B3/0 2X60CM HR13MGS51VBKSG C0992026 STEE EL BLU 3/0 60CM HRC17/GS65V BK SGCE C0992038 STEE EL BLU 3/0 60CM HR17/GS65V BRK SGCE, C0992041 STEE EL BLU 3/0 60CM HRC26/GS65V BK SGCE C0992045 STEE EL BLU 2/0 2X60 HR26/GS65V BRK SGCE C0992046 STEE EL BLU 3/0 60CM HR26/GS65V BRK SGCE C0992054 STEE EL BLU 3/0 60CM HR17/GS51V BRK SGCE, C0992062 STEE EL BLU 3/0 60CM HRT17/GS65V BK SGCE C0992070 STEE EL BLU 3/0 60CM HRT26/GS65V BK SGCE C0992097 STEE EL BLU 2/0 60CM HR26/GS65V BRK SGCE C0992100 STEE EL BLU 0 60CM HR26/GS65V BRK SGCE, C0992131 STEE EL BLU 2/0(3)60CM HR26/GS90V BRK SG C0992702 STEE EL W/B 3/0 2X60 HR17/GS51V BRK SGCE C0992703 STEE EL W/B 3/0 2X60 HR17/GS65V BRK SGCE C0992704 STEE EL W/B 3/0 2X60 HR26/GS65V BRK SGCE, C0992720 STEE EL W/B 3/0(2)2X60CM HR26/GS90VBRKSG C0992721 STEE EL W/B 2/0(3)2X60CM HR26/GS90VBRKSG G0992097 STEE EL BLU 2/0 60CM HR26/GS65V BRK SGCE X0992046 STEE EL BLU 3/0 60CM HR26/GS65V BRK SGCE | Klasa III | Set Elektroda celiku -per perdorim ne kirurgji | Pajisje nje perdorimeshe
13802 | Blood Collection Sets (A.V Fistula Needle Sets), 15G, 16G, 17G, 18G | DIAL-ALB | 2023-03-20T00:00:00.000+01:00 | Jiangxi Sanxin Medtec CO. LTD, No.999 Fushan Road, Xiaolan Economic Development Zone, Nanchang, Jiangxi, 330200, China | Blood Collection Sets (A.V Fistula Needle Sets), 15G, 16G, 17G, 18G | Klasa IIa | Komplete për grumbullimin e gjakut (Sete te gjilpërave ) | Pajisje nje perdorimeshe
13806 | Vidas Kube Clinical 423912, Vidas Kube V1.0 Software Clinic 424350 | LABOPHARMA SHPK | 2023-03-20T00:00:00.000+01:00 | Biomerieux SA 376 Chemin de l orme 69280 Marcy l Etoile France | Vidas Kube Clinical 423912, Vidas Kube V1.0 Software Clinic 424350 | In vitro | instrument qe kryen analizen molekulare te testeve VIDAS per analizat imunokimike te gjakut semundje infektive dhe patogjene te ndryshem, Software i intrumentit analizues te mostrave te gjakut Vidas Kube clinical | Pajisje te diagnostifikimit in vitro
13770 | 14.5F x 36cm Hemo-Flow® Double Lumen Hemodialysis Catheter Set (Cuff 31cm From Tip) HFS36E | INCOMED | 2023-03-23T00:00:00.000+01:00 | Medical Components, Inc 1499 Delp Drive Harleysville, PA 19438 USA | 14.5F x 36cm Hemo-Flow® Double Lumen Hemodialysis Catheter Set (Cuff 31cm From Tip) HFS36E | Klasa III | Kateterë që lejojnë aksesin vaskular në pacientët që kryejnë hemodializë ose aferezë, të cilët nuk kanë akses vaskular të përhershëm funksional. | Pajisje nje perdorimeshe
13765 | CareLink SmartSync Patient Connector ; 24967 | O.E.S DISTRIMED | 2023-03-28T00:00:00.000+02:00 | Medtronic Inc. 710 Medtronic Parkway Minneapolis,MN 55432 USA | CareLink SmartSync Patient Connector ; 24967 | Klasa I | Pajisje ndermjetese per komunikimin midis pajisjes kardiake dhe aplikacionit | Instrumenta shumeperdorimeshe
13868 | Urology – Electrodes and Needles, Ball Electrode-Single Stem, Double Stem, Storz, Wolf, Olympus, Cold Knife-Single Stem, Double Stem, Straight, Half Moon, Storz, Wolf, Olympus, Collings Knife-Single Stem, Double Stem, Storz, Wolf, Olympus, TURP Electrode-Single Stem, Double Stem, Bugbee Electrode, Initial Puncture Needle-2 Part Trocar Tip, Chiba Tip 3 Part Bevel Tip | O.E.S DISTRIMED | 2023-04-04T00:00:00.000+02:00 | MED pro Medical B.V.Vendelier 45E 3905 PC Veenendaal the Netherlands | Urology – Electrodes and Needles, Ball Electrode-Single Stem, Double Stem, Storz, Wolf, Olympus, Cold Knife-Single Stem, Double Stem, Straight, Half Moon, Storz, Wolf, Olympus, Collings Knife-Single Stem, Double Stem, Storz, Wolf, Olympus, TURP Electrode-Single Stem, Double Stem, Bugbee Electrode, Initial Puncture Needle-2 Part Trocar Tip, Chiba Tip 3 Part Bevel Tip | Klasa IIa, Klasa IIb | Elektroda dhe age per urologji | Pajisje nje perdorimeshe
13828 | Aspirasaliva Flessibile (for dental use)3410/xx/y/zzz | MOTO-MANIA | 2023-03-29T00:00:00.000+02:00 | NOSTRUM SRL ,ADD 55041 CAPEZZANO PIANORE (LU) - VIA PROVINCIALE 298 - Italy | Aspirasaliva Flessibile (for dental use)3410/xx/y/zzz | Klasa IIa | Kanjula Aspirimi per perdorim dentar | Pajisje dentare
13774 | MOBILE COLLECTION CHAIRS - JONDAL | BIOMETRIC ALBANIA | 2023-03-30T00:00:00.000+02:00 | STRUB GMBH - Große Ahlmühle 27 D-76865 Rohrbach GERMANY | MOBILE COLLECTION CHAIRS - JONDAL | Klasa I | KARRIGE LEVIZESE (PER MARRJEN E GJAKUT) | Produkte per institucione te kujdesit shendetesor
13820 | Hemostasis Analyzer: Yumizen G400DDi | BIOMETRIC ALBANIA | 2023-03-30T00:00:00.000+02:00 | HORIBA ABX SAS - Rue du Caducée - BP7290, 34184 MONTPELUER Cedex 4 - FRANCE | Hemostasis Analyzer: Yumizen G400DDi | In vitro | ANALIZATOR HEMOSTAZE (KOAGULOMETER) | Pajisje te diagnostifikimit in vitro
13878 | Isothermal bags for the transport of blood and blood components (EMO 02 PP; EMO 04 PP; EMO 06 PP) | BIOMETRIC ALBANIA | 2023-04-03T00:00:00.000+02:00 | M.&G. INT.'L SRL - Via Manzoni 20, 20838 Renate, ITALY | Isothermal bags for the transport of blood and blood components (EMO 02 PP; EMO 04 PP; EMO 06 PP) | Klasa IIa | Qese per transportin e Gjakut (Izotermike) | Produkte per institucione te kujdesit shendetesor
13883 | VENTANA PTEN (SP218) Rabbit Monoclonal Primary Antibody; 07970200001 / 790-5097 (Basic UDI-DI: 761333601855BD) | E v i t a | 2023-04-05T00:00:00.000+02:00 | Ventana Medical Systems, lnc. 1910 E. lnnovation Park Drive Tucson, AZ 85755 USA | VENTANA PTEN (SP218) Rabbit Monoclonal Primary Antibody; 07970200001 / 790-5097 (Basic UDI-DI: 761333601855BD) | In vitro | Reagent per detektimin cilesor imunohistokimik te proteines PTEN | Pajisje te diagnostifikimit in vitro
13890 | cystoscope,rigid 253-804-030;hysteroscopy instruments 351-829-030 | 2 A - PHARMA | 2023-04-11T00:00:00.000+02:00 | RZ Medizintechnik GmbH Unter Hasslen 20 78532 Tuttlingen Germany | cystoscope,rigid 253-804-030;hysteroscopy instruments 351-829-030 | Klasa IIa | cistoskop ; instrumente histeroskopie | Instrumenta shumeperdorimeshe
13909 | 525616 Stimulation probe 85mm monopolar,straight,ball tip, 533621 SDN electrode BU 15/1000, stainless steel, 533653 SDN electrode GN 20/3000,stainless steel, 533646 SDN electrode 15/2000,stainless steel, 530680 SDN electrodes RD/BK 25/1200,stainless steel, 530750 Corkscrew electrode set spiral needle 0.6 mm with tip, 530684 FSR02 Flexible 2-pole recording and stimulation, 525208 Stimulation probe 90mm monopolar,straight,flexible, 525615 Stimulation probe 130mm monopolar,bayonet,ball tip | O.E.S DISTRIMED | 2023-04-11T00:00:00.000+02:00 | inomed Medizintechnik GmbH, Im Hausgrün 29, 79312 Emmendingen, Germany | 525616 Stimulation probe 85mm monopolar,straight,ball tip, 533621 SDN electrode BU 15/1000, stainless steel, 533653 SDN electrode GN 20/3000,stainless steel, 533646 SDN electrode 15/2000,stainless steel, 530680 SDN electrodes RD/BK 25/1200,stainless steel, 530750 Corkscrew electrode set spiral needle 0.6 mm with tip, 530684 FSR02 Flexible 2-pole recording and stimulation, 525208 Stimulation probe 90mm monopolar,straight,flexible, 525615 Stimulation probe 130mm monopolar,bayonet,ball tip | Klasa IIa | Instrumenta dhe elektroda per stimulim dhe rregjistrim | Pajisje nje perdorimeshe
13913 | Percept PC BrainSense,B35200 | O.E.S DISTRIMED | 2023-04-12T00:00:00.000+02:00 | Medtronic Inc. 710 Medtronic Parkway Minneapolis,MN 55432 USA | Percept PC BrainSense,B35200 | Te implantueshme aktive | Neurostimulator per terapine e stimulimit të thellë të trurit | Pajisje te implantueshme aktive
13946 | Fluxergy Analyzer, CAT #5506-CE | Labor Dr. Limbach Heidelberg Germany | 2023-04-20T00:00:00.000+02:00 | Fluxergy Inc, 30 Fairbanks, Suite 110 Irvine, CA 92618, USA | Fluxergy Analyzer, CAT #5506-CE | In vitro | Analizuesi i amplifikimit të acidit nukleik me ciklues termik IVD | Pajisje laboratori
13741 | Set linjash gjaku | MONTAL | 2023-03-10T00:00:00.000+01:00 | Fresenius Medical Care AG Co. KGaA - 61346 Bad Homburg, Germany | AV-SET ONLINEplus BVM Paed 5008-R - F0001068 | Klasa IIa | Set linjash gjaku per hemodialize | Pajisje nje perdorimeshe
13798 | Shiley Adult Flexible Evac Tracheostomy Tube with TaperGuard Cuff, Single Cannula (xCNxxES) -4CN65ES, 5CN70ES ,6CN75ES ,7CN80ES ,8CN85ES ,9CN90ES ,10CN10ES, Shiley Adult Flexible Evac Tracheostomy Tube with TaperGuard Cuff, Disposable Inner Cannula (xCNxxED)-4CN65ED, 5CN70ED, 6CN75ED, 7CN80ED ,8CN85ED, 9CN90ED ,10CN10ED, Shiley Adult Flexible Tracheostomy Tube with TaperGuard Cuff, Reusable Inner Cannula (xCNxxER)-4CN65ER, 5CN70ER, 6CN75ER, 7CN80ER ,8CN85ER ,9CN90ER, 10CN10ER | O.E.S DISTRIMED | 2023-03-23T00:00:00.000+01:00 | Covidien Ilc 15 Hampshire Street Mansfield, MA 02048 USA | Shiley Adult Flexible Evac Tracheostomy Tube with TaperGuard Cuff, Single Cannula (xCNxxES) -4CN65ES, 5CN70ES ,6CN75ES ,7CN80ES ,8CN85ES ,9CN90ES ,10CN10ES, Shiley Adult Flexible Evac Tracheostomy Tube with TaperGuard Cuff, Disposable Inner Cannula (xCNxxED)-4CN65ED, 5CN70ED, 6CN75ED, 7CN80ED ,8CN85ED, 9CN90ED ,10CN10ED, Shiley Adult Flexible Tracheostomy Tube with TaperGuard Cuff, Reusable Inner Cannula (xCNxxER)-4CN65ER, 5CN70ER, 6CN75ER, 7CN80ER ,8CN85ER ,9CN90ER, 10CN10ER | Klasa IIb | Tuba trakeostomie | Pajisje nje perdorimeshe
13810 | Disposable infusion pump (SZB-CX; SZB-CX-B;SZB-CZ;SZB-CZ-B; SZB-CX-F; SZB-CX-BF; SZB-CZ-F; SZB-CZ-BF; SZB-CX-U; SZB-CX-BU; SZB-CZ-U; SZB-CZ-BU; SZB-DX; SZB-DX-B; SZB-DZ; SZB-DZ-B; SZB-DX-F; SZB-DX-BF | 2 A - PHARMA | 2023-03-23T00:00:00.000+01:00 | ZHEJIANG FERT MEDICAL DEVICE CO., LTD No.3618 huan Cheng South Road, Wutong District, TongXiang,Zhejiang, P.R.CHINA | Disposable infusion pump (SZB-CX; SZB-CX-B;SZB-CZ;SZB-CZ-B; SZB-CX-F; SZB-CX-BF; SZB-CZ-F; SZB-CZ-BF; SZB-CX-U; SZB-CX-BU; SZB-CZ-U; SZB-CZ-BU; SZB-DX; SZB-DX-B; SZB-DZ; SZB-DZ-B; SZB-DX-F; SZB-DX-BF | Klasa IIb | Pompe infusioni per kimioterapi | Pajisje nje perdorimeshe
13843 | Sendo Economy | T R I M E D | 2023-03-31T00:00:00.000+02:00 | A&D Company, Limited 1-243 Asahi, Kitamoto-shi Saitama-ken 364-8585 Japan | Sendo Economy | Klasa IIa | Aparat elektronik që shërben për matjen e presionit të gjakut. Matja bëhet në mënyrë digjitale, duke vendosur manshetën tek krahu. | Tjeter
13766 | Sil-Serter MMT-385 | O.E.S DISTRIMED | 2023-03-28T00:00:00.000+02:00 | Medtronic MiniMed 18000 Devonshire Street Northridge, CA 91325 USA | Sil-Serter MMT-385 | Klasa I | Pajisje ndihmese per insertimin e setit te infuzionit Silhouette | Instrumenta shumeperdorimeshe
13830 | Blood bank refrigerators (HAEMO 700V) | BIOMETRIC ALBANIA | 2023-03-30T00:00:00.000+02:00 | KW APPARECCHI SCIENTIFICI SRL - Via della Resistenza 119, 53035 Monteriggioni (SI) – ITALY | Blood bank refrigerators (HAEMO 700V) | Klasa IIa | Frigorifer per Banken e Gjakut | Produkte per institucione te kujdesit shendetesor
13848 | FREEZER (KBPF 600-PP) | BIOMETRIC ALBANIA | 2023-03-30T00:00:00.000+02:00 | KW APPARECCHI SCIENTIFICI SRL - Via della Resistenza 119, 53035 Monteriggioni (SI) – ITALY | FREEZER (KBPF 600-PP) | Klasa IIa | NGRIRES PER BANKAT E GJAKUT | Produkte per institucione te kujdesit shendetesor
13875 | Phonak Naída P90-PR, Phonak Naída P70-PR, Phonak Naída P50-PR, Phonak Naída P30-PR, Phonak Naída P-PR Trial, Phonak Naída P90-UP, Phonak Naída P70-UP, Phonak Naída P50-UP, Phonak Naída P30-UP, Phonak Naída P-UP Trial | APARATE DEGJIMI | 2023-04-04T00:00:00.000+02:00 | SONOVA AG Laubisrütistrasse 28 CH-8712 STÄFA SWITZERLAND | Phonak Naída P90-PR, Phonak Naída P70-PR, Phonak Naída P50-PR, Phonak Naída P30-PR, Phonak Naída P-PR Trial, Phonak Naída P90-UP, Phonak Naída P70-UP, Phonak Naída P50-UP, Phonak Naída P30-UP, Phonak Naída P-UP Trial | Klasa IIa | Aparate degjimi per permiresimin e degjimit tek paciente te moshave te ndryshme | Pajisje te implantueshme aktive
13879 | Rotolavit II (07640173551008-0029) and Rotolavit II-S (07640173551008-00S49) from serial-number 0000030 | BIOMETRIC ALBANIA | 2023-04-03T00:00:00.000+02:00 | Hettich AG, Seestrasse 204a, CH-8806 Baech, Switzerland | Rotolavit II (07640173551008-0029) and Rotolavit II-S (07640173551008-00S49) from serial-number 0000030 | In vitro | Shpëlarës Qelizor | Pajisje laboratori
13880 | touchTymp MI34, Audiometer and Tympanometer , 63545/Z12149005 | 2 A - PHARMA | 2023-04-05T00:00:00.000+02:00 | MAICO DIAGNOSTICS GMBH ,Sickingenstr.70-71 ,10553 Berlin Germany | touchTymp MI34, Audiometer and Tympanometer , 63545/Z12149005 | Klasa IIa | Audiometer | Instrumenta shumeperdorimeshe
13881 | 411961 / SURGICEL® Fibrillar (2.5 cm x 5.1 cm), 411962 / SURGICEL® Fibrillar (5.1 cm x 10.2 cm), 411963 / SURGICEL® Fibrillar (10.2 cm x 10.2 cm), 431961 / TABOTAMP® Fibrillar (2.5 cm x 5.1 cm), 431962 / TABOTAMP® Fibrillar (5.1 cm x 10.2 cm), 431963 / TABOTAMP® Fibrillar (10.2 cm x 10.2 cm), 2091 / SURGICEL® SNoW (2.5 cm x 5.1 cm), 2092 / SURGICEL® SNoW (5.1 cm x 10.2 cm), 2093 / SURGICEL® SNoW (10.2 cm x 10.2 cm), T2091 / TABOTAMP® SNoW (2.5 cm x 5.1 cm), T2092 / TABOTAMP® SNoW (5.1 cm x 10.2 cm), T2093 / TABOTAMP® SNoW (10.2 cm x 10.2 cm), 3023SP / SURGICEL® Powder Absorbable Haemostatic Powder (3 g ORC Powder), 3043TP / TABOTAMP® Powder Absorbable Haemostatic Powder (3 g ORC Powder) | E v i t a | 2023-04-04T00:00:00.000+02:00 | ETHICON LLC, Highway 183 Km 8.3 San Lorenzo 00754 Puerto Rico USA | 411961 / SURGICEL® Fibrillar (2.5 cm x 5.1 cm), 411962 / SURGICEL® Fibrillar (5.1 cm x 10.2 cm), 411963 / SURGICEL® Fibrillar (10.2 cm x 10.2 cm), 431961 / TABOTAMP® Fibrillar (2.5 cm x 5.1 cm), 431962 / TABOTAMP® Fibrillar (5.1 cm x 10.2 cm), 431963 / TABOTAMP® Fibrillar (10.2 cm x 10.2 cm), 2091 / SURGICEL® SNoW (2.5 cm x 5.1 cm), 2092 / SURGICEL® SNoW (5.1 cm x 10.2 cm), 2093 / SURGICEL® SNoW (10.2 cm x 10.2 cm), T2091 / TABOTAMP® SNoW (2.5 cm x 5.1 cm), T2092 / TABOTAMP® SNoW (5.1 cm x 10.2 cm), T2093 / TABOTAMP® SNoW (10.2 cm x 10.2 cm), 3023SP / SURGICEL® Powder Absorbable Haemostatic Powder (3 g ORC Powder), 3043TP / TABOTAMP® Powder Absorbable Haemostatic Powder (3 g ORC Powder) | Klasa III | Agjent hemostatik i absorbueshem qe perdoret per te kontrolluar gjakderdhjen | Pajisje nje perdorimeshe
13886 | Philips CT 3500 (728134), Access CT (728114,728116), Philips CT 3300 (728494) | Health & Light | 2023-04-06T00:00:00.000+02:00 | Philips Healthcare (Suzhou) Co., Ltd. No. 258, ZhongYuan Road Suzhou Industrial Park 215024 Suzhou, Jiangsu Province PEOPLE'S REPUBLIC OF CHINA | Philips CT 3500 (728134), Access CT (728114,728116), Philips CT 3300 (728494) | Klasa IIb | Philips CT 3500, Skaner Mjekesor per te gjithe trupin, Access CT, Skaner Mjekesor per te gjithe trupin, Philips CT 3300, Skaner Mjekesor per te gjithe trupin | Pajisje diagnostikuese dhe terapeutike me rezatim
13892 | RESECTOSCOPE 253-000-256 | 2 A - PHARMA | 2023-04-11T00:00:00.000+02:00 | RZ Medizintechnik GmbH Unter Hasslen 20 78532 Tuttlingen Germany | RESECTOSCOPE 253-000-256 | Klasa IIb | Rezetoskop | Instrumenta shumeperdorimeshe
13910 | 508288 C2 Xplore | O.E.S DISTRIMED | 2023-04-11T00:00:00.000+02:00 | inomed Medizintechnik GmbH Im Hausgrün 29, 79312 Emmendingen, Germany | 508288 C2 Xplore | Klasa IIa | Pajisje monitoruese per sistemin nervor | Tjeter
13789 | Honigum Pro Heavy Fast | EURODENTA | 2023-04-11T00:00:00.000+02:00 | DMG Chemisch-Pharmazeutische Fabrik GmbH Elbgaustrasse 248 22547 Hamburg,Gjermani | Honigum Pro Heavy Fast | Klasa I | Material mase elastomerik | Pajisje dentare
13911 | Hemodialysis Equipment, DBB-EXA ES | DIAL-ALB | 2023-04-13T00:00:00.000+02:00 | NIKKISO CO., LTD, Ebisu 4-Chome, Shibuya-ku, Tokyo, 150-6022 JAPAN | Hemodialysis Equipment, DBB-EXA ES | Klasa IIb | Pajisje per hemodialize | Tjeter
13854 | 1193 NEO Neo C D3.25mm L13.0mm, 1196 NEO Neo C D3.25mm L16.0mm, 1198 NEO Neo C D3.25mm L8.0mm, 1130 NEO NEO CS D3.75mm L10.0mm, 1131 NEO NEO CS D3.75mm L11.5.mm, 1133 NEO NEO CS D3.75mm L13.0mm, 1136 NEO NEO CS D3.75mm L16.0mm, 1138 NEO NEO CS D3.75mm L8.0mm, 1140 NEO NEO CS D4.2mm L10.0mm, 1141 NEO NEO CS D4.2mm L11.5mm, 1143 NEO NEO CS D4.2mm L13.0mm, 1146 NEO NEO CS D4.2mm L16.0mm, 1148 NEO NEO CS D4.2mm L8.0mm, 1150 NEO NEO CS D5.0mm L10.0mm, 1151 NEO NEO CS D5.0mm L11.5mm, 1153 NEO NEO CS D5.0mm L13.0mm, 1158 NEO NEO CS D5.0mm L8.0mm, 1900 MultiNeO MultiNeO C D3.2mm L10.0mm, 1901 MultiNeO MultiNeO C D3.2mm L11.5mm, 1903 MultiNeO MultiNeO C D3.2mm L13.0mm, 1906 MultiNeO MultiNeO C D3.2mm L16.0mm, 1908 MultiNeO MultiNeO C D3.2mm L8.0mm, 1920 MultiNeO MultiNeO C D3.5mm L10.0mm, 1921 MultiNeO MultiNeO C D3.5mm L11.5mm, 1923 MultiNeO MultiNeO C D3.5mm L13.0mm, 1926 MultiNeO MultiNeO C D3.5mm L16.0mm, 1928 MultiNeO MultiNeO C D3.5mm L8.0mm, 1930 MultiNeO MultiNeO CS D3.75mm L10.0mm, 1931 MultiNeO MultiNeO CS D3.75mm L11.5mm, 1933 MultiNeO MultiNeO CS D3.75mm L13.0mm, 1936 MultiNeO MultiNeO CS D3.75mm L16.0mm, 1938 MultiNeO MultiNeO CS D3.75mm L8.0mm, 1940 MultiNeO MultiNeO CS D4.2mm L10.0mm, 1941 MultiNeO MultiNeO CS D4.2mm L11.5mm, 1943 MultiNeO MultiNeO CS D4.2mm L13.0mm, 1946 MultiNeO MultiNeO CS D4.2mm L16.0mm, 1948 MultiNeO MultiNeO CS D4.2mm L8.0mm, 1950 MultiNeO MultiNeO CS D5.0mm L10.0mm, 1951 MultiNeO MultiNeO CS D5.0mm L11.5mm, 1953 MultiNeO MultiNeO CS D5.0mm L13.0mm, 1958 MultiNeO MultiNeO CS D5.0mm L8.0mm, 1960 MultiNeO MultiNeO H D3.75mm L10.0mm, 1961 MultiNeO MultiNeO H D3.75mm L11.5mm, 1963 MultiNeO MultiNeO H D3.75mm L13.0mm, 1966 MultiNeO MultiNeo H D3.75mm L16.0mm, 1968 MultiNeO MultiNeO H D3.75mm L8.0mm, 1970 MultiNeO MultiNeO H D4.2mm L10.0mm, 1971 MultiNeO MultiNeO H D4.2mm L11.5mm, 1973 MultiNeO MultiNeO H D4.2mm L13.0mm, 1976 MultiNeO MultiNeO H D4.2mm L16.0mm, 1978 MultiNeO MultiNeO H D4.2mm L8.0mm, 1980 MultiNeO MultiNeO H D5.0mm L10.0mm, 1981 MultiNeO MultiNeO H D5.0mm L11.5mm, 1983 MultiNeO MultiNeO H D5.0mm L13.0mm, 1988 MultiNeO MultiNeO H D5.0mm L8.0mm, 1990 MultiNeO MultiNeO C D3.25mm L10.0mm, 1991 MultiNeO MultiNeO C D3.25mm L11.5mm, 1993 MultiNeO MultiNeO C D3.25mm L13.0mm, 1996 MultiNeO MultiNeO C D3.25mm L16.0mm, 1998 MultiNeO MultiNeO C D3.25mm L8.0mm, 9300 MultiNeO MultiNeO NH C D3.2mm L10.0mm, 9301 MultiNeO MultiNeO NH C D3.2mm L11.5mm, 9303 MultiNeO MultiNeO NH C D3.2mm L13.0mm, 9306 MultiNeO MultiNeO NH C D3.2mm L16.0mm, 9308 MultiNeO MultiNeO NH C D3.2mm L8.0mm, 9320 MultiNeO MultiNeO NH C D3.5mm L10.0mm, 9321 MultiNeo MultiNeO NH C D3.5mm L11.5mm, 9323 MultiNeO MultiNeO NH C D3.5mm L13.0mm, 9326 MultiNeO MultiNeO NH C D3.5mm L16.0mm, 9328 MultiNeO MultiNeO NH C D3.5mm L8.0mm, 9330 MultiNeO MultiNeO NH CS D3.75mm L10.0mm, 9331 MultiNeO MultiNeO NH CS D3.75mm L11.5mm, 9333 MultiNeO MultiNeO NH CS D3.75mm L13.0mm, 9336 MultiNeO MultiNeO NH CS D3.75mm L16.0mm, 9338 MultiNeO MultiNeO NH CS D3.75mm L8.0mm, 9340 MultiNeO MultiNeO NH CS D4.2mm L10.0mm, 9341 MultiNeO MultiNeO NH CS D4.2mm L11.5mm, 9343 MultiNeO MultiNeO NH CS D4.2mm L13.0mm, 9346 MultiNeo MultiNeO NH CS D4.2mm L16.0mm, 9348 MultiNeO MultiNeO NH CS D4.2mm L8.0mm, 9350 MultiNeo MultiNeO NH CS D5.0mm L10.0mm, 9351 MultiNeO MultiNeO NH CS D5.0mm L11.5mm, 9353 MultiNeO MultiNeO NH CS D5.0mm L13.0mm, 9358 MultiNeo MultiNeO NH CS D5.0mm L8.0mm, 9310 MultiNeO MultiNeO NH C D3.25mm L10.0mm, 9311 MultiNeO MultiNeO NH C D3.25mm L11.5mm, 9313 MultiNeO MultiNeO NH C D3.25mm L13.0mm, 9316 MultiNeO MultiNeO NH C D3.25mm L16.0mm, 9318 MultiNeO MultiNeO NH C D3.25mm L8.0mm, 1300 Spiral Spiral Implant D3.3mm L10.0mm, 1301 Spiral Spiral Implant D3.3mm L11.5mm, 1303 Spiral Spiral Implant D3.3mm L13.0mm, 1306 Spiral Spiral Implant D3.3mm L16.0mm, 1308 Spiral Spiral Implant D3.3mm L8.0mm, 1330 Spiral Spiral Implant D4.2mm L10.0mm, 1331 Spiral Spiral Implant D4.2mm L11.5mm, 1333 Spiral Spiral Implant D4.2mm L13.0mm, 1336 Spiral Spiral Implant D4.2mm L16.0mm, 1338 Spiral Spiral Implant D4.2mm L8.0mm, 1340 Spiral Spiral Implant D5.0mm L10.0mm, 1341 Spiral Spiral Implant D5.0mm L11.5mm, 1343 Spiral Spiral Implant D5.0mm L13.0mm, 1346 Spiral Spiral Implant D5.0mm L16.0mm, 1348 Spiral Spiral Implant D5.0mm L8.0mm, 1350 Spiral Spiral Implant D3.75mm L10.0mm, 1351 Spiral Spiral Implant D3.75mm L11.5mm, 1353 Spiral Spiral Implant D3.75mm L13.0mm, 1356 Spiral Spiral Implant D3.75mm L16.0mm, 1358 Spiral Spiral Implant D3.75mm L8.0mm, 1360 Spiral Spiral Implant D6.0mm L10.0mm, 1361 Spiral Spiral Implant D6.0mm L11.5mm, 1363 Spiral Spiral Implant D6.0mm L13.0mm, Dental implants and Fixation Screw 1100 NEO Neo C D3.2mm L10.0mm, 1101 NEO Neo C D3.2mm L11.5mm, 1103 NEO Neo C D3.2mm L13.0mm, 1106 NEO Neo C D3.2mm L16.0mm, 1108 NEO Neo C D3.2mm L8.0mm, 1120 NEO Neo C D3.5mm L10.0mm, 1121 NEO Neo C D3.5mm L11.5mm, 1123 NEO Neo C D3.5mm L13.0mm, 1126 NEO Neo C D3.5mm L16.0mm, 1128 NEO Neo C D3.5mm L8.0mm, 1160 NEO Neo H D3.75mm L10.0mm, 1161 NEO Neo H D3.75mm L11.5mm, 1163 NEO Neo H D3.75mm L13.0mm, 1166 NEO Neo H D3.75mm L16.0mm, 1168 NEO Neo H D3.75mm L8.0mm, 1170 NEO Neo H D4.2mm L10.0mm, 1171 NEO Neo H D4.2mm L11.5mm, 1173 NEO Neo H D4.2mm L13.0mm, 1176 NEO Neo H D4.2mm L16.0mm, 1178 NEO Neo H D4.2mm L8.0mm, 1180 NEO Neo H D5.0mm L10.0mm, 1181 NEO Neo H D5.0mm L11.5mm, 1183 NEO Neo H D5.0mm L13.0mm, 1188 NEO Neo H D5.0mm L8.0mm, 1190 NEO Neo C D3.25mm L10.0mm, 1191 NEO Neo C D3.25mm L11.5mm, 1368 Spiral Spiral Implant D6.0mm L8.0mm, 1750 Spiral Spiral Implant C D3.25mm L10.0mm, 1751 Spiral Spiral Implant C D3.25mm L11.5mm, 1753 Spiral Spiral Implant C D3.25mm L13.0mm, 1756 Spiral Spiral Implant C D3.25mm L16.0mm, 1758 Spiral Spiral Implant C D3.25mm L8.0mm, 1760 Spiral Spiral Implant C D3.5mm L10.0mm, 1761 Spiral Spiral Implant C D3.5mm L11.5mm, 1763 Spiral Spiral Implant C D3.5mm L13.0mm, 1766 Spiral Spiral Implant C D3.5mm L16.0mm, 1768 Spiral Spiral Implant C D3.5mm L8.0mm, 1770 Spiral Spiral Implant CS D3.75mm L10.0mm, 1771 Spiral Spiral Implant CS D3.75mm L11.5mm, 1773 Spiral Spiral Implant CS D3.75mm L13.0mm, 1776 Spiral Spiral Implant CS D3.75mm L16.0mm, 1778 Spiral Spiral Implant CS D3.75mm L8.0mm, 1780 Spiral Spiral Implant CS D4.2mm L10.0mm, 1781 Spiral Spiral Implant CS D4.2mm L11.5mm, 1783 Spiral Spiral Implant CS D4.2mm L13.0mm, 1786 Spiral Spiral Implant CS D4.2mm L16.0mm, 1788 Spiral Spiral Implant CS D4.2mm L8.0mm, 1790 Spiral Spiral Implant CS D5.0mm L10.0mm, 1791 Spiral Spiral Implant CS D5.0mm L11.5mm, 1793 Spiral Spiral Implant CS D5.0mm L13.0mm, 1796 Spiral Spiral Implant CS D5.0mm L16.0mm, 1798 Spiral Spiral Implant CS D5.0mm L8.0mm | BRIANZA DENT | 2023-04-12T00:00:00.000+02:00 | Alpha-bio Tec Ltd. 7 Hatnufa St., Kiryat Arye , POB 3936 Petach Tikva, 4951025 Israel | 1193 NEO Neo C D3.25mm L13.0mm, 1196 NEO Neo C D3.25mm L16.0mm, 1198 NEO Neo C D3.25mm L8.0mm, 1130 NEO NEO CS D3.75mm L10.0mm, 1131 NEO NEO CS D3.75mm L11.5.mm, 1133 NEO NEO CS D3.75mm L13.0mm, 1136 NEO NEO CS D3.75mm L16.0mm, 1138 NEO NEO CS D3.75mm L8.0mm, 1140 NEO NEO CS D4.2mm L10.0mm, 1141 NEO NEO CS D4.2mm L11.5mm, 1143 NEO NEO CS D4.2mm L13.0mm, 1146 NEO NEO CS D4.2mm L16.0mm, 1148 NEO NEO CS D4.2mm L8.0mm, 1150 NEO NEO CS D5.0mm L10.0mm, 1151 NEO NEO CS D5.0mm L11.5mm, 1153 NEO NEO CS D5.0mm L13.0mm, 1158 NEO NEO CS D5.0mm L8.0mm, 1900 MultiNeO MultiNeO C D3.2mm L10.0mm, 1901 MultiNeO MultiNeO C D3.2mm L11.5mm, 1903 MultiNeO MultiNeO C D3.2mm L13.0mm, 1906 MultiNeO MultiNeO C D3.2mm L16.0mm, 1908 MultiNeO MultiNeO C D3.2mm L8.0mm, 1920 MultiNeO MultiNeO C D3.5mm L10.0mm, 1921 MultiNeO MultiNeO C D3.5mm L11.5mm, 1923 MultiNeO MultiNeO C D3.5mm L13.0mm, 1926 MultiNeO MultiNeO C D3.5mm L16.0mm, 1928 MultiNeO MultiNeO C D3.5mm L8.0mm, 1930 MultiNeO MultiNeO CS D3.75mm L10.0mm, 1931 MultiNeO MultiNeO CS D3.75mm L11.5mm, 1933 MultiNeO MultiNeO CS D3.75mm L13.0mm, 1936 MultiNeO MultiNeO CS D3.75mm L16.0mm, 1938 MultiNeO MultiNeO CS D3.75mm L8.0mm, 1940 MultiNeO MultiNeO CS D4.2mm L10.0mm, 1941 MultiNeO MultiNeO CS D4.2mm L11.5mm, 1943 MultiNeO MultiNeO CS D4.2mm L13.0mm, 1946 MultiNeO MultiNeO CS D4.2mm L16.0mm, 1948 MultiNeO MultiNeO CS D4.2mm L8.0mm, 1950 MultiNeO MultiNeO CS D5.0mm L10.0mm, 1951 MultiNeO MultiNeO CS D5.0mm L11.5mm, 1953 MultiNeO MultiNeO CS D5.0mm L13.0mm, 1958 MultiNeO MultiNeO CS D5.0mm L8.0mm, 1960 MultiNeO MultiNeO H D3.75mm L10.0mm, 1961 MultiNeO MultiNeO H D3.75mm L11.5mm, 1963 MultiNeO MultiNeO H D3.75mm L13.0mm, 1966 MultiNeO MultiNeo H D3.75mm L16.0mm, 1968 MultiNeO MultiNeO H D3.75mm L8.0mm, 1970 MultiNeO MultiNeO H D4.2mm L10.0mm, 1971 MultiNeO MultiNeO H D4.2mm L11.5mm, 1973 MultiNeO MultiNeO H D4.2mm L13.0mm, 1976 MultiNeO MultiNeO H D4.2mm L16.0mm, 1978 MultiNeO MultiNeO H D4.2mm L8.0mm, 1980 MultiNeO MultiNeO H D5.0mm L10.0mm, 1981 MultiNeO MultiNeO H D5.0mm L11.5mm, 1983 MultiNeO MultiNeO H D5.0mm L13.0mm, 1988 MultiNeO MultiNeO H D5.0mm L8.0mm, 1990 MultiNeO MultiNeO C D3.25mm L10.0mm, 1991 MultiNeO MultiNeO C D3.25mm L11.5mm, 1993 MultiNeO MultiNeO C D3.25mm L13.0mm, 1996 MultiNeO MultiNeO C D3.25mm L16.0mm, 1998 MultiNeO MultiNeO C D3.25mm L8.0mm, 9300 MultiNeO MultiNeO NH C D3.2mm L10.0mm, 9301 MultiNeO MultiNeO NH C D3.2mm L11.5mm, 9303 MultiNeO MultiNeO NH C D3.2mm L13.0mm, 9306 MultiNeO MultiNeO NH C D3.2mm L16.0mm, 9308 MultiNeO MultiNeO NH C D3.2mm L8.0mm, 9320 MultiNeO MultiNeO NH C D3.5mm L10.0mm, 9321 MultiNeo MultiNeO NH C D3.5mm L11.5mm, 9323 MultiNeO MultiNeO NH C D3.5mm L13.0mm, 9326 MultiNeO MultiNeO NH C D3.5mm L16.0mm, 9328 MultiNeO MultiNeO NH C D3.5mm L8.0mm, 9330 MultiNeO MultiNeO NH CS D3.75mm L10.0mm, 9331 MultiNeO MultiNeO NH CS D3.75mm L11.5mm, 9333 MultiNeO MultiNeO NH CS D3.75mm L13.0mm, 9336 MultiNeO MultiNeO NH CS D3.75mm L16.0mm, 9338 MultiNeO MultiNeO NH CS D3.75mm L8.0mm, 9340 MultiNeO MultiNeO NH CS D4.2mm L10.0mm, 9341 MultiNeO MultiNeO NH CS D4.2mm L11.5mm, 9343 MultiNeO MultiNeO NH CS D4.2mm L13.0mm, 9346 MultiNeo MultiNeO NH CS D4.2mm L16.0mm, 9348 MultiNeO MultiNeO NH CS D4.2mm L8.0mm, 9350 MultiNeo MultiNeO NH CS D5.0mm L10.0mm, 9351 MultiNeO MultiNeO NH CS D5.0mm L11.5mm, 9353 MultiNeO MultiNeO NH CS D5.0mm L13.0mm, 9358 MultiNeo MultiNeO NH CS D5.0mm L8.0mm, 9310 MultiNeO MultiNeO NH C D3.25mm L10.0mm, 9311 MultiNeO MultiNeO NH C D3.25mm L11.5mm, 9313 MultiNeO MultiNeO NH C D3.25mm L13.0mm, 9316 MultiNeO MultiNeO NH C D3.25mm L16.0mm, 9318 MultiNeO MultiNeO NH C D3.25mm L8.0mm, 1300 Spiral Spiral Implant D3.3mm L10.0mm, 1301 Spiral Spiral Implant D3.3mm L11.5mm, 1303 Spiral Spiral Implant D3.3mm L13.0mm, 1306 Spiral Spiral Implant D3.3mm L16.0mm, 1308 Spiral Spiral Implant D3.3mm L8.0mm, 1330 Spiral Spiral Implant D4.2mm L10.0mm, 1331 Spiral Spiral Implant D4.2mm L11.5mm, 1333 Spiral Spiral Implant D4.2mm L13.0mm, 1336 Spiral Spiral Implant D4.2mm | Klasa IIb | Implante dentare Alpha Bio | Pajisje dentare
13985 | Braided & Coated Polyester Sterile Non-Absorbable Surgical Suture with Needle-Neobond,Life Bond | O.E.S DISTRIMED | 2023-04-12T00:00:00.000+02:00 | Orion Sutures (India) Private Limited 138-B, "UDAYAGIRI COMPLEX", 3rd Phase , KIADB Industrial Area, Peenya, Bangalore 560 058 | Braided & Coated Polyester Sterile Non-Absorbable Surgical Suture with Needle-Neobond,Life Bond | Klasa IIb | Sutura sterile kirurgjikale jo te absorbueshme me age | Pajisje nje perdorimeshe
13922 | Handset with Communicator TH91D | O.E.S DISTRIMED | 2023-04-13T00:00:00.000+02:00 | Medtronic Inc. 710 Medtronic Parkway Minneapolis,MN 55432 USA | Handset with Communicator TH91D | Te implantueshme aktive | Pajisje programuese me komunikator per perdorim nga pacienti | Pajisje te implantueshme aktive
13822 | T3 PRO TAPERED IMPLANT 4/3 X 10MM Product (system) Name: 3i T3® and T3 PRO Dental Implant T3PT4310, T3 PRO TAPERED IMPLANT 4/3 X 11.5MM T3PT4311, T3 PRO TAPERED IMPLANT 4/3 X 13MM T3PT4313, T3 PRO TAPERED IMPLANT 4/3 X 15MM T3PT4315, T3 PRO TAPERED IMPLANT 4/3 X 8.5MM T3PT4385, T3 PRO TAPERED IMPLANT 5/4 X 10MM T3PT5410, T3 PRO TAPERED IMPLANT 5/4 X 11.5MM T3PT5411, T3 PRO TAPERED IMPLANT 5/4 X 13MM T3PT5413, T3 PRO TAPERED IMPLANT 5/4 X 15MM T3PT5415, T3 PRO TAPERED IMPLANT 5/4 X 8.5MM T3PT5485, | BRIANZA DENT | 2023-04-13T00:00:00.000+02:00 | Biomet 3i LLC 4555 Riverside Drive Palm Beach Gardens , Florida 33410, USA 561-776-6700 | T3 PRO TAPERED IMPLANT 4/3 X 10MM Product (system) Name: 3i T3® and T3 PRO Dental Implant T3PT4310, T3 PRO TAPERED IMPLANT 4/3 X 11.5MM T3PT4311, T3 PRO TAPERED IMPLANT 4/3 X 13MM T3PT4313, T3 PRO TAPERED IMPLANT 4/3 X 15MM T3PT4315, T3 PRO TAPERED IMPLANT 4/3 X 8.5MM T3PT4385, T3 PRO TAPERED IMPLANT 5/4 X 10MM T3PT5410, T3 PRO TAPERED IMPLANT 5/4 X 11.5MM T3PT5411, T3 PRO TAPERED IMPLANT 5/4 X 13MM T3PT5413, T3 PRO TAPERED IMPLANT 5/4 X 15MM T3PT5415, T3 PRO TAPERED IMPLANT 5/4 X 8.5MM T3PT5485, | Klasa IIb | Implante dentare Biomax | Pajisje dentare
| T3 PRO TAPERED IMPLANT 6/5 X 10MM T3PT6510, T3 PRO TAPERED IMPLANT 6/5 X 11.5MM T3PT6511, T3 PRO TAPERED IMPLANT 6/5 X 13MM T3PT6513, T3 PRO TAPERED IMPLANT 6/5 X 15MM T3PT6515, T3 PRO TAPERED IMPLANT 6/5 X 8.5MM T3PT6585 , T3 PRO NON-PLATFORM SWITCHED TAPERED IMPLANT 3.25 X 10MM T3ST3210, T3 PRO NON-PLATFORM SWITCHED TAPERED IMPLANT 3.25 X 11.5MM T3ST3211, T3 PRO NON-PLATFORM SWITCHED TAPERED IMPLANT 3.25 X 13MM T3ST3213 , T3 PRO NON-PLATFORM SWITCHED TAPERED IMPLANT 3.25 X 15MM T3ST3215, T3ST3285 T3 PRO NON-PLATFORM SWITCHED TAPERED IMPLANT 3.25 X 8.5MM T3ST3285, T3 PRO NON-PLATFORM SWITCHED TAPERED IMPLANT 4 X 10MM T3ST410, T3 PRO NON-PLATFORM SWITCHED TAPERED IMPLANT 4 X 11.5MM T3ST411 , |  |  |  | T3 PRO TAPERED IMPLANT 6/5 X 10MM T3PT6510, T3 PRO TAPERED IMPLANT 6/5 X 11.5MM T3PT6511, T3 PRO TAPERED IMPLANT 6/5 X 13MM T3PT6513, T3 PRO TAPERED IMPLANT 6/5 X 15MM T3PT6515, T3 PRO TAPERED IMPLANT 6/5 X 8.5MM T3PT6585 , T3 PRO NON-PLATFORM SWITCHED TAPERED IMPLANT 3.25 X 10MM T3ST3210, T3 PRO NON-PLATFORM SWITCHED TAPERED IMPLANT 3.25 X 11.5MM T3ST3211, T3 PRO NON-PLATFORM SWITCHED TAPERED IMPLANT 3.25 X 13MM T3ST3213 , T3 PRO NON-PLATFORM SWITCHED TAPERED IMPLANT 3.25 X 15MM T3ST3215, T3ST3285 T3 PRO NON-PLATFORM SWITCHED TAPERED IMPLANT 3.25 X 8.5MM T3ST3285, T3 PRO NON-PLATFORM SWITCHED TAPERED IMPLANT 4 X 10MM T3ST410, T3 PRO NON-PLATFORM SWITCHED TAPERED IMPLANT 4 X 11.5MM T3ST411 ,
| T3 PRO NON-PLATFORM SWITCHED TAPERED IMPLANT 4 X 13MM T3ST413 , T3 PRO NON-PLATFORM SWITCHED TAPERED IMPLANT 4 X 15MM T3ST415 |  |  |  | T3 PRO NON-PLATFORM SWITCHED TAPERED IMPLANT 4 X 13MM T3ST413 , T3 PRO NON-PLATFORM SWITCHED TAPERED IMPLANT 4 X 15MM T3ST415
| , T3 PRO NON-PLATFORM SWITCHED TAPERED IMPLANT 4 X 8.5MM T3ST485, T3 PRO NON-PLATFORM SWITCHED TAPERED IMPLANT 5 X 10MM T3ST510, T3 PRO NON-PLATFORM SWITCHED TAPERED IMPLANT 5 X 11.5MM T3ST511, T3 PRO NON-PLATFORM SWITCHED TAPERED IMPLANT 5 X 13MM T3ST513, T3 PRO NON-PLATFORM SWITCHED TAPERED IMPLANT 5 X 15MM T3ST515 , T3 PRO NON-PLATFORM SWITCHED TAPERED IMPLANT 5 X 8.5MM T3ST585, T3 PRO NON-PLATFORM SWITCHED TAPERED IMPLANT 6 X 10MM T3ST610, T3 PRO NON-PLATFORM SWITCHED TAPERED IMPLANT 6 X 11.5MM T3ST611, |  |  |  | , T3 PRO NON-PLATFORM SWITCHED TAPERED IMPLANT 4 X 8.5MM T3ST485, T3 PRO NON-PLATFORM SWITCHED TAPERED IMPLANT 5 X 10MM T3ST510, T3 PRO NON-PLATFORM SWITCHED TAPERED IMPLANT 5 X 11.5MM T3ST511, T3 PRO NON-PLATFORM SWITCHED TAPERED IMPLANT 5 X 13MM T3ST513, T3 PRO NON-PLATFORM SWITCHED TAPERED IMPLANT 5 X 15MM T3ST515 , T3 PRO NON-PLATFORM SWITCHED TAPERED IMPLANT 5 X 8.5MM T3ST585, T3 PRO NON-PLATFORM SWITCHED TAPERED IMPLANT 6 X 10MM T3ST610, T3 PRO NON-PLATFORM SWITCHED TAPERED IMPLANT 6 X 11.5MM T3ST611,
| T3 PRO NON-PLATFORM SWITCHED TAPERED IMPLANT 6 X 13MM T3ST613 , T3 PRO NON-PLATFORM SWITCHED TAPERED IMPLANT 6 X 15MM T3ST615 , T3 PRO NON-PLATFORM SWITCHED TAPERED IMPLANT 6 X 8.5MM T3ST685 |  |  |  | T3 PRO NON-PLATFORM SWITCHED TAPERED IMPLANT 6 X 13MM T3ST613 , T3 PRO NON-PLATFORM SWITCHED TAPERED IMPLANT 6 X 15MM T3ST615 , T3 PRO NON-PLATFORM SWITCHED TAPERED IMPLANT 6 X 8.5MM T3ST685
13833 | EXCOM hybrid 1s - 02010153, EXCOM hybrid 1s mit Steuerung - 02010154, EXCOM hybrid 1s mit Abdeckung - 02010155, EXCOM hybrid 1s mit Steuerung 1s mit Abdeckung - 02010156, EXCOM hybrid A1 -ECO II - 02010251, EXCOM hybrid 1 - 02010311, EXCOM hybrid A2 -ECO II - 02010221, EXCOM hybrid A2 -ECO II D - 02010227, EXCOM hybrid 2 - 02010312, EXCOM hybrid A5 -ECO II, 230V - 02010222, EXCOM hybrid A5 -ECO II, 400V - 02010224, EXCOM hybrid A5 -ECO II Tandem D, 230V - 02010228, EXCOM hybrid A5 -ECO II Tandem D, 400V - 02010230, EXCOM hybrid 5 3-5-Platz, 230V - 02010313, EXCOM hybrid 5 3-5-Platz, 400V - 02010314, HYBRID 1S - 2010160, HYBRID 1S CB (control box) - 02010161, HYBRID 1S CS (cover) - 02010162, HYBRID 1S CB CS (control box and cover) - 02010163, HYBRID A1S (with ECO II) - 02010260, HYBRID A1S CB (with ECO II and control box) - 02010261, HYBRID 1 - 02010320, HYBRID A1 (with ECO II) - 02010262, HYBRID 2 - 02010320, HYBRID A2 (with ECO II) - 02010263, HYBRID 5, 230V - 02010322, HYBRID 5, 400V - 02010323, HYBRID A5, 230V (with ECO II Tandem) - 02010264, HYBRID A5, 400V (with ECO II Tandem) - 02010265 | Amber Dental | 2023-04-14T00:00:00.000+02:00 | METASYS Medizintechnic GmbH Florianistrasse 3, 6063 Rum, Austria | EXCOM hybrid 1s - 02010153, EXCOM hybrid 1s mit Steuerung - 02010154, EXCOM hybrid 1s mit Abdeckung - 02010155, EXCOM hybrid 1s mit Steuerung 1s mit Abdeckung - 02010156, EXCOM hybrid A1 -ECO II - 02010251, EXCOM hybrid 1 - 02010311, EXCOM hybrid A2 -ECO II - 02010221, EXCOM hybrid A2 -ECO II D - 02010227, EXCOM hybrid 2 - 02010312, EXCOM hybrid A5 -ECO II, 230V - 02010222, EXCOM hybrid A5 -ECO II, 400V - 02010224, EXCOM hybrid A5 -ECO II Tandem D, 230V - 02010228, EXCOM hybrid A5 -ECO II Tandem D, 400V - 02010230, EXCOM hybrid 5 3-5-Platz, 230V - 02010313, EXCOM hybrid 5 3-5-Platz, 400V - 02010314, HYBRID 1S - 2010160, HYBRID 1S CB (control box) - 02010161, HYBRID 1S CS (cover) - 02010162, HYBRID 1S CB CS (control box and cover) - 02010163, HYBRID A1S (with ECO II) - 02010260, HYBRID A1S CB (with ECO II and control box) - 02010261, HYBRID 1 - 02010320, HYBRID A1 (with ECO II) - 02010262, HYBRID 2 - 02010320, HYBRID A2 (with ECO II) - 02010263, HYBRID 5, 230V - 02010322, HYBRID 5, 400V - 02010323, HYBRID A5, 230V (with ECO II Tandem) - 02010264, HYBRID A5, 400V (with ECO II Tandem) - 02010265 | Klasa I | aspirtor kirurgjikal per thithje peshtyme | Pajisje dentare
13945 | Revolution Apex Select, 5995003-9PCM | MONTAL | 2023-04-19T00:00:00.000+02:00 | GE HANGWEI MEDICAL SYSTEMS CO., LTD. West Area of Building No.3, No.1 Yongchang North Road, Beijing Economic and Technological Development Area, BEIJING 100176 CHINA | Revolution Apex Select, 5995003-9PCM | Klasa IIb | Revolution Apex Select është nje tomograf i destinuar për aplikimet e Tomografisë së Kompjuterizuar me rreze X të kokës, të gjithë trupit, kardiak dhe vaskular. | Pajisje diagnostikuese dhe terapeutike me rezatim
13998 | Electrocardiograph / SE-1208 | Farma Net Albania | 2023-05-03T00:00:00.000+02:00 | Sino-Hero (Shenzhen) Bio-Medical Electronics Co., Ltd Add: A area, Second Floor, First Building, Tongkangfu Industrial Park, Yingreshi Community, Shiyan Sub-District, Bao' an District, 518108, Shenzhen, People's Republic of China | Electrocardiograph / SE-1208 | Klasa IIb | Elektrokardiograf me 12 kanale, pajisje mjekesore qe perdoret per te regjistruar aktivitetin elektrik dhe muskular te zemres | Pajisje elektromekanike
13861 | Intraoral Scanner i700 wireless MD-IS0300 | MOTO-MANIA | 2023-04-20T00:00:00.000+02:00 | Medit Corp. F9, F10, 8, Yangpyeong-ro 25-gil, Yeongdeungpo-gu, Seoul, 07207, Rep. of Korea | Intraoral Scanner i700 wireless MD-IS0300 | Klasa I | Skaner Intraoral | Pajisje dentare
13898 | Sof-Lex™ Contouring and Polishing Discs, Sof-Lex™ Finishing and Polishing Discs, Sof-Lex™ Finishing and Polishing Strips, Sof-Lex™ Extra Thin Contouring and Polishing Discs, Sof-Lex™ Finishing and Polishing Discs Extra Thin, Sof-Lex™ Finishing and Polishing Systems, Sof-Lex™ Mandrels, Sof-Lex™ Contouring and Polishing Discs: Kit 1980 Sof-Lex Contouring and Polishing Disc kit • 30-1/2 inch (12,7mm) Discs — Coarse | Amber Dental | 2023-04-24T00:00:00.000+02:00 | 3M ESPE Dental Products 2510 Conway Avenue St. Paul, Minnesota 55144-1000 USA | Sof-Lex™ Contouring and Polishing Discs, Sof-Lex™ Finishing and Polishing Discs, Sof-Lex™ Finishing and Polishing Strips, Sof-Lex™ Extra Thin Contouring and Polishing Discs, Sof-Lex™ Finishing and Polishing Discs Extra Thin, Sof-Lex™ Finishing and Polishing Systems, Sof-Lex™ Mandrels, Sof-Lex™ Contouring and Polishing Discs: Kit 1980 Sof-Lex Contouring and Polishing Disc kit • 30-1/2 inch (12,7mm) Discs — Coarse | Klasa I | Disqe lustrimi, stripse qe perdoren ne dentistri. | Pajisje dentare
| • 30-1/2 inch (12,7mm) Discs — Medium |  |  |  | • 30-1/2 inch (12,7mm) Discs — Medium
| • 30-1/2 inch (12,7mm) Discs — Fine |  |  |  | • 30-1/2 inch (12,7mm) Discs — Fine
| • 30-1/2 inch (12,7mm) Discs — Super Fine |  |  |  | • 30-1/2 inch (12,7mm) Discs — Super Fine
| • 30-3/8 inch (9,5mm) Discs — Coarse |  |  |  | • 30-3/8 inch (9,5mm) Discs — Coarse
| • 30-3/8 inch (9,5mm) Discs — Medium |  |  |  | • 30-3/8 inch (9,5mm) Discs — Medium
| • 30-3/8 inch (9,5mm) Discs — Fine |  |  |  | • 30-3/8 inch (9,5mm) Discs — Fine
| • 30-3/8 inch (9,5mm) Discs — Super Fine |  |  |  | • 30-3/8 inch (9,5mm) Discs — Super Fine
| • 1-RA Mandrel |  |  |  | • 1-RA Mandrel
| • Instructions for Use — Mandrel and Discs, Sof-Lex™ Contouring and Polishing Discs: Refills • 1981C - 85-3/8 inch (9,5mm) Sof-Lex Contouring and Polishing Discs - Coarse • 1981M - 85-3/8 inch (9,5mm) Sof-Lex Contouring and Polishing Discs - Medium |  |  |  | • Instructions for Use — Mandrel and Discs, Sof-Lex™ Contouring and Polishing Discs: Refills • 1981C - 85-3/8 inch (9,5mm) Sof-Lex Contouring and Polishing Discs - Coarse • 1981M - 85-3/8 inch (9,5mm) Sof-Lex Contouring and Polishing Discs - Medium
| •1981F - 85-3/8 inch (9,5mm) Sof-Lex Contouring and Polishing Discs - Fine |  |  |  | •1981F - 85-3/8 inch (9,5mm) Sof-Lex Contouring and Polishing Discs - Fine
| •1981SF - 85-3/8 inch (9,5mm) Sof-Lex Contouring and Polishing Discs-Super Fine |  |  |  | •1981SF - 85-3/8 inch (9,5mm) Sof-Lex Contouring and Polishing Discs-Super Fine
| •1982C - 85-1/2 inch (12,7mm) Sof-Lex Contouring and Polishing Discs - Coarse |  |  |  | •1982C - 85-1/2 inch (12,7mm) Sof-Lex Contouring and Polishing Discs - Coarse
| •1982M - 85-1/2 inch (12,7mm) Sof-Lex Contouring and Polishing Discs - Medium |  |  |  | •1982M - 85-1/2 inch (12,7mm) Sof-Lex Contouring and Polishing Discs - Medium
| •1982F - 85-1/2 inch (l2,7mm) Sof-Lex Contouring and Polishing Discs - Fine |  |  |  | •1982F - 85-1/2 inch (l2,7mm) Sof-Lex Contouring and Polishing Discs - Fine
| •1982SF - 85-1/2 inch (l2,7mm) Sof-Lex Contouring and Polishing Discs-Super Fine, Sof-Lex™ Extra Thin Contouring and Polishing Disc: Kit 2380 Sof-Lex Extra Thin Contouring and Polishing Disc kit |  |  |  | •1982SF - 85-1/2 inch (l2,7mm) Sof-Lex Contouring and Polishing Discs-Super Fine, Sof-Lex™ Extra Thin Contouring and Polishing Disc: Kit 2380 Sof-Lex Extra Thin Contouring and Polishing Disc kit
| • 30-1/2 inch (12,7mm) Extra Thin Discs — Coarse |  |  |  | • 30-1/2 inch (12,7mm) Extra Thin Discs — Coarse
| • 30-1/2 inch (12,7mm) Extra Thin Discs — Medium |  |  |  | • 30-1/2 inch (12,7mm) Extra Thin Discs — Medium
| • 30-1/2 inch (12,7mm) Extra Thin Discs — Fine |  |  |  | • 30-1/2 inch (12,7mm) Extra Thin Discs — Fine
| • 30-1/2 inch (12,7mm) Extra Thin Discs — Super Fine |  |  |  | • 30-1/2 inch (12,7mm) Extra Thin Discs — Super Fine
| • 30-3/8 inch (9,5mm) Extra Thin Discs — Coarse |  |  |  | • 30-3/8 inch (9,5mm) Extra Thin Discs — Coarse
| • 30-3/8 inch (9,5mm) Extra Thin Discs — Medium |  |  |  | • 30-3/8 inch (9,5mm) Extra Thin Discs — Medium
| • 30-3/8 inch (9,5mm) Extra Thin Discs — Fine |  |  |  | • 30-3/8 inch (9,5mm) Extra Thin Discs — Fine
| • 30-3/8 inch (9,5mm) Extra Thin Discs — Super Fine |  |  |  | • 30-3/8 inch (9,5mm) Extra Thin Discs — Super Fine
| • 1-RA Mandrel |  |  |  | • 1-RA Mandrel
| • Instructions for Use-Mandrel and Discs, Sof-Lex™ Extra Thin Contouring and Polishing Disc: Refills • 2381C 85-3/8 inch (9,5mm) Sof-Lex Extra Thin Contouring and Polishing Discs - Coarse |  |  |  | • Instructions for Use-Mandrel and Discs, Sof-Lex™ Extra Thin Contouring and Polishing Disc: Refills • 2381C 85-3/8 inch (9,5mm) Sof-Lex Extra Thin Contouring and Polishing Discs - Coarse
| • 2381M 85-3/8 inch (9,5mm) Sof-Lex Extra Thin Contouring and Polishing Discs - Medium |  |  |  | • 2381M 85-3/8 inch (9,5mm) Sof-Lex Extra Thin Contouring and Polishing Discs - Medium
| • 2381F 85-3/8 inch (9,5mm) Sof-Lex Extra Thin Contouring and Polishing Discs - Fine |  |  |  | • 2381F 85-3/8 inch (9,5mm) Sof-Lex Extra Thin Contouring and Polishing Discs - Fine
| • 2381SF 85-3/8 inch (9,5mm) Sof-Lex Extra Thin Contouring and Polishing Discs-Super Fine • 2382C 85-1/2 inch (12,7mm) Sof-Lex Extra Thin Contouring and Polishing Discs - Coarse |  |  |  | • 2381SF 85-3/8 inch (9,5mm) Sof-Lex Extra Thin Contouring and Polishing Discs-Super Fine • 2382C 85-1/2 inch (12,7mm) Sof-Lex Extra Thin Contouring and Polishing Discs - Coarse
| • 2382M 85-1/2 inch (12,7mm) Sof-Lex Extra Thin Contouring and Polishing Discs - Medium |  |  |  | • 2382M 85-1/2 inch (12,7mm) Sof-Lex Extra Thin Contouring and Polishing Discs - Medium
| • 2382F 85-1/2 inch (12,7mm) Sof-Lex Extra Thin Contouring and Polishing Discs - Fine |  |  |  | • 2382F 85-1/2 inch (12,7mm) Sof-Lex Extra Thin Contouring and Polishing Discs - Fine
| • 2382SF 85-1/2 inch (12,7mm) Sof-Lex Extra Thin Contouring and Polishing Discs-Super Fine, Sof-Lex™ Finishing and Polishing System - Kits -2385P |  |  |  | • 2382SF 85-1/2 inch (12,7mm) Sof-Lex Extra Thin Contouring and Polishing Discs-Super Fine, Sof-Lex™ Finishing and Polishing System - Kits -2385P
| Sof-Lex Finishing and Polishing Systems Kit |  |  |  | Sof-Lex Finishing and Polishing Systems Kit
| • 30 — 1/2 inch (12,7mm) Discs — Coarse |  |  |  | • 30 — 1/2 inch (12,7mm) Discs — Coarse
| • 30 — 1/2 inch (l2,7mm) Discs — Medium |  |  |  | • 30 — 1/2 inch (l2,7mm) Discs — Medium
| • 30 — 1/2 inch (12,7mm) Discs — Fine |  |  |  | • 30 — 1/2 inch (12,7mm) Discs — Fine
| • 30 — 1/2 inch (12,7mm) Discs — Super Fine |  |  |  | • 30 — 1/2 inch (12,7mm) Discs — Super Fine
| • 30 — 3/8 inch (9,5mm) Discs — Coarse |  |  |  | • 30 — 3/8 inch (9,5mm) Discs — Coarse
| • 30 — 3/8 inch (9,5mm) Discs — Medium |  |  |  | • 30 — 3/8 inch (9,5mm) Discs — Medium
| • 30 — 3/8 inch (9,5mm) Discs — Fine |  |  |  | • 30 — 3/8 inch (9,5mm) Discs — Fine
| • 30 — 3/8 inch (9,5mm) Discs — Super Fine |  |  |  | • 30 — 3/8 inch (9,5mm) Discs — Super Fine
| • 30 — 1/2 inch (12,7mm) Extra Thin Discs — Coarse |  |  |  | • 30 — 1/2 inch (12,7mm) Extra Thin Discs — Coarse
| • 30 — 1/2 inch (12,7mm) Extra Thin Discs — Medium |  |  |  | • 30 — 1/2 inch (12,7mm) Extra Thin Discs — Medium
| • 30 — 1/2 inch (12,7mm) Extra Thin Discs — Fine • 30 — 1/2 inch (12,7mm) Extra Thin Discs — Super Fine |  |  |  | • 30 — 1/2 inch (12,7mm) Extra Thin Discs — Fine • 30 — 1/2 inch (12,7mm) Extra Thin Discs — Super Fine
| • 30 — 3/8 inch (9,5mm) Extra Thin Discs — Coarse |  |  |  | • 30 — 3/8 inch (9,5mm) Extra Thin Discs — Coarse
| • 30 — 3/8 inch (9,5mm) Extra Thin Discs — Medium |  |  |  | • 30 — 3/8 inch (9,5mm) Extra Thin Discs — Medium
| • 30 — 3/8 inch (9,5mm) Extra Thin Discs — Fine |  |  |  | • 30 — 3/8 inch (9,5mm) Extra Thin Discs — Fine
| • 30 — 3/8 inch {9,5mm) Extra Thin Discs — Super Fine |  |  |  | • 30 — 3/8 inch {9,5mm) Extra Thin Discs — Super Fine
| • 15 — 7 inches x 5/32 inch (178mm x 4mm) Strips — Coarse/Medium |  |  |  | • 15 — 7 inches x 5/32 inch (178mm x 4mm) Strips — Coarse/Medium
| • 15 — 7 inches x 5/64 inch (178mm x 2mm) Narrow Strips — Coarse/Medium |  |  |  | • 15 — 7 inches x 5/64 inch (178mm x 2mm) Narrow Strips — Coarse/Medium
| • 15 — 7 inches x 5/32 inch (178mm x 4mm) Strips — Fine/Super Fine |  |  |  | • 15 — 7 inches x 5/
• 1-RA Mandrel
• Instructions for Use - Mandrel, Discs, and Strips, Sof-Lex™ Finishing and Polishing Discs - Refills • 1958C Sof-Lex Finishing and Polishing Discs/Coarse 100 — 5/8 inch Square Eyelet Discs - Coarse
• 1958M Sof-Lex Finishing and Polishing Discs/Medium 100 — 5/8 inch Square Eyelet Discs - Medium
• 1958F Sof-Lex Sof-Lex Finishing and Polishing Discs/Fine 100 — 5/8 inch Square Eyelet Discs - Fine
• 1958SF Sof-Lex Sof-Lex Finishing and Polishing Discs/Super Fine
100 — 5/8 inch Square Eyelet Discs — Super Fine, Sof-Lex™ Finishing and Polishing Strips - Refills • 1954 150 — 7 inches x 5/32 inch (l78mm x 4mm) Sof-Lex Finishing Strips — Coarse/Medium
• 1954N - 100 — 7 inches x 5/64 inch (178mm x 2mm) Sof-Lex Finishing Strips — Coarse/Medium, Narrow
• 1956 - 120 — 7 inches x 5/32 inch (178mm x 4mm) Sof-Lex Polishing Strips - Fine/Super Fine, Sof-Lex™ Mandrels - Refills
• 1983RA 3-RA Mandrels
• 1983HP 3-HP Mandrels
• 1983FG 3-FG Mandrels, Sof-Lex™ Finishing and Polishing Discs - Refills • 8690C - 50 — 3/8 inch (9,5mm) Sof-Lex Finishing and Polishing Discs- Standard/Coarse
• 8690M - 50 —3/5 inch (9,5mm) Sof-Lex Finishing and Polishing Discs- Standard/Medium
• 8690F - 50 — 3/8 inch (9,5mm) Sof-Lex Finishing and Polishing Discs- Standard/Fine
• 8690SF - 50 — 3/8 inch (9,5mm) Sof-Lex Finishing and Polishing Discs- Standard/Su er Fine
• 8691C - 50 — 1/2 inch (12,7mm) Sof-Lex Finishing and Polishing Discs- Standard/Coarse
• 8691M - 50 — 1/2 inch (12,7mm) Sof-Lex finishing and Polishing Discs- Standard/Medium
• 8691F - 50 — 1/2 inch (l2,7mm) Sof-Lex Finishing and Polishing Discs- Standard/Fine
• 8691SF -50 — 1/2 inch (l2,7mm) Sof-Lex Finishing and Polishing Discs- Standard/Super Fine, Sof-Lex™ Finishing and Polishing Discs Extra Thin - Refills •8693C 50 — 3/8 inch (9,5mm) Sof-Lex Finishing and Polishing Discs
- Extra Thin/Coarse
• 8693M 50 — 3/8 inch (9,5mm) Sof-Lex Finishing and Polishing Discs Extra Thin/Medium
• 8693F 50 — 3/8 inch (9,5mm) Sof-Lex Finishing and Polishing Discs Extra Thin/Fine
• 8693SF 50 — 3/8 inch (9,5mm) Sof-Lex Finishing and Polishing Discs Extra Thin/Super Fine
• 8692C 50 — 1/2 inch (12,7mm) Sof-Lex finishing and Polishing Discs Extra Thin/Coarse
• 8692M 50 — 1/2 inch (12,7mm) Sof-Lex Finishing and Polishing Discs Extra Thin/Medium
• 8692F 50 — 1/2 inch (12,7mm Sof-Lex Finishing and Polishing Discs Extra Thin/Fine
• 8692SF 50 — 1/2 inch (12,7mm) Sof-Lex Finishing and Polishing Discs Extra Thin/Super Fine, Sof-Lex™ Contouring and Polishing Discs - Kit 1980
Sof-Lex Contouring and Polishing Discs
• 30 — 1/2 inch (12,7mm) Discs Standard /Coarse
• 30 — 1/2 inch (12,7mm) Discs Standard /Medium
• 30 — 1/2 inch (12,7mm) Disc Standard s/Fine
• 30 — 1/2 inch (12,7mm) Discs Standard /Super Fine
• 30 — 3/8 inch (9,5mm) Discs Standard /Coarse
• 30 — 3/8 inch (9,5mm) Discs Standard /Medium
• 30 — 3/8 inch (9,5mm) Discs Standard /Fine
• 30 — 3/8 inch (9,5mm) Discs Standard /Super Fine
• 1 — Mandrel
• Instructions for Use — Mandrel and Discs, Sof-Lex™ Extra Thin Contouring and Polishing Discs - Kit 2380
Sof-Lex Extra Thin Contouring and Polishing Discs
• 30 — 1/2 inch (12,7mm) Discs Extra Thin/Coarse
• 30 — 1/2 inch (12,7mm) Discs Extra Thin/Medium
• 30 — 1/2 inch (12,7mm) Discs Extra Thin/Fine
• 30 — 1/2 inch (12,7mm) Discs Extra Thin/Super Fine
• 30 — 3/8 inch (9,5mm) Discs Extra Thin/Coarse
• 30 — 3/8 inch (9,5mm) Discs Extra Thin/Medium
• 30 —3/8 inch (9,5mm) Discs Extra Thin/Fine
• 30 — 3/8 inch (9,5mm) Discs Extra Thin/Super Fine
• 1 — Mandrel
• Instructions for Use — Mandrel and Discs, Sof-Lex™ Finishing and Polishing System - Kit 2385P Sof-Lex Finishing and Polishing Systems Kit •30 — 1/2 inch (12,7mm) Discs Standard/Coarse
• 30 — 1/2 inch(12,7mm) Discs Standard /Medium
• 30 — 1/2 inch (12,7mm) Discs Standard /Fine
• 30 — 1/2 inch (12,7mm) Discs Standard /Super Fine
• 30 — 3/8 inch (9,5mm) Discs Standard /Coarse
• 30 — 3/8 inch (9,5mm) Discs Standard /Medium
• 30 — 3/8 inch (9,5mm) Discs Standard /Fine
• 30 — 3/8 inch (9,5mm) Discs Standard /Super Fine
• 30 — 1/2 inch (12,7mm) Discs Extra Thin/Coarse
• 30 — 1/2 inch (12,7mm) Discs Extra Thin/Medium
• 30 — 1/2 inch (12,7mm) Discs Extra Thin/Pine
• 30 — 1/2 inch (12,7mm) Discs Extra Thin/Super Fine
• 30 — 3/8 inch (9,5mm) Discs Extra Thin/Coarse
• 30 — 3/8 inch (9,5mm) Discs Extra Thin/Medium
• 30 — 3/8 inch (9,5mm) Discs Extra Thin/Fine
• 30 — 3/8 inch (9,5mm) Discs Extra Thin/Super Fine
• 15 — 7 inches x 5/32 inch (178mm x 4mm) Strips — Coarse/Medium
• 15 — 7 inches x 5/64 inch (178mm x 2mm) Narrow Strips — Coarse/Medium
• 15 — 7 inches x 5/32 inch (l78mm x 4mm) Strips — Fine/Super Fine
• 1 — Mandrel
• Instructions for Use - Mandrel Discs, and Strips, Sof-Lex™ Finishing and Polishing Strips - Refills • 1954 150 — 7 inches x 5/32 inch (178mm x 4mm) Sof-Lex Finishin Strips — Coarse/Medium
• 1954N 100 — 7 inches x 5/64 inch (178mm x 2mm) Sof-Lex Finishing Strips — Coarse/Medium, Narrow
• 1956 120 — 7 inches x 5/32 inch (178mm x 4mm) Sof-Lex Polishing Strips — Fine/Super Fine, Sof-Lex*°' Mandrels - Refill
• 8695CA 2-CA Mandrels
13899 | Vacuum forming sheets Crystal Sheet, Vacuum forming sheets Crystal Sheet-PET-G, Vacuum forming sheets Crystal Milky Sheet - (PP), Vacuum forming sheets Crystal Soft Sheet - (EVA) | MOTO-MANIA | 2023-04-20T00:00:00.000+02:00 | Bio-Art Equipamentos Odontológicos Ltda. Address: Rua Teotônio Vilela, 120 Jardim Tangará - São Carlos - SP - Brasil | Vacuum forming sheets Crystal Sheet, Vacuum forming sheets Crystal Sheet-PET-G, Vacuum forming sheets Crystal Milky Sheet - (PP), Vacuum forming sheets Crystal Soft Sheet - (EVA) | Klasa I | FLETE PER LUGE INDIVIDUALE | Pajisje dentare
13904 | T-SEAL Mobile, model T5460, model 9MSL3630 | EUROMED | 2023-04-27T00:00:00.000+02:00 | Conroy Medical AB Valhallavaegen 1, SE-194 63 Upplands Vaesby, Sweden SNR - SE - MF - 000027430 | T-SEAL Mobile, model T5460, model 9MSL3630 | Klasa I | Pajisje kompakte per mbylljen e tubave te qeseve te gjakut. Ka nje dedektim optikal te diametrit te tubit qe lejon mbyllje precize te tubave te qeseve te gjakut ,Valet me frekuence te larte aktivizohen dbe sbkrijne tu bin ne dy pjese qe ndaben lebtesisbt,drite LED sbumengjyresbe tregon qarte statusin e pajisjes me alarme per te shmangur gabimet | Tjeter
13757 | Serena Ovuli Vaginali | F A R M A T E CH | 2023-03-06T00:00:00.000+01:00 | Laboratorio Farmacologico Milanese (LFM) S.r.l., Via Monterosso, n. 273 21042 - Caronno Pertusella (VA) | Serena Ovuli Vaginali | Klasa IIa | Ovula vaginale me veprim hidratues dhe qetësues në mukozën vaginale | Tjeter
13743 | Kaloidon Plus 30ml Vendita | F A R M A T E CH | 2023-03-06T00:00:00.000+01:00 | Laboratorio Farmacologico Milanese, Via Monterosso 273, 21042 Caronno Pertusella (VA), Italia | Kaloidon Plus 30ml Vendita | Klasa I | Xhel hidratues dhe elasticizues i lëkurës duke zbutur dhe minimizuar çikatriçet në të | Tjeter
13791 | COLDAMARIS Nasen- und Rachenspray/ COLDAMARIS Nasal- and Throat Spray | REJSI FARMA | 2023-03-13T00:00:00.000+01:00 | MoNo chem-pharm Produkte GmbH Leystrasse 129 , A- 1200, Wien | COLDAMARIS Nasen- und Rachenspray/ COLDAMARIS Nasal- and Throat Spray | Klasa IIa | Tretësirë fiziologjike sterile për shpëlarje(njomje) të mukozës së hundës dhe faringut. Lehtëson simptomat e tharjes. | Tjeter
13863 | OROLIN® Burbath 2 litre bottle -CH-061070 | AkoDent | 2023-03-24T00:00:00.000+01:00 | Oro Clean Chemie AG Allmendstrasse 21 8320 Fehraltorf Switzerland | OROLIN® Burbath 2 litre bottle -CH-061070 | Klasa IIb | Disinfektant per instrumenta dentar | Pajisje dentare
13780 | MNXXYYFZKK, MNXXYYFZZZ, MNXXYYDZZK/SS, MNXXYYDZZK/W, MNXXYYHDZZS, MNXXYYHDZZKKM, MNXXYYHDZZMS, MNXXYYHPZZK MNXXYYPZZKKWW, MNXXYYPKKS, MNXXYYHDZZKK, Disposable Subdermal monopolar needle electrodes compatible for MRI-Ref.: TTXXMNYYZZDMRI, TTXXMNYYZZD/KKMRI, MNXXYYPKKKMRI, MNXXYYDZZKMMRI, MNXXYYDZZSMRI, MNXXYYDZZKMWMRI, MNXXYYDZZKWMMRI, MNXXYYHDINKKMRI, MNXXYYDZZK/SSMRI, MNXXYYDZZK/WMRI, MNXXYYHDZZSMRI, MNXXYYHDZZKKMMRI, MNXXYYHDZZMSMRI, MNXXYYHPZZKMRI, MNXXYYPZZKKWWMRI, MNXXYYHDZZKKMRI, Disposable cork screw electrodes-Ref.: MNCSWXYYDZZ, MNCSWXYYDS, MNCSWXYYDZ/K,MNCSWXYYDZZZ, MNCSWXYYDZP/K, Disposable cork screw electrodes compatible for MRI -Ref.: MNCSWXYYDZZ, MNCSWXYYDS, MNCSWXYYDZ/K,MNCSWXYYDZZZ, MNCSWXYYDZP/K, Disposable cork screw electrodes compatible for MRI-Ref.: MNCSWXYYDZZMRI, MNCSWXYYDSMRI, MNCSWXYYDZ/KMRI,MNCSWXYYDZZZMRI, MNCSWXYYDZP/KMRI, Disposable insulated monopolar needle electrodes-Ref.: TFDNXXYYZZ, TFDNXXYYZK, TFDNXYZZKK, TFDNXYZZKK/Q, TFDNXXYYZKSB, Disposable insulated monopolar needle electrodes compatible for MRI -Ref.: TFDNXXYYZZMRI, TFDNXXYYZKMRI, TFDNXYZZKKMRI, TFDNXYZZKK/QMRI, Reusable insulated monopolar needle electrodes-Ref.: TFDRXXYYZZ, Disposable hook wire electrodes-Ref.: DIMWXXYKKWWZNU, DIMWXXYKKWWZNUK,DIMWXXYKKWWZDU, DIMWXXYKKWWZDUJ, Reusable Subdermal monopolar needle electrodes-Ref.: TTXXMNYYZZR, TTXXMNYYZZRKK, MNXXYYHDZZSR, MNXXYYDZZKR, MNXXYYHDZZRS, MNXXYYDZZWWR, MNXXYYHDZZKKR, Reusable Subdermal monopolar needle electrodes compatible for MRI -Ref.: MNXXYYHDZZKKRMRI, Reusable cork screw electrodes-Ref.: MNCSWXYYDZZR, MNCSWXYYDSR, RReusable cork screw electrodes compatible for MRI-Ref.: MNCSWXYYDZZRMRI, MNCSWXYYDSRMRI, Electromyography and Electroencephalography Needle Electrodes, Disposable Concentric Needle electrodes -Ref.: D039XXXYYZZ, DC39XXXYYZZ, DC39WXXYYZH, DI39XXXYYZZ, Reusable Concentric Needle electrodes-Ref.: R039XXXYYZZ, Disposable Subdermal monopolar needle electrodes Ref.: TTXXMNYYZZD, TTXXMNYYZZD/KK, FTXXMNYYZZD, MNXXYYPKKK, MNXXYYDINZZK, MNXXYYDZZK, MNXXYYDZZKM, MNXXYYDZZS, MNXXYYDZZKMW, MNXXYYDZZKWM, MNXXYYHDINKK | O.E.S DISTRIMED | 2023-03-17T00:00:00.000+01:00 | Spes Medica S.p.A. 16153 GENOVA(GE)-VIA BUCCARI 21 (ITA) -ITALY | MNXXYYFZKK, MNXXYYFZZZ, MNXXYYDZZK/SS, MNXXYYDZZK/W, MNXXYYHDZZS, MNXXYYHDZZKKM, MNXXYYHDZZMS, MNXXYYHPZZK MNXXYYPZZKKWW, MNXXYYPKKS, MNXXYYHDZZKK, Disposable Subdermal monopolar needle electrodes compatible for MRI-Ref.: TTXXMNYYZZDMRI, TTXXMNYYZZD/KKMRI, MNXXYYPKKKMRI, MNXXYYDZZKMMRI, MNXXYYDZZSMRI, MNXXYYDZZKMWMRI, MNXXYYDZZKWMMRI, MNXXYYHDINKKMRI, MNXXYYDZZK/SSMRI, MNXXYYDZZK/WMRI, MNXXYYHDZZSMRI, MNXXYYHDZZKKMMRI, MNXXYYHDZZMSMRI, MNXXYYHPZZKMRI, MNXXYYPZZKKWWMRI, MNXXYYHDZZKKMRI, Disposable cork screw electrodes-Ref.: MNCSWXYYDZZ, MNCSWXYYDS, MNCSWXYYDZ/K,MNCSWXYYDZZZ, MNCSWXYYDZP/K, Disposable cork screw electrodes compatible for MRI -Ref.: MNCSWXYYDZZ, MNCSWXYYDS, MNCSWXYYDZ/K,MNCSWXYYDZZZ, MNCSWXYYDZP/K, Disposable cork screw electrodes compatible for MRI-Ref.: MNCSWXYYDZZMRI, MNCSWXYYDSMRI, MNCSWXYYDZ/KMRI,MNCSWXYYDZZZMRI, MNCSWXYYDZP/KMRI, Disposable insulated monopolar needle electrodes-Ref.: TFDNXXYYZZ, TFDNXXYYZK, TFDNXYZZKK, TFDNXYZZKK/Q, TFDNXXYYZKSB, Disposable insulated monopolar needle electrodes compatible for MRI -Ref.: TFDNXXYYZZMRI, TFDNXXYYZKMRI, TFDNXYZZKKMRI, TFDNXYZZKK/QMRI, Reusable insulated monopolar needle electrodes-Ref.: TFDRXXYYZZ, Disposable hook wire electrodes-Ref.: DIMWXXYKKWWZNU, DIMWXXYKKWWZNUK,DIMWXXYKKWWZDU, DIMWXXYKKWWZDUJ, Reusable Subdermal monopolar needle electrodes-Ref.: TTXXMNYYZZR, TTXXMNYYZZRKK, MNXXYYHDZZSR, MNXXYYDZZKR, MNXXYYHDZZRS, MNXXYYDZZWWR, MNXXYYHDZZKKR, Reusable Subdermal monopolar needle electrodes compatible for MRI -Ref.: MNXXYYHDZZKKRMRI, Reusable cork screw electrodes-Ref.: MNCSWXYYDZZR, MNCSWXYYDSR, RReusable cork screw electrodes compatible for MRI-Ref.: MNCSWXYYDZZRMRI, MNCSWXYYDSRMRI, Electromyography and Electroencephalography Needle Electrodes, Disposable Concentric Needle electrodes -Ref.: D039XXXYYZZ, DC39XXXYYZZ, DC39WXXYYZH, DI39XXXYYZZ, Reusable Concentric Needle electrodes-Ref.: R039XXXYYZZ, Disposable Subdermal monopolar needle electrodes Ref.: TTXXMNYYZZD, TTXXMNYYZZD/KK, FTXXMNYYZZD, MNXXYYPKKK, MNXXYYDINZZK, MNXXYYDZZK, MNXXYYDZZKM, MNXXYYDZZS, MNXXYYDZZKMW, MNXXYYDZZKWM, MNXXYYHDINKK | Klasa IIa | Elektroda Age per elektromiografi dhe elektroencefalografi | Pajisje nje perdorimeshe
13755 | SoftPac C193 - 114929, SoftPac C208 - 114936, SoftPac C294 - 114939, SoftPac C295 - 114940, SoftPac C298 - 114941, SoftPac C304 - 114943 | INCOMED | 2023-03-17T00:00:00.000+01:00 | Bieffe Medital S.p.A. Via Stelvio 94, Sondalo (SO) 23035, Italy | SoftPac C193 - 114929, SoftPac C208 - 114936, SoftPac C294 - 114939, SoftPac C295 - 114940, SoftPac C298 - 114941, SoftPac C304 - 114943 | Klasa IIb | Produktet SoftPac janë koncentrate acide që përmbajnë elektrolite që synohen të përdoren së bashku me bikarbonat natriumi për përgatitjen të lëngjeve të hemodializës (HD), hemodiafiltrimit (HDF) ose hemofiltrimit (HF) në sistemet e pajtueshme të dializës Baxter/Gambro | Pajisje nje perdorimeshe
13749 | Sanavita Antipidocchi - PID8 Anti-lice lotion 100 ml bottle, lot 19243 | DELTA PHARMA - AL | 2023-03-24T00:00:00.000+01:00 | Pharma Millenium S.r.l. Via Petrarca 49, 22070, Rovello Porro, Italia | Sanavita Antipidocchi - PID8 Anti-lice lotion 100 ml bottle, lot 19243 | Klasa I | Vepron kunder morrave nepermjet nje mekanizmi fizik: kompleksi vajor i silikonit mbulon parazitet duke formuar nje film okluziv qe pengon rruget e frymemarrjes te morrave. Morrat vdesin nga asfiksia qe ne aplikimin e pare. Pa insekticide kimike dhe pa arome, tolerohet mire dhe nga femijet | Tjeter
13812 | CareLink SmartSync Micra AV Application ; D00U007 | O.E.S DISTRIMED | 2023-03-24T00:00:00.000+01:00 | Medtronic Inc. 710 Medtronic Parkway Minneapolis,MN 55432 USA | CareLink SmartSync Micra AV Application ; D00U007 | Klasa III | Pajisje qe perdoret per programimin dhe testimin e pajijeve Kardiake | Instrumenta shumeperdorimeshe
13836 | Light curing nano hybrid composite i-Light N, i-XCITE LC | MOTO-MANIA | 2023-03-29T00:00:00.000+02:00 | UAB "Medicinos linija"Aviacijos str. 28, LT-77103 Siauliai, Lithuania | Light curing nano hybrid composite i-Light N, i-XCITE LC | Klasa IIa | Kompozit nano hibrid foto polimerizues | Pajisje dentare
13829 | Blood bank refrigerators (HAEMO 310V (HR) | BIOMETRIC ALBANIA | 2023-03-30T00:00:00.000+02:00 | KW APPARECCHI SCIENTIFICI SRL - Via della Resistenza 119, 53035 Monteriggioni (SI) – ITALY | Blood bank refrigerators (HAEMO 310V (HR) | Klasa IIa | Frigorifer per Banken e Gjakut | Produkte per institucione te kujdesit shendetesor
13971 | Bepanthol eye drops (kapljice za oĉi) | DELTA PHARMA - AL | 2023-04-04T00:00:00.000+02:00 | Penta Arzneimittel GmbH Werkstrasse 3 Stulln Germany | Bepanthol eye drops (kapljice za oĉi) | Klasa IIb | Bepanthol pika për sy përmban hialuronat natriumi dhe dexpanthenol ose provitamin B5. Dy përbërësit ofrojnë kujdes të vazhdueshëm për sytë. Hialuronati i natriumit krijon një shtresë mbrojtëse në sy që mban syrin të lubrifikuar. Dexpanthenol qetëson sytë e irrituar dhe në të njëjtën kohë i ushqen ata. Pikat Bepanthol ofrojnë lehtësim për përdoruesit e lenteve të kontaktit. Pikat ofrojnë lehtësim p | Pajisje oftalmike dhe optike
13905 | RESECTOSCOPE (253-000-094;253-000-352;253-000-400),ELECTRODES,ELECTROSURGICALACTIVE,FOOT-CONTROLLED(253-400-201;253-400-203;253-400-205),ELECTROSURGICAL UNIT (700-350-400) | 2 A - PHARMA | 2023-04-11T00:00:00.000+02:00 | RZ Medizintechnik GmbH Unter Hasslen 20 78532 Tuttlingen Germany | RESECTOSCOPE (253-000-094;253-000-352;253-000-400),ELECTRODES,ELECTROSURGICALACTIVE,FOOT-CONTROLLED(253-400-201;253-400-203;253-400-205),ELECTROSURGICAL UNIT (700-350-400) | Klasa IIb | Rezetoskop,elektroda, elektrokirurgjikale aktive, foto- kontroll | Instrumenta shumeperdorimeshe
13930 | Genefill Soft Touch : MD006 | Diamant Pharma | 2023-04-13T00:00:00.000+02:00 | BioScience GmbH Walsmuster Str. 18, Dummer, 19073 Germany | Genefill Soft Touch : MD006 | Klasa III | Filler me acid hialuronic per mbushjen e rrudhave te fytytres | Pajisje te implantueshme jo aktive
13832 | cobas e 411analyzer (rack system) 04775201001, Cobas e 411 analyzer (disk system) 04775279001 | Labor Dr. Limbach Heidelberg Germany | 2023-04-12T00:00:00.000+02:00 | Hitachi High-Tech Corporation, 1-17-1 Toranomon, Minato-ku Tokyo 105-6409, JAPAN | cobas e 411analyzer (rack system) 04775201001, Cobas e 411 analyzer (disk system) 04775279001 | In vitro | Analizatori cobas e 411 (sistemi rack) dhe analizuesi cobas e 411 (sistemi i diskut) janë analizues të automatizuar duke përfshirë softuerin, të destinuar për kryerjen e analizave imunokimike cilësore, gjysmë sasiore dhe sasiore | Pajisje laboratori
13925 | ocuvers drops B5 | OMEGA OPTIKAL | 2023-04-25T00:00:00.000+02:00 | innomedis AG | ocuvers drops B5 | Klasa IIb | Lubrifikues per syrin | Pajisje oftalmike dhe optike
13954 | Polycaprolactone Injectable Implant GOURI | Beauty and health distribution | 2023-04-24T00:00:00.000+02:00 | DEXLEVO INC. 505, Daeryung Techno Town 5-cha, 632, Seobusaet-gil, Geumcheon-gu, Seoul, Korea | Polycaprolactone Injectable Implant GOURI | Klasa III | Filler i injektueshem qe stimulon kolagjenin dhe permirson rrudhat e lekures. | Tjeter
13976 | RelyX U200: A2, A3O, TR - Self adhesive universal resin cement Dispenser (base and catalyst) | Amber Dental | 2023-04-25T00:00:00.000+02:00 | 3M Deutschland GmbH Carl-Schurz-Str.1 41453 Neuss Germany | RelyX U200: A2, A3O, TR - Self adhesive universal resin cement Dispenser (base and catalyst) | Klasa IIa | Cement vetengjites. | Pajisje dentare
13978 | Pit and Fissure Sealants - Clinpro Sealant: 12631 Clinpro Sealant Introductory Kit, Bottle: 2 Bottles Sealant (2 x 6 ml) ; 1 Bottle Etchant (9 ml); 2 Brush Handles; 60 Brush Tips; 50 Fiber Tips; 1 Mixing Well; Instructions for Use - 12632 Clinpro Sealant Refill, Bottle: 1 Bottle Sealant (6 ml); Instructions for Use - 12636 Clinpro Sealant Introductory Kit, Syringe: 2 Syringes Sealant (2 x 1.2 ml); 1 Syringe Etchant Gel (3 ml); 20 Sealant Dispensing Tips; 25 Etchant Dispensing Tips; Instructions for Use - 12637 Clinpro Sealant Refill, Syringe: 1 Syringe Sealant (1.2 ml); 10 Sealant Dispensing Tips; Instructions for Use | Amber Dental | 2023-04-25T00:00:00.000+02:00 | 3M ESPE Dental Products 2510 Conway Avenue St. Paul, Minnesota 55144-1000 USA | Pit and Fissure Sealants - Clinpro Sealant: 12631 Clinpro Sealant Introductory Kit, Bottle: 2 Bottles Sealant (2 x 6 ml) ; 1 Bottle Etchant (9 ml); 2 Brush Handles; 60 Brush Tips; 50 Fiber Tips; 1 Mixing Well; Instructions for Use - 12632 Clinpro Sealant Refill, Bottle: 1 Bottle Sealant (6 ml); Instructions for Use - 12636 Clinpro Sealant Introductory Kit, Syringe: 2 Syringes Sealant (2 x 1.2 ml); 1 Syringe Etchant Gel (3 ml); 20 Sealant Dispensing Tips; 25 Etchant Dispensing Tips; Instructions for Use - 12637 Clinpro Sealant Refill, Syringe: 1 Syringe Sealant (1.2 ml); 10 Sealant Dispensing Tips; Instructions for Use | Klasa IIa | Material mbushes silant per dhembet. | Pajisje dentare
13991 | Coulter DxH Cell Lyse - PN 628018/ 628019 | GENIUS SHPK | 2023-04-26T00:00:00.000+02:00 | Beckman Coulter Ireland, Inc. Lismeehan, O'Callaghan's Mills Co. Clare Ireland | Coulter DxH Cell Lyse - PN 628018/ 628019 | In vitro | DxH Series Lyse është një agjent litik i eritrociteve për përdorim në SISTEMET DxH për përcaktimin sasior të hemoglobinës dhe numërimi dhe nën-klasifikimi i leukociteve (rruazat e bardha të gjakut). Të pajisja është menduar të përdoret nga një profesionist laboratori. | Pajisje te diagnostifikimit in vitro
13901 | Powder Free Latex Examination Gloves | MOTO-MANIA | 2023-04-26T00:00:00.000+02:00 | Cranberry International Sdn. Bhd. No. 1, Jalan Sitar 33/6, Seksyen 33, 40400 Shah Alam, Selangor, Malaysia. SRN: MY-MF-000004878 | Powder Free Latex Examination Gloves | Klasa I | Doreza ekzaminimi lateks pa puder | Pajisje dentare
13994 | NOVOSYN VIOLET 3/0 (2) 70CM HR26 (M) DDP C0068041 | O.E.S DISTRIMED | 2023-04-26T00:00:00.000+02:00 | B Braun Surgical S.A Carretera de Terrasa.121 ,08191 Rubi (Barcelona)Spain | NOVOSYN VIOLET 3/0 (2) 70CM HR26 (M) DDP C0068041 | Klasa III | Sutura te absorbueshme per perdorim ne kirurgji | Pajisje nje perdorimeshe
13742 | Kaloidon Patch | F A R M A T E CH | 2023-03-06T00:00:00.000+01:00 | Laboratorio Farmacologico Milanese (LFM) S.r.l., Via Monterosso, n. 273 21042 - Caronno Pertusella (VA) | Kaloidon Patch | Klasa IIa | Ankerplast për të parandaluar shfaqjen e çikatriçeve hipertrofike dhe keloidale që vijnë nga prerja çezariane, qepjet kirurgjikale dhe çikatriçet e llojeve të ndryshm | Tjeter
13845 | Phonak Vitus - Phonak Vitus+ ITE-10 NW O (Options: M,P,SP); Phonak Vitus BTE-micro; Phonak Vitus BTE-P; Phonak Vitus BTE-UP | APARATE DEGJIMI | 2023-04-04T00:00:00.000+02:00 | SONOVA AG Laubisrütistrasse 28 CH-8712 STÄFA SWITZERLAND | Phonak Vitus - Phonak Vitus+ ITE-10 NW O (Options: M,P,SP); Phonak Vitus BTE-micro; Phonak Vitus BTE-P; Phonak Vitus BTE-UP | Klasa IIa | Aparate degjimi per permiresimin e degjimit tek paciente te moshave te ndryshme | Pajisje te implantueshme aktive
13777 | DRYSTAR DT 2 MAMMO , Size (8x10inch,10x12 inch,11x14 inch,14x14 inch and 14x17 inch) | MSE | 2023-03-30T00:00:00.000+02:00 | AGFA NV, Septestraat 27, 2640 Mortsel,Belgium | DRYSTAR DT 2 MAMMO , Size (8x10inch,10x12 inch,11x14 inch,14x14 inch and 14x17 inch) | Klasa I | film per te printuar imazhe mamografike | Tjeter
13831 | VASOVIEW HEMOPRO Power Cord,VH-3011, VASOVIEW HEMOPRO Power Cord,VH-3012, VASOVIEW HEMOPRO Power Cord, VH-3013, VASOVIEW HEMOPRO Power Cord,VH-3014, VASOVIEW HEMOPRO Power Cord,VH-3015 | FEDOS | 2023-04-13T00:00:00.000+02:00 | Getinge Czech Republic, s.r.o., Na Strži 1702/65, Praha 4, Czech republic | VASOVIEW HEMOPRO Power Cord,VH-3011, VASOVIEW HEMOPRO Power Cord,VH-3012, VASOVIEW HEMOPRO Power Cord, VH-3013, VASOVIEW HEMOPRO Power Cord,VH-3014, VASOVIEW HEMOPRO Power Cord,VH-3015 | Klasa I | : Sisteme dhe aksesore per stabilizimin e zemres gjate kardiokirurgjive pa pompe ekstrakorporale zemer-mushkri | Pajisje elektromekanike
13929 | PANAVIA Veneer LC #4500EU PANAVIA Veneer LC Standard Kit (Universal(A2)), PANAVIA Veneer LC #4501EU PANAVIA Veneer LC Standard Kit (Clear), PANAVIA Veneer LC #4503EU PANAVIA Veneer LC Trial Kit, PANAVIA Veneer LC #4505EU PANAVIA Veneer LC Paste (Universal(A2)), PANAVIA Veneer LC #4506EU PANAVIA Veneer LC Paste (Clear), PANAVIA Veneer LC #4507EU PANAVIA Veneer LC Paste (Brown(A4)), PANAVIA Veneer LC #4508EU PANAVIA Veneer LC Paste (White), PANAVIA Veneer LC #4510EU PANAVIA Veneer LC Paste Trial (Clear), PANAVIA Veneer LC #4513EU PANAVIA Veneer LC Applicator tip (16G), PANAVIA Veneer LC #4500UK PANAVIA Veneer LC Standard Kit (Universal(A2)), PANAVIA Veneer LC #4501UK PANAVIA Veneer LC Standard Kit (Clear), PANAVIA Veneer LC #4503UK PANAVIA Veneer LC Trial Kit, PANAVIA Veneer LC #4505UK PANAVIA Veneer LC (Universal (A2)), PANAVIA Veneer LC #4506UK PANAVIA Veneer LC (Clear), PANAVIA Veneer LC #4507UK PANAVIA Veneer LC (Brown (A4)), PANAVIA Veneer LC #4508UK PANAVIA Veneer LC (White), PANAVIA Veneer LC #4510UK PANAVIA Veneer LC Trial (Clear), PANAVIA Veneer LC #4513UK PANAVIA Veneer LC Applicator tip (16G) | Albadent Group | 2023-04-12T00:00:00.000+02:00 | Kuraray Noritake Dental Inc. 1621 Sakazu, Kurashiki, Okayama, 710-0801, Japan | PANAVIA Veneer LC #4500EU PANAVIA Veneer LC Standard Kit (Universal(A2)), PANAVIA Veneer LC #4501EU PANAVIA Veneer LC Standard Kit (Clear), PANAVIA Veneer LC #4503EU PANAVIA Veneer LC Trial Kit, PANAVIA Veneer LC #4505EU PANAVIA Veneer LC Paste (Universal(A2)), PANAVIA Veneer LC #4506EU PANAVIA Veneer LC Paste (Clear), PANAVIA Veneer LC #4507EU PANAVIA Veneer LC Paste (Brown(A4)), PANAVIA Veneer LC #4508EU PANAVIA Veneer LC Paste (White), PANAVIA Veneer LC #4510EU PANAVIA Veneer LC Paste Trial (Clear), PANAVIA Veneer LC #4513EU PANAVIA Veneer LC Applicator tip (16G), PANAVIA Veneer LC #4500UK PANAVIA Veneer LC Standard Kit (Universal(A2)), PANAVIA Veneer LC #4501UK PANAVIA Veneer LC Standard Kit (Clear), PANAVIA Veneer LC #4503UK PANAVIA Veneer LC Trial Kit, PANAVIA Veneer LC #4505UK PANAVIA Veneer LC (Universal (A2)), PANAVIA Veneer LC #4506UK PANAVIA Veneer LC (Clear), PANAVIA Veneer LC #4507UK PANAVIA Veneer LC (Brown (A4)), PANAVIA Veneer LC #4508UK PANAVIA Veneer LC (White), PANAVIA Veneer LC #4510UK PANAVIA Veneer LC Trial (Clear), PANAVIA Veneer LC #4513UK PANAVIA Veneer LC Applicator tip (16G) | Klasa IIa | PANAVIA™ Veneer LC" është një çimento me rrëshirë që trajton lehtë, me qëndrueshmëri të shkëlqyer të ngjyrave, rezistencë të lartë ndaj konsumit, siguron kohë të mjaftueshme pune dhe ofron pastrim të shpejtë dhe të lehtë. Indikohet për çimentim të përhershëm te : • Fasetat • Shtresat e siperme dhe te brendeshme me më pak se 2 mm trashësi | Pajisje dentare
13934 | Alinity i Cyclosporine Whole Blood Precipitation Reagent Kit 09P3940 | LABOPHARMA SHPK | 2023-04-14T00:00:00.000+02:00 | Abbott Ireland Diagnostics Division Finisklin Business Park Sligo Ireland | Alinity i Cyclosporine Whole Blood Precipitation Reagent Kit 09P3940 | In vitro | Reagent qe perdoret ne aparatin Alinity per precipitimin e ciklosporines ne analizen sasiore te gjakut komplet. | Pajisje te diagnostifikimit in vitro
13935 | SYNOLIS VA 40/80 , A-SYN200 | SALVEO MEDICAL CLINIC | 2023-04-14T00:00:00.000+02:00 | Aptissen SA Chemin du Champ des Filles 36A, 1228 Plan Les Ouates, Switzerland | SYNOLIS VA 40/80 , A-SYN200 | Klasa III | SYNOLIS VA është një solucion viskoelastik, steril, apirogjen, izotonik, i buferuar, 2% i hialuronatit të natriumit. Hialuronati i natriumit i përdorur në SYNOLIS VA përftohet nga fermentimi bakterial dhe paraqet një peshë mesatare molekulare të lartë (MW) prej 2 MDa. SYNOLIS VA ka një pH neutral prej 6,8 – 7,4 të ngjashëm me lëngun sinovial. Përqendrimi i lartë dhe MW i hialuronatit të natriumit | Pajisje te implantueshme jo aktive
13850 | PVPS - PROCEED™ VENTRAL PATCH Self Expanding Partially Absorbable Mesh Device (Small), PVPM - PROCEED™ VENTRAL PATCH Self Expanding Partially Absorbable Mesh Device (Medium) | E v i t a | 2023-04-14T00:00:00.000+02:00 | Johnson & Johnson International c/o European Logistics Centre Leonardo Da Vincilaan, 15 BE-1831 Diegem Belgium, Johnson & Johnson International c/o European Logistics Centre Leonardo Da Vincilaan, 15 BE-1831 Diegem Belgium | PVPS - PROCEED™ VENTRAL PATCH Self Expanding Partially Absorbable Mesh Device (Small), PVPM - PROCEED™ VENTRAL PATCH Self Expanding Partially Absorbable Mesh Device (Medium) | Klasa III | Patch për riparimin e hapur të hernieve ventrale që kërkojnë shtimin e një materiali përforcues për të marrë rezultatin e dëshiruar kirurgjial | Pajisje nje perdorimeshe
13943 | Implant, Hyaluronic Acid Gel - Class III - Sterile e.p.t.q. S500/ S300/ S100 | Beauty and health distribution | 2023-04-24T00:00:00.000+02:00 | JETEMA Co., Ltd. 16-25, Dongbaekjungang-ro 16beon-gil, Giheung-gu, Yongin-si, Gyeonggi-do, Republic of Korea | Implant, Hyaluronic Acid Gel - Class III - Sterile e.p.t.q. S500/ S300/ S100 | Klasa III | Acid hyaluronik per perdoret ne estetike. | Tjeter
13974 | DFIDual Fit Implant D3.75mm L8.0mm1268, DFIDual Fit Implant D4.2mm L10.0mm1270, DFIDual Fit Implant D4.2mm L11.5mm1271, DFIDual Fit Implant D4.2mm L13.0mm1273, DFIDual Fit Implant D4.2mm L16.0mm1276, DFIDual Fit Implant D4.2mm L8.0mm1278, DFIDual Fit Implant D3.3 mm L10.0mm1280, DFIDual Fit Implant D3.3 mm L11.5mm1281, DFIDual Fit Implant D3.3 mm L13.0mm1283, DFIDual Fit Implant D3.3 mm L16.0mm1286, DFIDual Fit Implant D3.3 mm L8.0mm1288, DFIDual Fit Implant D5.0mm L10.0mm1290, DF1Dual Fit Implant D5.0mm L11.5mm1291, DFIDual Fit Implant D5.0mm L13.0mm1293, DFIDual Fit Implant D5.0mm L16.0mm1296, DFIDual Fit Implant D5.0mm L8.0mm1298, DFIDual Fit Implant C D3.25mm L10.0mm1800, DFIDual Fit Implant C D3.25mm L11.5mm1801, DFIDual Fit Implant C D3.25mm L13.0mm1803, DFIDual Fit Implant C D3.25mm L16.0mm1806, DFIDual Fit Implant C D3.25mm L8.0mm1808, DFIDual Fit Implant C D3.5mm L10.0mm1810, DFIDual Fit Implant C D3.5mm L11.5mm1811, DFIDual Fit Implant C D3.5mm L13.0mm1813, DFIDual Fit Implant C D3.5mm L16.0mm1816, DFIDual Fit Implant C D3.5mm L8.0mm1818, DFIDual Fit Implant CS D3.75mm L10.0mm1820, DFIDual Fit Implant CS D3.75mm L11.5mm1821, DFIDual Fit Implant CS D3.75mm L13.0mm1823, DFIDual Fit Implant CS D3.75mm L16.0mm1826, DFIDual Fit Implant CS D3.75mm L8.0mm1828, DFIDual Fit Implant CS D4.2mm L10.0mm1830, DFIDual Fit Implant CS D4.2mm L11.5mm 1831, DFI Dual Fit Implant CS D4.2mm L13.0mm1833, DFIDual Fit Implant CS D4.2mm L16.0mm1836, DFIDual Fit Implant CS D4.2mm L8.0mm1838, DFIDual Fit Implant CS D5.0mm L10.0mm1840, DFIDual Fit Implant CS D5.0mm L11.5mm1841, DFIDual Fit Implant CS D5.0mm L13.0mm1843, DFIDual Fit Implant CS D5.0mm L16.0mm1846, DFIDual Fit Implant CS D5.0mm L8.0mm1848, ATIDAlpha-Tec Dual Implant D3.3 mm L10.0mm11410, ATIDAlpha-Tec Dual Implant D3.3 mm L11.5mm1411, ATIDAlpha-Tec Dual Implant D3.3 mm L13.0mm1413, ATIDAlpha-Tec Dual Implant D3.3 mm L16.0mm1416, ATIDAlpha-Tec Dual Implant D3.3 mm L8.0mm1418, ATIDAlpha-Tec Dual Implant D3.75mm L10.0mm1420, ATID. Alpha-Tec Dual Implant D3.75mm L11.5mm1421, ATID Alpha-Tec Dual Implant D3.75mm L13.0mm1423, ATIDAlpha-Tec Dual Implant D3.75mm L16.0mm1426, ATIDAlpha-Tec Dual Implant D3.75mm L8.0mm1428, ATIDAlpha-Tec Dual Implant D4.2mm L10.0mm1430, Dental implants and Fixation Screw ICEImplant Classical Esthetic Narrow D3.7mm L10mm 1000, ICEImplant Classical Esthetic Narrow D3.7mm L11.5mm1001, ICEImplant Classical Esthetic Narrow D3.7mm L13mm1003, ICEImplant Classical Esthetic D3.75mm L10mm1010, ICEImplant Classical Esthetic D3.75mm L11.5mm1011, ICEImplant Classical Esthetic D3.75mm L13mm1013, ICEImplant Classical Esthetic D3.75mm L16mm1016, ICEImplant Classical Esthetic D3.75mm L8mm1018, ICEImplant Classical Esthetic D4.2mm L10mm1020, ICEImplant Classical Esthetic D4.2mm L11.5mm1021, ICEImplant Classical Esthetic D4.2mm L13mm1023, ICEImplant Classical Esthetic D4.2mm L16mm1026, ICEImplant Classical Esthetic D4.2mm L8mm1028, ICEImplant Classical Esthetic D4.65mm L10.0mm1030, ICEImplant Classical Esthetic D4.65mm L11.5mm1031, ICEImplant Classical Esthetic D4.65mm L13.0mm1033, ICEImplant Classical Esthetic D4.65mm L6.0mm1036, ICEImplant Classical Esthetic D4.65mm L8.0mm1038, ICEImplant Classical Esthetic D5.3mm L1Omm1040, Implant Classical Esthetic D5.3mm L11.5mm1041 , ICEImplant Classical Esthetic D5.3mm L13mm1043, ICEImplant Classical Esthetic D5.3mm L6mm1046, ICEImplant Classical Esthetic D5.3mm L8mm1048, ICEImplant Classical Esthetic D4.2mm L6mm1056, ICEImplant Classical Esthetic CS D3.75mm L10.0mm1620, ICEImplant Classical Esthetic CS D3.75mm L11.5mm1621, ICEImplant Classical Esthetic CS D3.75mm L13.0mm1623, ICEImplant Classical Esthetic CS D3.75mm L16.0mm1626, ICEImplant Classical Esthetic CS D3.75mm L8.0mm1628, ICEImplant Classical Esthetic CS D4.2mm L10.0mm1630, ICEImplant Classical Esthetic CS D4.2mm L11.5mm 1631, ICEImplant Classical Esthetic CS D4.2mm L13.0mm 1633, ICEImplant Classical Esthetic CS D4.2mm L16.0mm 1636, ICEImplant Classical Esthetic CS D4.2mm L8.0mm 1638, ICEImplant Classical Esthetic CS D4.65mm L10.0mm 1640, ICEImplant Classical Esthetic CS D4.65mm L11.5mm 1641, ICEImplant Classical Esthetic CS D4.65mm L13.0mm1643, ICEImplant Classical Esthetic CS D4.65mm L6.Omm1646, ICEImplant Classical Esthetic CS D4.65mm L8.0mm1648, ICE Implant Classical Esthetic CS D5.3mm L10.0mm1650, ICEImplant Classical Esthetic CS D5.3mm L11.5mm1651, ICEImplant Classical Esthetic CS D5.3mm L13.0mm1653, ICEImplant Classical Esthetic CS D5.3mm L6.0mm1656, ICEImplant Classical Esthetic CS D5.3mm L8.0mm1658, ICEImplant Classical Esthetic CS Narrow D3.7mm L10.0mm1660, ICEImplant Classical Esthetic CS Narrow D3.7mm L11.5mm1661, ICEImplant Classical Esthetic CS Narrow D3.7mm L13.0mm1663, NICENICE D3.2mm L10mm1060, NICENICE D3.2mm L11.5mm1061, NICENICE D3.2mm L13mm1063, NICENICE D3.2mm L16mm1066, NICENICE D3.2mm L8mm1068, DFIDual Fit Implant D3.75mm L10.Omm1260, DFIDual Fit Implant D3.75mm L11.5mm1261, DFIDual Fit Implant D3.75mm L13.0mm1263, DFIDual Fit Implant D3.75mm L16.0mm1266, AA6AlphaLoC Abutment 6mm4865, AA7AlphaLoC Abutment 7mm4866, AK0.5AlphaLoC Kit 0.5mm4867, AK1AlphaLoC Kit 1mm4868, AK2AlphaLoC Kit 2mm4869, AK3AlphaLoC Kit 3mm4870, AK4AlphaLoC Kit 4mm4871, AK5AlphaLoC Kit Smm4872, AK6AlphaLoC Kit 6mm4873, AK7AlphaLoC Kit 7mm4874, AMPPAlphaLoC Male Processing Package4875, AMSTRAlphaLoC Male-Strong violate units (X4)4876, AMSTAAlphaLoC Male-Standard white units (X4)4877, AMSOFAlphaLoC Male-Soft pink units (X4)4878, AMESOAlphaLoC Male-Extra Soft yellow (X4)4879, AU1AlphaLoC UniCover 1mm4880, AU2AlphaLoC UniCover 2mm4881, CCTB 2.5CAD/CAM Titanium Base 2.54951, CCTB-R 2.5CAD/CAM Titanium Base Non-Engaging 2.54952, CCTB-CHC2.5CAD/CAM Titanium Base - CHC 2.54953, CCTB-CHCR2.5CAD/CAM Titanium Base CHC Non-Engaging 2.54954, CCTB-0.75-AR-IHCAD/CAM Titanium Base 0.75 IH, Engaged4961, CCTB-1.5-AR-IHCAD/CAM Titanium Base 1.5 IH, Engaged4962, CCTB-2.5-AR-IHCAD/CAM Titanium Base 2.5 IH, Engaged4963, CCTB-0.75-R-IHCAD/CAM Titanium Base 0.75 IH, Non Engaged4964, CCTB-1.5-R-IHCAD/CAM Titanium Base 1.5 IH, Non Engaged4965, TLABGGold Casting Abutment6401, TLABCCCobalt Chrome Casting Abutment6405, TLABCC-RCobalt Chrome Casting Abutment Rotational6406, CST-CHCCover Screw CHC7300, HSD3.4-2-CHCHealing Abutment D3.4 L2 CHC7311, HSD3.4-3-CHCHealing Abutment D3.4 L3 CHC7312, HSD3.4-5-CHCHealing Abutment D3.4 L5 CHC7313, HSD3.4-7-CHCHealing Abutment D3.4 L7 CHC7314, HSD3.8-2-CHCHealing Abutment D3.8 L2 CHC7315, HSD3.8-3-CHCHealing Abutment D3.8 L3 CHC7316, HSD3.8-5-CHCHealing Abutment D3.8 L5 CHC7317, HSD3.8-7-CHCHealing Abutment D3.8 L7 CHC7318, HSD4.2-2-CHCHealing Abutment D4.2 L2 CHC7319, HSD4.2-3-CHCHealing Abutment D4.2 L3 CHC7320, HSD4.2-5-CHCHealing Abutment D4.2 L5 CHC7321, HSD4.2-7-CHCHealing Abutment D4.2 L7 CHC7322, STLA-CHCAbutment Screw CHC7345, ETLASP1-CHCEsthetic Simply Straight Abutment H1.0mm CHC7350, ETLASP2-CHCEsthetic Simply Straight Abutment H2.0mm CHC7351, ETLASP3 -CHCEsthetic Simply Straight Abutment H3.0mm CHC7352, ETLASP4-CHCEsthetic Simply Straight Abutment H4.0mm CHC7353, ETLASPS-CHCEsthetic Simply Straight Abutment H5.0mm CHC7354, ETLASP6-CHCEsthetic Simply Straight Abutment H6.0mm CHC7355, ETLAS3.2-CHCEsthetic Standard Slim Abutment D3.2 CHC7356, ETLAS3.6-CHCEsthetic Standard Abutment D3.6 CHC7357, TLAS4.0-CHCStandard Abutment D4.0 CHC7358, ETLA15-CHCEsthetic Angled Titanium Abutment 15º CHC7360, ETLAL15-CHCEsthetic Angled Long Titanium Abutment 15º CHC7361, ETLA25-CHCEsthetic Angled Titanium Abutment 25º CHC7362, EA15-1.5CHCEsthetic Anatomic Angled Ti Abutment 15° CHC | BRIANZA DENT | 2023-04-25T00:00:00.000+02:00 | Alpha Bio Tec Ltd., 7 Hatnufa st Kiryat Arye., POB 3936, Petach Tikva, 4951025, Israel | DFIDual Fit Implant D3.75mm L8.0mm1268, DFIDual Fit Implant D4.2mm L10.0mm1270, DFIDual Fit Implant D4.2mm L11.5mm1271, DFIDual Fit Implant D4.2mm L13.0mm1273, DFIDual Fit Implant D4.2mm L16.0mm1276, DFIDual Fit Implant D4.2mm L8.0mm1278, DFIDual Fit Implant D3.3 mm L10.0mm1280, DFIDual Fit Implant D3.3 mm L11.5mm1281, DFIDual Fit Implant D3.3 mm L13.0mm1283, DFIDual Fit Implant D3.3 mm L16.0mm1286, DFIDual Fit Implant D3.3 mm L8.0mm1288, DFIDual Fit Implant D5.0mm L10.0mm1290, DF1Dual Fit Implant D5.0mm L11.5mm1291, DFIDual Fit Implant D5.0mm L13.0mm1293, DFIDual Fit Implant D5.0mm L16.0mm1296, DFIDual Fit Implant D5.0mm L8.0mm1298, DFIDual Fit Implant C D3.25mm L10.0mm1800, DFIDual Fit Implant C D3.25mm L11.5mm1801, DFIDual Fit Implant C D3.25mm L13.0mm1803, DFIDual Fit Implant C D3.25mm L16.0mm1806, DFIDual Fit Implant C D3.25mm L8.0mm1808, DFIDual Fit Implant C D3.5mm L10.0mm1810, DFIDual Fit Implant C D3.5mm L11.5mm1811, DFIDual Fit Implant C D3.5mm L13.0mm1813, DFIDual Fit Implant C D3.5mm L16.0mm1816, DFIDual Fit Implant C D3.5mm L8.0mm1818, DFIDual Fit Implant CS D3.75mm L10.0mm1820, DFIDual Fit Implant CS D3.75mm L11.5mm1821, DFIDual Fit Implant CS D3.75mm L13.0mm1823, DFIDual Fit Implant CS D3.75mm L16.0mm1826, DFIDual Fit Implant CS D3.75mm L8.0mm1828, DFIDual Fit Implant CS D4.2mm L10.0mm1830, DFIDual Fit Implant CS D4.2mm L11.5mm 1831, DFI Dual Fit Implant CS D4.2mm L13.0mm1833, DFIDual Fit Implant CS D4.2mm L16.0mm1836, DFIDual Fit Implant CS D4.2mm L8.0mm1838, DFIDual Fit Implant CS D5.0mm L10.0mm1840, DFIDual Fit Implant CS D5.0mm L11.5mm1841, DFIDual Fit Implant CS D5.0mm L13.0mm1843, DFIDual Fit Implant CS D5.0mm L16.0mm1846, DFIDual Fit Implant CS D5.0mm L8.0mm1848, ATIDAlpha-Tec Dual Implant D3.3 mm L10.0mm11410, ATIDAlpha-Tec Dual Implant D3.3 mm L11.5mm1411, ATIDAlpha-Tec Dual Implant D3.3 mm L13.0mm1413, ATIDAlpha-Tec Dual Implant D3.3 mm L16.0mm1416, ATIDAlpha-Tec Dual Implant D3.3 mm L8.0mm1418, ATIDAlpha-Tec Dual Implant D3.75mm L10.0mm1420, ATID. Alpha-Tec Dual Implant D3.75mm L11.5mm1421, ATID Alpha-Tec Dual Implant D3.75mm L13.0mm1423, ATIDAlpha-Tec Dual Implant D3.75mm L16.0mm1426, ATIDAlpha-Tec Dual Implant D3.75mm L8.0mm1428, ATIDAlpha-Tec Dual Implant D4.2mm L10.0mm1430, Dental implants and Fixation Screw ICEImplant Classical Esthetic Narrow D3.7mm L10mm 1000, ICEImplant Classical Esthetic Narrow D3.7mm L11.5mm1001, ICEImplant Classical Esthetic Narrow D3.7mm L13mm1003, ICEImplant Classical Esthetic D3.75mm L10mm1010, ICEImplant Classical Esthetic D3.75mm L11.5mm1011, ICEImplant Classical Esthetic D3.75mm L13mm1013, ICEImplant Classical Esthetic D3.75mm L16mm1016, ICEImplant Classical Esthetic D3.75mm L8mm1018, ICEImplant Classical Esthetic D4.2mm L10mm1020, ICEImplant Classical Esthetic D4.2mm L11.5mm1021, ICEImplant Classical Esthetic D4.2mm L13mm1023, ICEImplant Classical Esthetic D4.2mm L16mm1026, ICEImplant Classical Esthetic D4.2mm L8mm1028, ICEImplant Classical Esthetic D4.65mm L10.0mm1030, ICEImplant Classical Esthetic D4.65mm L11.5mm1031, ICEImplant Classical Esthetic D4.65mm L13.0mm1033, ICEImplant Classical Esthetic D4.65mm L6.0mm1036, ICEImplant Classical Esthetic D4.65mm L8.0mm1038, ICEImplant Classical Esthetic D5.3mm L1Omm1040, Implant Classical Esthetic D5.3mm L11.5mm1041 , ICEImplant Classical Esthetic D5.3mm L13mm1043, ICEImplant Classical Esthetic D5.3mm L6mm1046, ICEImplant Classical Esthetic D5.3mm L8mm1048, ICEImplant Classical Esthetic D4.2mm L6mm1056, ICEImplant Classical Esthetic CS D3.75mm L10.0mm1620, ICEImplant Classical Esthetic CS D3.75mm L11.5mm1621, ICEImplant Classical Esthetic CS D3.75mm L13.0mm1623, ICEImplant Classical Esthetic CS D3.75mm L16.0mm1626, ICEImplant Classical Esthetic CS D3.75mm L8.0mm1628, ICEImplant Classical Esthetic CS D4.2mm L10.0mm1630, ICEImplant Classical Esthetic CS D4.2mm L11.5mm 1631, ICEImplant Classical Esthetic CS D4.2mm L13.0mm 1633, ICEImplant Classical Esthetic CS D4.2mm L16.0mm 1636, ICEImplant Classical Esthetic CS D4.2mm L8 | Klasa IIb, Klasa IIa, Klasa I | Kulte Dentare Abutments Superstructures , Implante dentare Alpha Bio, Aksesor Dentar Impression Coping, Aksesor Dentar Dental Drills, Aksesor Dentar INSTRUMENTS | Pajisje dentare
H1.57363, EA15-2.5CHCEsthetic Anatomic Angled Ti Abutment 15° CHC
H2.57364, EA15-3.5CHCEsthetic Anatomic Angled Ti Abutment 15° CHC
H3.57365, EA25-1.5CHCEsthetic Anatomic Angled Ti Abutment 25° CHC
H1.57366, EA25-2.5CHCEsthetic Anatomic Angled Ti Abutment 25° CHC
H2.57367, EA25-3.5CHCEsthetic Anatomic Angled Ti Abutment 25º CHC
H3.57368, ETWASP1-CHCEsthetic Straight Wide Abutment H1.0mm CHC7370, ETWASP2-CHCEsthetic Straight Wide Abutment H2.0mm CHC7371, ETWASP3-CHCEsthetic Straight Wide Abutment H3.0mm CHC7372, ETWASP4-CHCEsthetic Straight Wide Abutment H4.0mm CHC7373, ETWASPS-CHCEsthetic Straight Wide Abutment H5.0mm CHC7374, ETWASP6-CHCEsthetic Straight Wide Abutment H6.0mm CHC7375, ETLAS4.0-CHCEsthetic Standard Abutment D4.0 CHC7383, PLA-CHCStraight Plastic Abutment Anti Rotation CHC7390, PLA-R-CHCStraight Plastic Abutment Rotation CHC7391, PLAS-CHCSlim Straight Plastic Abutment CHC7392, PLA15-CHCAngled Plastic Abutment 15º CHC7393, TB1-CHCTitanium Bali Abutment 2.5mm L 1mm CHC7403, TB2-CHCTitanium Ball Abutment 2.5mm L 2mm CHC7404, CCTB-2.5-R-IHCAD/CAM Titanium Base 2.5 IH, Non Engaged4966, CCTB-0.75-AR-CHCCAD/CAM Titanium Base 0.75 CHC, Engaged5450, CCTB-1.5-AR-CHCCAD/CAM Titanium Base 1.5 CHC, Engaged5451, CCTB-2.5-AR-CHCCAD/CAM Titanium Base 2.5 CHC, Engaged5452, CCTB-0.75-R-CHCCAD/CAM Titanium Base 0.75 CHC, Non Engaged5453, CCTB-1.5-R-CHCCAD/CAM Titanium Base 1.5 CNC, Non Engaged5454, CCTB-2.5-R-CHCCAD/CAM Titanium Base 2.5 CNC, Non Engaged5455, STLA_IH_60_DEGIH screw, 60 deg contact5462, STLA_CHC_60_DEGCNC screw, 60 deg contact5463, CCTB-IH-SISirona CAD/CAM Ti Base4980, CCTB-CHC-SISirona CAD/CAM Ti Base-CHC4982, SiTB IH 1.5Sirona CAD/CAM Titanium Base 1.5 IH5464, SiTB IH 2.5Sirona CAD/CAM Titanium Base 2.5 IH5465, SiTB IH 3.5Sirona CAD/CAM Titanium Base 3.5 IH5466, SiTB CHC 1.5Sirona CAD/CAM Titanium Base 1.5 CNC5467, SiTB CHC 2.5Sirona CAD/CAM Titanium Base 2.5 CHC5468, SiTB CHC 3.5Sirona CAD/CAM Titanium Base 3.5 CNC5469, SiTB CS 1.5Sirona CAD/CAM Titanium Base 1.5 CS5470, SiTB CS 2.5Sirona CAD/CAM Titanium Base 2.5 CS5471, SiTB CS 3.5Sirona CAD/CAM Titanium Base 3.5 CS5472, BA-PF-IHPreFace Compatible Blank abutment — IH4988, WBA-PF-IHWide PreFace Compatible Blank abutment — IH4989, BA-PF-CHCPreFace Compatible Blank abutment — CHC4990, CCBA-PF-IHPreFace Compatible CC Blank abutment — IH4991, CCWBA-PF-IHWide PreFace Compatible CC Blank abutment — IH4992, CCBA-PF-CHCPreFace Compatible CC Blank abutment — CHC4993, S-DM-SRScrew for direct mounting on screw retain4994, ACCTBAngled CAD/CAM Ti Base5005, ACCTB-CHCAngled CAD/CAM Ti Base — CHC5006, WCCTBWide CAD/CAM Ti Base5007, WCCTB-RWide CAD/CAM Ti Base Non-Engaging5008, BA-YBlank abutment for Yenadent system5009, TCAStraight Titanium Abutment Rotation5010, TCABStraight Titanium Recovery Abutment Rotation5011, TAC-TSA-NCAD/CAM Adhesive coping — TSA-N5015, CCTBCAD/CAM Titanium Base5024, CCTB-RCAD/CAM Titanium Base - R5025, CCTB-CHCCAD/CAM Titanium Base - CNC5026, CCTB-CHC-RCAD/CAM Titanium Base CHC - R5027, TAC-TCT-NCAD/CAM Adhesive coping — TCT-N5028, TAC-TCT-N-RCAD/CAM Adhesive coping — TCT-N - R5029, TLAStraight Titanium Abutment5030, ETLAEsthetic Straight Titanium Abutment5031, TLA15Angled Titanium Abutment 15°5090, TLA15BAngled Titanium Abutment 15° with Shoulder5091, TLAL15Long Angled Titanium Abutment 15°5092, PLA15Angled Plastic Abutment 15°5093, ETLAL15Esthetic Long Angled Titanium Abutment 15°5094, TLA15BBLong Angled Titanium Abutment 15° with Shoulder5098, TLABTitanium Casting Abutment5100, STLATTorqfit Abutment Screw5121, STLASShort Titanium Abutment Screw L8.3mm5122, STLARTitanium ARRCAbutment Screw5124, STLASSShort Titanium Abutment Screw L7.9mm5126, STLASHTitanium Abutment Screw L7.6mm5127, TLA25Angled Titanium Abutment 25°5130, ETLA25Esthetic Angled Titanium Abutment 25°5131, TLA25BAngled Titanium Abutment 25° with Shoulder5132, TLAL25Titanium Lock Abutment 25° Long5134, TLA35Titanium Lock Abutment Angled 35°5136, TLALLong Straight Titanium Abutment5140, TLASSlim Straight Titanium Abutment5150, TLASSShort Slim Straight Titanium Abutment5151, TLASSSExtra Short Slim Straight Titanium Abutment5152, ETLASEsthetic Slim Long Straight Titanium Abutment5155, ETLASSEsthetic Slim Straight Titanium Abutment5156, TLA1Straight Titanium Abutment Cuff H1.0mm5160, ETLA1Straight Esthetic Titanium Abutment Cuff H1.0mm5161, TLA2Straight Titanium Abutment Cuff H2.0mm5180, ETLA2Esthetic Straight Titanium Abutment Cuff H2.0mm5181, TLAO2Omni Titanium Abutment Cuff H2.0mm5182, TLAC-ARTemporary Titanium Abutment Anti Rotation5200, AUC — TCT - NPro UniCover AUC-TCT-N5201, AUC-TSA2.5-NPro UniCover AUC- TSA2.5-N H2.55203, AUC- TSA1.5-NPro UniCover AUC- TSA1.5-N H1.55204, TSS-NPro Temporary Titanium Abutment for TSA-N/AUC- TSA-N5215, TTA-NPro Temporary Titanium Abutment for TCT-N5216, TLAC-RTemporary Titanium Abutment Rotation5220, TCT0.5-NPro Tapered Connection Abutment L 0.5mm5221, TCT1.5-NPro Tapered Connection Abutment L 1.5mm5222, TCT2.5-NPro Tapered Connection Abutment L 2.5mm5223, TSA1.5-NPro Straight Titanium Abutment L 1.5mm5224, TSA2.5-NPro Straight Titanium Abutment L 2.5mm5225, TSA3.0-NPro Straight Titanium Abutment L 3.0mm5226, TSA4.0-NPro Straight Titanium Abutment L 4.0mm5227, TSA5.0-NPro Straight Titanium Abutment L 5.0mm5228, HCT4-NPro Healing Abutment L 4mm for TCT-N/AUC-TCT-
N5236, HCT6-NPro Healing Abutment L 6mm for TCT-N/AUC-TCT-
N5237, PHCT-NPro Snap Plastic Healing Abutment for TCT-N5238, HSA3.0-NPro Healing Abutment L 3mm for TSA-N/AUC-TSA-
N5239, HSA5.0-NPro Healing Abutment L Smm for TSA-N/AUC-TSA-
N5240, HCTB-NPro Conical Healing Abutment for TCT-N/AUC-
TCT-N5241, TCT-N0.75CHCPro Tapered Connection Abutment L 0.75mm N
CHC5242, TCT-N1.5CHCPro Tapered Connection Abutment L 1.5mm N
CHC5243, TCT-N2.5CHCPro Tapered Connection Abutment L 2.5mm N
CHC5244, TCT-N3.5CHCPro Tapered Connection Abutment L 3.5mm N
CHC5245, TCT-N4.5CHCPro Tapered Connection Abutment L 4.5mm N
CHC5246, TCT-N5.5CHCPro Tapered Connection Abutment L 5.5mm N
CHC5247, TLABSTitanium Casting Abutment D5.0mm5250, TCT3.5-NPro Tapered Connection Abutment L 3.5mm5252, TCT4.5-NPro Tapered Connection Abutment L 4.5mm5253, TCT5.5-NPro Tapered Connection Abutment L 5.5mm5254, TLARC15Angled Titanium Abutment 15° for ARRC5271, PTLACStraight Plastic Abutment for ARRC5272, TLARCStraight Titanium Abutment for ARRC5273, TCTUniCover TCT5301, AUTSA2.5UniCover TSA H2.5mm5303, AUTSA1.7UniCover TSA H1.7mm5304, AUBaII1UniCover Ball H1.0mm5305, AUBalI2UniCover Ball H2.0mm5306, AUTLASUniCover TLAS5307, AUB17/1.5Alpha UniBase 17° H1.5mm5308, AUB17/2.5Alpha UniBase 17° H2.5mm5309, TLADSStraight Titanium Abutment for D5.0mm Implant5310, TLAD5-15Angled Titanium Abutment 15° for D5.0mm Implant5311, AUB30/1.5Alpha UniBase 30° H1.5mm5312, AUB30/2.5Alpha UniBase 30° H2.5mm5313, USPBlue UniScrew for Physician5314, TTATemporary Titanium Abutment for TCT and/or HBC5316, USP-CHCAlpha Universe UniScrew CHC P5317, USL - CHCAlpha Universe UniScrew CHC L5318, USPL-CHCAlpha Universe UniScrew L CHC P5319, TLAD6Straight Titanium Abutment for D6.0mm Implant5320, USLL - CHCAlpha Universe UniScrew L CHC L5321, TLAWWide Straight Titanium Abutment5340, TLA3Straight Titanium Abutment Cuff H3.0mm5350, ETLA3Straight Esthetic Titanium Abutment Cuff H3.0mm5351, ETLASP 1Simply Esthetic Straight Titanium
Abutment H1mm5352, ETLASP 2Simply Esthetic Straight Titanium Abutment H2mm5353, ETLASP 3Simply Esthetic Straight Titanium
Abutment H3mm5354, ETLASP 4Simply Esthetic Straight Titanium
Abutment H4mm5355, TLA4Straight Titanium Abutment Cuff H4.0mm5360, ETLA4Straight Esthetic Titanium Abutment Cuff H4.0mm5361, TLAO4Omni Titanium Abutment Cuff H4.0mm5362, TLASP1Simply Straight Titanium Abutment Cuff H1.0mm5366, TLASP2Simply Straight Titanium Abutment Cuff H2.0mm5367, TLASP3Simply Straight Titanium Abutment Cuff H3.0mm5368, TLASP4Simply Straight Titanium Abutment Cuff H4.0mm5369, TLAWPStraight Titanium Abutment Wide Profile5401, TLAWPLStraight Long Titanium Abutment Wide Profile5402, TLASSPSlim Titanium Abutment with Short Platform5403, TLASPStraight Slim Titanium Abutment with Platform5404, TLASHPSlim Titanium Abutment with High Platform5405, EOAPSSShort Esthetic Omni Abutment with PS5406, EOAPSEsthetic Omni Abutment with PS5407, EAAPSSShort Straight Esthetic Anatomic Abutment5408, EAAPSStraight Esthetic Anatomic Abutment5409, EAAS15Short Esthetic Anatomic Abutment 15º5410, EAA15Esthetic Anatomic Abutment 15º5411, EAAH15High Esthetic Anatomic Abutment 15º5412, EAAS25Short Esthetic Anatomic Abutment 25º5413, EAA25Esthetic Anatomic Abutment 25º5414, EAAH25High Esthetic Anatomic Abutment 25º5415, TPA 1Straight temporary PEEK Abutment H 1.05416, TPA 2Straight temporary PEEK abutment H 2.05417, TPA 3Straight temporary PEEK abutment H 3.05418, TPA-CS-1.5Straight temporary PEEK Abutment H 1.5 CS5510, TPA-CS-2.5Straight temporary PEEK Abutment H 2.5 CS5511, TPA-CS-3.5Straight temporary PEEK Abutment H 3.5 CS5512, TPA-CHC-1.5Straight temporary PEEK Abutment H 1.5 CHC5518, TPA-CHC-2.5Straight temporary PEEK Abutment H 2.5 CHC5519, TPA-CHC-3.5Straight temporary PEEK Abutment H 3.5 CHC5520, TPA 15-1Temporary PEEK abutment 15o H 1.05419, TPA 15-2Temporary PEEK abutment 15o H 2.05420, TPA 15-3Temporary PEEK abutment 15º H 3.05421, TPA 25-1Temporary PEEK abutment 25º H 1.05422, TPA 25-2Temporary PEEK abutment 25º H 2.05423, TPA 25-3Temporary PEEK abutment 25o H 3.05424, TPA15-CS-1.5Temporary PEEK abutment 15º H1.5 CS5513, TPA15-CS-2.5Temporary PEEK abutment 15º H2.5 CS5514, TPA15-CS-3.5Temporary PEEK abutment 15º H3.5 CS5515, TPA25-CS-1.5Temporary PEEK abutment 25º H1.5 CS5516, TPA25-CS-2.5Temporary PEEK abutment 25º H2.5 CS5517, TPA15-CHC-1.5Temporary PEEK abutment 15º H1.5 CHC5521, TPA15-CHC-2.5Temporary PEEK abutment 15º H2.5 CHC5522, TPA15-CHC-3.5Temporary PEEK abutment 15º H3.5 CHC5523, TPA25-CHC-1.5Temporary PEEK abutment 25º H1.5 CHC5524, TPA25-CHC-2.5Temporary PEEK abutment 25º H2.5 CHC5525, TLAC-AR-CHCTemporary Titanium Abutment Anti Rotation5526, TLAC-R-CHCTemporary Titanium Abutment Rotation5527, HBC0.5Hex Base Connection L0.5mm6040, AU17-0.75IHAlpha Universe 17° 0.75H IH5430, AU17-1.0IHAlpha Universe 17° 1.0H IH5431, AU17-1.5IHAlpha Universe 17° 1.5H IH5432, AU17-2.5IHAlpha Universe 17° 2.5H IH5433, AU17-3.5IHAlpha Universe 17° 3.5H IH5434, AU30-0.75IHAlpha Universe 30° 0.75H IH5435, AU30-1.0IHAlpha Universe 30° 1.0H IH5436, AU30-1.5IHAlpha Universe 30° 1.5H IH5437, AU30-2.5IHAlpha Universe 30° 2.5H IH5438, AU30-3.5IHAlpha Universe 30° 3.5H IH5439, HBC1.5Hex Base Connection L1.5mm6041, HBC2.5Hex Base Connection L2.5mm6042, HBZZirconium Abutment Adapter6043, HBZ- RNon-engaging HBZ part6044, LS0.5Screw for HBC L0.5mm6050, LS1.5Screw for HBC L1.5mm6051, LS2.5Screw for HBC L2.5mm6052, SHBZZirconium Abutment Screw6053, ZHBZStraight Zirconium Abutment6054, ZHBZ-WWide Straight Zirconium Abutment6055, ZHBZ-25Angled Zirconium Abutment 25°6057, ZHBZ-15Angled Zirconium Abutment 15°6058, TSA2.5Straight Titanium Abutment L2.5mm6120, TSA3Straight Titanium Abutment L3.0mm6130, TSA4Straight Titanium Abutment L4.0mm6140, TSA5Straight Titanium Abutment L5.0mm6150, TSA6Straight Titanium Abutment L6.0mm6160, SBBall Attachment for TSA & TCT6190, TB2Titanium Ball Abutment L2.0mm6210, TB4Titanium Ball Abutment L4.0mm6220, HMetal Housing for Ball Attachment6240, HMetal Housing for Micro Size6241, NCStandard Nylon Cap6250, NCTNylon Cap with Titanium Ring6251, NCASoft Nylon Cap6253, TB0.5Titanium Ball Abutment L0.5mm6260, TB5Titanium Ball Abutment L5.0mm6270, TB3Titanium Ball Abutment L3.0mm6280, TB6Titanium Ball Abutment L6.0mm6290, TBAA2Angled Titanium Side Ball Abutment L2.0mm6304, TBAB2Angled Titanium Apex Ball Abutment L2.0mm6305, TBAA3Angled Titanium Side Ball Abutment L3.0mm6306, TBAB3Angled Titanium Apex Bali Abutment L3.0mm6307, TSSStraight Titanium Sleeve6330, ATIDAlpha-Tec Dual Implant D4.2mm L11.5mm1431, ATIDAlpha-Tec Dual Implant D4.2mm L13.0mm1433, ATIDAlpha-Tec Dual Implant D4.2mm L16.0mm1436, ATIDAlpha-Tec Dual Implant D4.2mm L8.0mm1438, ATIDAlpha-Tec Dual Implant D5.0mm L10.0mm1440, ATIDAlpha-Tec Dual Implant D5.0mm L11.5mm1441, ATIDAlpha-Tec Dual Implant D5.0mm L13.0mm1443, ATID Alpha-Tec Dual Implant D5.0mm L6.0nnm1446, ATIDAlpha-Tec Dual Implant D5.0mm L8.0mm1448, ATIDAlpha-Tec Dual Implant D6.0mm L10.0mm1450, ATIDAlpha-Tec Dual Implant D6.0mm L11.5mm1451, ATIDAlpha-Tec Dual Implant D6.0mm L13.0mm1453, ATIDAlpha-Tec Dual Implant D6.0mm L6.0nnm1456, ATIDAlpha-Tec Dual Implant D6.0mm L8.0mm1458, ATIDAlpha-Tec Dual Implant C D3.25mm L10.0mm1550, ATIDAlpha-Tec Dual Implant C D3.25mm L11.5mm1551, ATIDAlpha-Tec Dual Implant C D3.25mm L13.0mm1553, ATIDAlpha-Tec Dual Implant C D3.25mm L16.0mm1556, ATIDAlpha-Tec Dual Implant C D3.25mm L8.0mm1558, ATIDAlpha-Tec Dual Implant C D3.5mm L10.0mm1560, ATIDAlpha-Tec Dual Implant C D3.5mm L11.5mm1561, ATIDAlpha-Tec Dual Implant C D3.5mm L13.0mm1563, ATIDAlpha-Tec Dual Implant C D3.5mm L16.0mm1566, ATIDAlpha-Tec Dual Implant C D3.5mm L8.0mm1568, Abutments Superstructures HS3Healing Abutment L3.0mm109, HS5Healing Abutment L5.0mm110, CSTCover Screw111, HSS3Slim Healing Abutment L3.0mm112, HSS5Slim Healing Abutment L5.0mm113, HSS4Slim Healing Abutment L4.0mm114, HS2Healing Abutment L2.0mm116, HS4Healing Abutment L4.0mm117, HS6Healing Abutment L6.0mm118, HS7Healing Abutment L7.0mm119, HSD5-3Wide D5.0mm Healing Abutment L3.0mm120, HSD5-5Wide D5.0mm Healing Abutment L5.0mm121, HSD6-3Wide D6.0mm Healing Abutment L3.0mm122, HSD6-5Wide D6.0mm Healing Abutment L5.0mm123, HS5-3Healing Abutment D5.0 H3.0mm124, HS5-5Healing Abutment D5.0 H5.0mm125, HS5.5-3Healing Abutment D5.5 L3.0mm126, HS5.5-5Healing Abutment D5.5 H5.0mm127, HS6-3Healing Abutment D6.0 H3.0mm128, HS6-5Healing Abutment D6.0 H5.0mm129, HS7-3Healing Abutment D7.0 H3.0mm130, HS7-5Healing Abutment D7.0 H5.0mm131, HS8-3Healing Abutment D8.0 H3.0mm132, HS8-5Healing Abutment D8.0 H5.0mm133, ATCArrow Telescope Cap2405, ATSArrow Telescope Cap Screw2406, ASSArrow Side Screw2407, ANCNylon Cap Narrow D1.8mm2410, AHNarrow Metal Housing D1.8mm2411, TLARBTitanium Abutment for ARPB2462, TLARPTitanium Abutment for ARRP2466, SBCScrew Ball Attachment for ARRC L0.5mm2507, SBC1Screw BaII Attachment for ARRC L1.0mm2508, SBC2Screw BaII Attachment for ARRC L2.0mm2509, SBC3Screw Ball Attachment for ARRC L3.0mm2573, SBC4Screw BaII Attachment for ARRC L4.0mm2574, TLABCC - CHCCobalt Chrome Casting Abutment - CHC3613, TLABCC-R - CHC+B172:B352Cobalt Chrome Casting Abutment Rotational - CHC3614, CCS-CHCCasting Screw - CHC3616, AMU-CAlphaloc on MU cover3709, ALA0.3AlphaLoC Locator Abutment L0.3mm4801, ALA1AlphaLoC Locator Abutment L1.0mm4802, ALA2AlphaLoC Locator Abutment L2.0mm4803, ALA3AlphaLoC Locator Abutment L3.0mm4804, ALA4AlphaLoC Locator Abutment L4.0mm4805, ALA5AlphaLoC Locator Abutment L5.0mm4806, ALA6AlphaLoC Locator Abutment L6.0mm4807, ALMPPAlphaLoC Locator Male Processing Package4811, ALMEPPAlphaLoC Locator Extended Male Processing Pack4812, ALU1-AUAlphaLoC Locator UniCover 1mm4833, ALU2-AUAlphaLoC Locator UniCover 2mm4834, ALMCAlphaLoC Locator Clear (4 p)4836, ALMPAlphaLoC Locator Pink Light Retention (4 p)4837, ALMBAlphaLoC Locator Blue Extra Light Retention (4 p)4838, ALMGAlphaLoC Locator Green Extended (4 p)4839, ALMOAlphaLoC Locator Orange Extended (4 p)4840, ALMRAlphaLoC Locator Red Extended (4 p)4841, ALBPAlphaLoC Locator Black Processing (4 p)4842, ALWBAlphaLoC White Block Out Spacer (4 p)4843, ALPPAlphaLoC Locator Parallel Post (4 p)4844, ALK0.3/0-10°AlphaLoC Locator Kit 0°-10° L0.3mm4845, ALK1/0-10°AlphaLoC Locator Kit 0°-10° L1.0mm4846, ALK2/0-10°AlphaLoC Locator Kit 0°-10° L2.0mm4847, ALK3/0-10°AlphaLoC Locator Kit 0°-10° L3.0mm4848, ALK4/0-10°AlphaLoC Locator Kit 0°-10° L4.0mm4849, ALK5/0-10°AlphaLoC Locator Kit 0°-10° L5.0mm4850, ALK6/0-10°AlphaLoC Locator Kit 0°-10° L6.0mm4851, ALK0.3/10-20°AlphaLoC Locator Kit 10°-20° L0.3mm4852, ALK1/10-20°AlphaLoC Locator Kit 10°-20° L1.0mm4853, ALK2/10-20°AlphaLoC Locator Kit 10°-20° L2.0mm4854, ALK3/10-20°AlphaLoC Locator Kit 10°-20° L3.0mm4855, ALK4/10-20°AlphaLoC Locator Kit 10°-20° L4.0mm4856, ALK5/10-20°AlphaLoC Locator Kit 10°-20° L5.0mm4857, ALK6/10-20°AlphaLoC Locator Kit 10°-20° L6.0mm4858, AA0.5AlphaLoC Abutment 0.5mm4859, AA1AlphaLoC Abutment 1mm4860, AA2AlphaLoC Abutment 2mm4861, AA3AlphaLoC Abutment 3mm4862, AA4AlphaLoC Abutment 4mm4863, AA5AlphaLoC Abutment Smm4864, HA-D4-5.5IHHealing Abutment D4.0 CH5.5 mm IN3428, HA-D4.9-1.SINHealing Abutment D4.9 CH1.5 mm IH3429, HA-D4.9-2.SINHealing Abutment D4.9 CH2.5 mm IH3430, HA-D4.9-3.SIHHealing Abutment D4.9 CH3.5 mm lH3431, HA-D4.9-4.SINHealing Abutment D4.9 CH4.5 mm IH3432, HA-D4.9-5.SIHHealing Abutment D4.9 CH5.5 mm IN3433, HA-D6.2-1.SIHHealing Abutment D6.2 CH1.5 mm IH3434, HA-D6.2-2.5lHHealing Abutment D6.2 CH2.5 mm lH3435, AK0.75 - CSAlphaLoC Kit H 0.75 mm CS3710, AK1.5 - CSAlphaLoC Kit H 1.5 mm CS3711, AK2.5 - CSAlphaLoC Kit H 2.5 mm CS3712, AK3.5 - CSAlphaLoC Kit H 3.5 mm CS3713, AK4.5 - CSAlphaLoC Kit H 4.5 mm CS3714, AA0.75-CSAlphaLoc Attachment H 0.75 mm - CS3701, AA1.5-CSAlphaLoc Attachment H 1.5 mm - CS3702, AA2.5-CSAlphaLoc Attachment H 2.5 mm - CS3703, AA3.5-CSAlphaLoc Attachment H 3.5 mm - CS3704, AA4.5-CSAlphaLoc Attachment H 4.5 mm - CS3705, AU17-1.5CSAlpha Universe 17o H1.5mm CS3862, AU17-2.5CSAlpha Universe 17o H2.5mm CS3863, AU17-3.5CSAlpha Universe 17o H3.5mm CS3864, AU30-1.5CSAlpha Universe 30o H1.5mm CS3867, AU30-2.5CSAlpha Universe 30o H2.5mm CS3868, AU30-3.5CSAlpha Universe 30o H3.5mm CS3869, TCT 0.75-csAlpha Universe straight H0.75mm CS3870, CCSP-IH-SISirona CAD/CAM Scan Post4984, CCSP-CHC-SISirona CAD/CAM Scan Post-CHC4985, AN-PMAnalog for printed model4995, AN-PM-CHCAnalog for printed model-CHC4996, IOSB-IHIntraoral Scan Body - Internal Hex. implants5001, IOSB-CHCIntraoral Scan Body - Internal CHC implants5002, IOSB-TCT-NIntraoral Scan Body - Screw Retained TCT-N5003, IOSB-TSA-NIntraoral Scan Body - Screw Retained TSA-N5004, SB-IHScan Abutment - Internal Hex implants5019, SB-CHCScan Abutment - CHC implants5021, SB-TCT-NScan Abutment - Screw Retained TCT-N5022, SB-TSA-NScan Abutment - Screw Retained TSA-N5023, PLAStraight Plastic Abutment Anti Rotation5040, PLA-RStraight Plastic Abutment Rotation5041, PLASSlim Straight Plastic Abutment5050, HLTClosed Tray Transfer5060, HLTOOpen Tray Transfer5061, HLTLSSlim Closed Tray Transfer5062, LGPLong Screw for Open Tray Transfer5070, lAImplant Analog5080, SHLTSShort Screw for Closed Tray Transfer5125, HLTSShort Closed Tray Transfer5170, HLTOSShort Open Tray Transfer5171, SOTT-IHShort Open Tray Transfer IH3463, LOTT-IHLong Open Tray Transfer IH3464, SCTT-IHShort Closed Tray Transfer IH3465, LCTT-IHLong Closed Tray Transfer IH3466, SHLTScrew for Closed Tray Transfer5172, BTT-NPro Analog for TCT-N5211, AUC-BTT-NPro Analog for AUC-TCT-N5212, BTS-NPro Analog for TSA-N5213, AUC-BTS-NPro Analog for AUC-TSA-N5214, PST-N-ARPro Burnout Anti Rotation Sleeve for TCT-N5217, PST-NPro Burnout Sleeve for TCT-N5218, PSS-NPro Burnout Sleeve for TSA-N/AUC-TSA-N5219, TST-NPro Open Tray Transfer for TCT-N/AUC-TCT-N5231, PTST-NPro Close Tray Plastic Transfer for TCT-N/AUC-
TCT-N5232, TOS-NPro Open Tray Abutment Transfer for TSA-N/AUC- TSA-N5233, TS-NPro Close Tray Transfer for TCT-N/TSA-N
abutments5235, TST-N - RPro Open Tray Transfer (R) for TCT-N/AUC-TCT-N5248, PTLABPlastic Sleeve for Titanium Casting Abutment5251, TLAB6Titanium Casting Abutment D6.0mm5260, IA5Implant Analog D5.0mm5280, lA6Implant Analog D6.0mm5290, USLUniScrew for Lab5315, HTLASPSimply Close Tray Plastic Transfer5364, PTLAPlastic Cap for TLA1-45370, PTLASPSimply Burnout Plastic Sleeve for TLASP5396, AN-PM-TCT-NCAD/CAM TCT-N Analog for printed model5456, AN-PM-IHCAD/CAM IH Analog for printed model5457, AN-PM-CHCCAD/CAM CHC Analog for printed model5458, APMT_IH_CSAnalog Printed Model insertion tool CS/IH5459, APMT_CHCAnalog Printed Model insertion tool CHC5460, TCT 1.fi-csAlpha Universe straight H1.5mm CS3871, TCT 2.5-CsAlpha Universe straight H2.5mm CS3872, TCT 3.5-CsAlpha Universe straight H3.5mm CS3873, TCT 4.5-csAlpha Universe straight H4.5mm CS3874, TCT 5.s-csAlpha Universe straight H5.5mm CS3875, HBC H0.75 CSHBC H0.75 mm CS3876, HBC H1.5 CSHBC H1.5 mm CS3877, HBC H2.5 CSHBC H2.5 mm CS3878, HBCS H0.75 CSHBC Screw H0.75 mm CS3879, HBCS H1.5 CSHBC Screw H1.5 mm CS3880, HBCS H2.5 CSHBC Screw H2.5 mm CS3881, STLA-CSAbutment Screw - CS3510, CST-CSCover Screw - CS3500, CCS CSCoCr Casting Screw CS3462, TA-AR-CSTemporary Titanium Abutment AR CS3532, TA-R-CSTemporary Titanium Abutment R CS3533, DENTAL DRILLS IT2.5SM-CSMotor Mount Driver Short 2.5mm CS3804, IT2.5LM-CSMotor Mount Driver Long 2.5mm CS3805, GITL2.5/1.25Motor Mount Grip Driver Long 2.5/1.25mm4143, GITS2.5/1.25Motor Mount Grip Driver Short 2.5/1.25mm4145, IT 2.5M+Motor Mount Hex Driver 2.5/1.25mm4161, HT 1.25MMotor Mount Hex Driver 1.25mm4165, HT1.5Pro Motor Mount Hex Driver 1.5mm4168, DR2Drill Internal Irrigation D2.0mm4200, DRX2.0Drill External Irrigation D2.0mm4204, HDRX2.0Short Drill External Irrigation D 2.0mm4205, DXDrill Extension L17.5mm4240, DRX 2.5Drill External Irrigation D 2.5 mm4244, DRX2.8Drill External Irrigation D2.8mm4284, HDRX2.8Short Drill External Irrigation D2.8mm4285, RB2.3Round Burr D2.3mm4303, RB3Round Burr D3.0mm4304, RB4Round Burr D4.0mm4305, DR X3.0Drill External Irrigation D 3.0mm4306, DRX3.2Drill External Irrigation D3.2mm4324, HDRX 3.2Short Drill External Irrigation D3.2mm4325, BD2.0Alpha Straight Drill D2.04550, BD2.4Alpha Straight Drill D2.44551, BD2.8Alpha Straight Drill D2.84552, BD3.0Alpha Straight Drill D3.04553, BD3.2Alpha Straight Drill D3.24554, BD3.65Alpha Straight Drill D3.654555, BD4.1Alpha Straight Drill D4.14556, BD4.5Alpha Straight Drill D4.54557, BD4.8Alpha Straight Drill D4.84558, BD5.2Alpha Straight Drill D5.24559, BD5.8Alpha Straight Drill D5.84560, DS-A-L6Alpha Drill Stopper A-D2.0-2.4 L64561, DS-A-L8Alpha Drill Stopper A-D2.0-2.4 L84562, DS-A-L10Alpha Drill Stopper A-D2.0-2.4 L104563, DS-A-L11.5Alpha Drill Stopper A-D2.0-2.4 L11.54564, DS-A-L13Alpha Drill Stoooer A-D2.0-2.4 L134565, DS-B-L6Alpha Drill Stopper B-D2.8-3.0 L64566, DS-B-L8Alpha Drill Stopper B-D2.8-3.0 L84567, DS-B-L10Alpha Drill Stopper B-D2.8-3.0 L104568, DS-B-L11.5Alpha Drill Stopper B-D2.8-3.0 L11.54569, DS-B-L13Alpha Drill Stopper B-D2.8-3.0 L134570, DS-C-L6Alpha Drill Stopper C-D3.2-3.65 L64573, DS-C-L8Alpha Drill Stopper C-D3.2-3.65 L84574, DS-C-L10Alpha Drill Stopper C-D3.2-3.65 L104575, DS-C-L11.5Alpha Drill Stopper C-D3.2-3.65 L11.54576, DS-C-L13Alpha Drill Stopper C-D3.2-3.65 L134577, DS-D-L6Alpha Drill Stopper D-D4.1-4.5 L64578, DS-D-L8Alpha Drill Stopper D-D4.1-4.5 L84579, DS-D-L10Alpha Drill Stopper D-D4.1-4.5 L104580, DS-D-L11.5Alpha Drill Stopper D-D4.1-4.5 L11.54581, DS-D-L13Alpha Drill Stopper D-D4.1-4.5 L134582, BSD2.0/2.4Alpha Step Drill 2.0/2.44590, BSD2.0/2.8Alpha Step Drill 2.0/2.84591, BSD2.4/2.8Alpha Step Drill 2.4/2.84592, BSD2.8/3.0Alpha Step Drill 2.8/3.04593, BSD2.8/3.2Alpha Step Drill 2.8/3.24594, BSD3.2/3.65Alpha Step Drill 3.2/3.654595, BSD3.65/4.1Alpha Step Drill 3.65/4.14596, BSD4.1/4.5Alpha Step Drill 4.1/4.54597, BSD4.5/4.8Alpha Step Drill 4.5/4.84598, BSD4.8/5.2Alpha Step Drill 4.8/5.24599, SSKStopper Surgical Kit4612, DR3.65Drill Internal Irrigation D3.65mm4650, DRX3.65Drill External Irrigation D3.65mm4654, HDRX3.65Short Drill External D3.65mm4655, DRX4.3Drill External Irrigation D4.3mm4664, HDRX4.3Short Drill External Irrigation D4.3mm4665, DRX1.2Surgical Drill 1.2mmd4669, DRX1.4Surgical Drill 1.4mmd4670, DRX1.5Drill External Irrigation D1.5mm4671, CSCountersink Drill D2.7-5.9mm4672, DRX4.1Drill External Irrigation D4.1mm4675, DRX4.5Drill External Irrigation D4.5mm4676, DRX4.8Drill External Irrigation D4.8mm4677, DRX5.2Drill External Irrigation D5.2mm4684, HDRX5.2Short Drill External Irrigation D5.2mm4685, DRX5.8Drill External Irrigation D5.8mm4686, HDRX4.1Twist Short Drill External Irrigation D 4.1mm4687, HDRX4.5Twist Short Drill External Irrigation D 4.5mm4688, HDRX4.8Twist Short Drill External Irrigation D 4.8mm4689, HDRX5.8Twist Short Drill External Irrigation D 5.8mm4690, MDRX15Marking Drill-Sphere shape 1.5/L164712C, DRT 4Trephine Drill D4.0mm4940, DRT 5Trephine Drill D5.0mm4950, TPSTissue Punch Small65003, TPLTissue Punch Large65004, CDSCrestal Drill Small65005, CDLCrestal Dril Large65006, CD2-8Surgical Drill D2.0mm — L8mm65007, CD2-10Surgical Drill D2.0mm — L10mm65008, CD2-11.5Surgical Drill D2.0mm — L11.5mm65009, CD2-13Surgical Drill D2.0mm — L13mm65010, CD2-16Surgical Drill D2.0mm — L16mm65011, CD2.8-8Surgical Drill D2.8mm — L8mm65012, CD2.8-10Surgical Drill D2.8mm — L10mm65013, CD2.8-11.5Surgical Drill D2.8mm — L11.5mm65014, CD2.8-13Surgical Drill D2.8mm — L13mm65015, CD2.8-16Surgical Drill D2.8mm — L16mm65016, CD3.2-8Surgical Drill D3.2mm — L8mm65017, CD3.2-10Surgical Drill D3.2mm — L10mm65018, CD3.2-11.5Surgical Drill D3.2mm — L11.5mm65019, CD3.2-13Surgical Drill D3.2mm — L13mm65020, CD3.2-16Surgical Drill D3.2mm — L16mm65021, CD3.6-8Surgical Drill D3.6mm — L8mm65022, CD3.6-10Surgical Drill D3.6mm — L10mm65023, CD3.6-11.5Surgical Drill D3.6mm — L11.5mm65024, CD3.6-13Surgical Drill D3.6mm — L13mm65025, CD3.6-16Surgical Drill D3.6mm — L16mm65026, CD4.1-8Surgical Drill D4.1mm — L8mm65027, CD4.1-10Surgical Drill D4.1mm — L10mm65028, CD4.1-11.5Surgical Drill D4.1mm — L11.5mm65029, CD4.1-13Surgical Drill D4.1mm — L13mm65030, CD4.1-16Surgical Drill D4.1mm — L16mm65031, CD4.5-8Surgical Drill D4.5mm — L8mm65032, CD4.5-10Surgical Drill D4.5mm — L10mm65033, CD4.5-11.5Surgical Drill D4.5mm — L11.5mm65034, CD4.5-13Surgical Drill D4.5mm — L13mm65035, CD4.5-16Surgical Drill D4.5mm — L16mm65036, LPLateral Pin65047, CPSCrestal Pin Small65048, CPLCrestal Pin Large65049, MCD1.5Milling Drill D1.5mm65050, CD2.4-8Surgical Drill D2.4mm — L8mm65070, CD2.4-10Surgical Drill D2.4mm — L10mm65071, CD2.4-11.5Surgical Drill D2.4mm — L11.5mm65072, CD2.4-13Surgical Drill D2.4mm — L13mm65073, CD2.4-16Surgical Drill D2.4mm — L16mm65074, IT2.1LM -CHCMotor Mount Driver Long 2.1mm CHC7303, IT2.1SM -CHCMotor Mount Driver Short 2.1mm CHC7304, INSTRUMENTS ITD2.5S-CSImplant Driver Short 2.5mm CSDrivers3801, ITD2.5L-CSImplant Driver Long 2.5mm CSDrivers3803, MITD2.5-CSManual Implant Driver 2.5mm CSDrivers3806, IOSB-TCT-N-
RScan Body - Screw Retained
TCT-N-RTransfers3883, RATRatchet WrenchAccessories4011, HTWHandle Adapter for Hex 6.35mm
DriversAccessories4014, HHS1.25Hand Hex Screw Driver 1.25mmDrivers4052, HHSS1.25Short Hand Hex Screw Driver
1.25mmDrivers4053, HTD 1.25Hex Driver 1.25mmDrivers4055, HTD 1.25 SShort Hex Driver 1.25mmDrivers4056, HTD1.5Short Hex Driver 1.5mmDrivers4057, HTD1.5SPro Short Hex Driver 1.5mmDrivers4058, HHS1.5Pro Hand Hex Screw Driver
1.5mmDrivers4059, HHL1.5Pro Hand Hex Long Screw Driver
1.5mmDrivers4060, HTD 1.25LLong Hex Driver 1.25mmDrivers4061, PDGParallel Depth GuideGuides4080, PDGSShort Parallel Depth GuideGuides4081, PGDrilling Parallel GuideGuides4082, IDGImplant Depth ProbeGuides4100, G-ITDL2.5Implant Grip Driver Long 2.5mmDrivers4140, G-ITDM2.5Implant Grip Driver Standard
2.5mmDrivers4141, G-ITDS2.5Implant Grip Driver Short 2.5mmDrivers4142, MITD2.5-IHImplant Hand Oriver 2.5mm IHDrivers4146, MITD2.1-CHCImplant Hand Driver 2.1mm CHCDrivers4147, ITD 2.5Long Hex Driver 2.5mmDrivers4151, ITD 2.5 SHex Driver 2.5mmDrivers4152, ITD 2.5 SSShort Hex Driver 2.5mmDrivers4153, HHSS 1.77Short Hand Hex Screw Driver
1.77mmDrivers4177, SDHSurgical ScrewdriverAccessories4220, ST ANGLE
SETAngled Osteotome Set (5 pcs.)Accessories4261, RTRotation ToolAccessories4290, URTUniversal Torque Ratchet 10-
45NcmAccessories4572, MKBMini Surgical Organizer BoxAccessories4611, OBSAAdvanced Surgical Organizer BoxAccessories4613, OBSA-CSCS Advanced Surgical Organizer
BoxAccessories4699, MSOB-SOMini Surgical Organizer Box —
Step drillsAccessories4774, MSOB-WOBMini Surgical Organizer Box —
W/O SS bathAccessories4775, LCTAlphaLoC Locator Core ToolOverdenture4808, ALRTLocator Male Removal Tool (Tip
End only)Overdenture
tolls4809, ALADLocator Abutment Driver (Gold
End only)Overdenture
tolls4810, ALAMAlphaLoC Locator Angle
Measurement GuideOverdenture
Tools4825, AMLAlphaLoC Male-Laboratory black
units(X4)Overdenture
Tools4882, ABOSAlphaLoC Block Out SpacerOverdenture
tolls4883, AICAlphaLoC Impression Coping (X4)Overdenture
Tools4884, AFAAlphaLoC Female Analog (X4)Overdenture
Tools4885, AITAlphaLoC Insertion ToolOverdenture
tolls4886, AETAlphaLoC Extraction ToolOverdenture
tolls4887, PLAStraight Plastic Abutment Anti
RotationLab
Accessories5040, PLA-RStraight Plastic Abutment
RotationLab
Accessories5041, PLASSlim Straight Plastic AbutmentLab
Accessories5050, RSRetrieval ScrewAccessories5110, PST-NPro Burnout Sleeve for TCT-NLab
Accessories5218, AN-PM-TCT-NCAD/CAM TCT-N Analog for
printed modelAnalogs5456, AN-PM-IHCAD/CAM IH Analog for printed
modelAnalogs5457, AN-PM-CHCCAD/CAM CHC Analog for
printed modelAnalogs5458, APMT_IH_CSAnalog Printed Model insertion
tool CSilHLab
Accessories5459, APMT_CHCAnalog Printed Model insertion
tool CHCLab
Accessories5460, APMT_TCT-NAnalog Printed Model insertion
tool TCT-NLab
Accessories5461, PST-ARTapered Plastic Sleeve Anti
RotationLab
Accessories6070, ITD2.1L-CHCImplant Driver Long 2.1mm CHC7301Drivers, ITD2.1S-CHCImplant Driver Short 2.1mm CHC7302Drivers, ITD2.1-CNCImplant Driver Standard 2.1mm CNC7305Drivers, RS-CHCRetrieval Screw CHC7400Accessories, OWTDW GSTK Box65002Accessories, IMSImplant Mount Small65037Accessories, IMLImplant Mount Large65038Accessories, IMHSImplant Mount Screw65039Accessories, IMXImplant mount extention65042Accessories, HIAHandpiece Insertion Adopter65044Drills & Motor Mounts, IMEImplant Mount Extractor65045Accessories, IMCImplant Mount CHC65055Accessories, IMCSImplant Mount Screw CHC65056Accessories, SADSleeve L/S Adaptor Driver65057Accessories, SLSASmall Sleeve for Adaptor65058Accessories, IMCDImplant Mount CHC Driver65061Accessories, IMSDImplant Mount Int. Hex Driver Small65062Accessories, IMLDImplant Mount Int. Hex Driver Large65063Accessories, IMSSImplant Mount CS Small65064Accessories, IMSLImplant Mount CS large65065Accessories, SLSSleeve small66012Accessories, SLLSleeve large66013Accessories, SLSESecuring sleeve66014Accessories, IMPRESSION COPIG IAARRArrow Implant Analog2416, ALICAlphaLoC Locator Impression Coping (4 p)4830, ALAAAlphaLoC Locator Analog D 4mm (4 p)4835, AICAlphaLoC Impression Coping (X4)4884, AFAAlphaLoC Female Analog (X4)4885, SB-IH-7Scan Body One Piece - IH-7mm4901, SB-CHC-7Scan Body One Piece - CHC-7mm4902, SB-TCT-N-7Scan Body One Piece — TCT-N-7mm4903, SB-TSA-N-7Scan Body One Piece — TSA-N-7mm4904, SB-IH-10Scan Body One Piece - IH-10mm4905, SB-CHC-10Scan Body One Piece - CHC-10mm4906, SB-TCT-N-10Scan Body One Piece — TCT-N-10mm4907, SB-TSA-N-10Scan Body One Piece — TSA-N-10mm4908, SR-IOSBSScrew for screw retained IO Scan body4959, TB3-CHCTitanium Bali Abutment 2.5mm L 3mm CHC7405, TB4-CHCTitanium Ball Abutment 2.5mm L 4mm CHC7406, TB5-CHCTitanium Ball Abutment 2.5mm L Smm CHC7407, AA0.5-C-CHCAlphaLoc Abutment 0.5mm C CHC7430, AA1-C-CHCAlphaLoc Abutment 1mm C CHC7431, AA2-C-CHCAlphaLoc Abutment 2mm C CHC7432, AA3-C-CHCAlphaLoc Abutment 3mm C CHC7433, AA4-C-CHCAlphaLoc Abutment 4mm C CHC7434, AA5-C-CHCAlphaLoc Abutment Smm C CHC7435, AUB17/1-NCHCAlpha UniBase 17º H1 mm N CHC7440, AUB17/2-NCHCAlpha UniBase 17º H2 mm N CHC7441, AUB17/3-NCHCAlpha UniBase 17º H3 mm N CHC7442, AUB30/1-NCHCAlpha UniBase 30º H1 mm N CHC7443, AUB30/2-NCHCAlpha UniBase 30º H2 mm N CHC7444, AUB30/3-NCHCAlpha UniBase 30° H3 mm N CHC7445, HBC0.75 CHCHex Base Connection L 0.75mm CHC7450, HBC1.5 CHCHex Base Connection L 1.5mm CHC7451, HBC2.5 CHCHex Base Connection L 2.5mm CHC7452, LS0.75 CHCScrew for HBC L0.75mm CHC7453, LS1.5 CHCScrew for HBC L1.5mm CHC7454, LS2.5 CHCScrew for HBC L2.5mm CHC7455, AK0.5 - C-CHCAlphaLoC Kit 0.5 mm C CHC7470, AK1 - C-CHCAlphaLoC Kit 1.0 mm C CHC7471, AK2 - C-CHCAlphaLoC Kit 2.0 mm C CHC7472, AK3 - C-CHCAlphaLoC Kit 3.0 mm C CHC7473, AK4 - C-CHCAlphaLoC Kit 4.0 mm C CHC7474, AK5 - C-CHCAlphaLoC Kit 5.0 mm C CHC7475, AU17-0.75CHCAlpha Universe 17° 0.75H CHC7480, AU17-1.0CHCAlpha Universe 17° 1.0H CHC7481, AU17-1.5CHCAlpha Universe 17° 1.5H CHC7482, AU17-2.5CHCAlpha Universe 17° 2.5H CHC7483, AU17-3.5CHCAlpha Universe 17° 3.5H CHC7484, AU30-0.75CHCAlpha Universe 30° 0.75H CHC7485, AU30-1.0CHCAlpha Universe 30° 1.0H CHC7486, AU30-1.5CHCAlpha Universe 30° 1.5H CHC7487, AU30-2.5CHCAlpha Universe 30° 2.5H CHC7488, AU30-3.5CHCAlpha Universe 30° 3.5H CHC7489, TCT0.5Tapered Connection Abutment L0.5mm8010, TCT1.5Tapered Connection Abutment L1.5mm8011, TCT2.5Tapered Connection Abutment L2.5mm8012, HCTHealing Abutment for TCT8040, HCTBConical Healing Abutment for TCT8050, CSTCCover Screw for ARRC135-001, TB0.7ARCSCAD/CAM Titanium Base H0.7 mm - CS-AR3832, TB0.7RCSCAD/CAM Titanium Base H0.7 mm CS-R3833, WCSTB1.5ARCSWide CAD/CAM Ti Base H1.5 -CS-AR3835, WCSTB1.5RCSWide CAD/CAM Ti Base H1.5 CS - R3836, TB1.5ARCSCAD/CAM Titanium Base H1.5 mm - CS - AR3840, TB1.5RCSCAD/CAM Titanium Base H1.5 mm CS - R3841, TB2.5ARCSCAD/CAM Titanium Base H2.5 mm - CS - AR3842, TB2.5RCSCAD/CAM Titanium Base H2.5 mm CS - R3843, TB3.5ARCSCAD/CAM Titanium Base H3.5 mm - CS - AR3844, TB3.5RCSCAD/CAM Titanium Base H3.5 mm CS - R3845, ACSTB0.75CSAngled H 0.75 mm CS CAD/CAM Ti Base3850, ACSTB1.5CSAngled H 1.5 mm CS CAD/CAM Ti Base3851, ACSTB2.5CSAngled H 2.5 mm CS CAD/CAM Ti Base3852, BA-PF-CSPreFace Compatible Blank abutment CS3854, WBA-PF-CSWide PreFace Compatible Blank abutment CS3855, CSTB-CS-SISirona CAD/CAM Ti Base-CS3856, WCSTB2.5ARCSWide CAD/CAM Ti Base H2.5 -CS-AR3858, WCSTB2.5RCSWide CAD/CAM Ti Base H2.5 CS - R3859, CoCr-AR-CHCSCoCr Casting Abutment AR CS3846, CoCr-R-CHCSCoCr Casting Abutment R CS3847, TLA15°H1.SCSAngled Abutment 15° CH1.5 CS3511, TLA15°H2.SCSAngled Abutment 15° CH2.5 CS3512, TLA15°H3.SCSAngled Abutment 15° CH3.5 CS3513, TLA25°H1.SCSAngled Abutment 25° CH1.5 CS3514, TLA25°H2.SCSAngled Abutment 25° CH2.5 CS3515, TLA25°H3.SCSAngled Abutment 25° CH3.5 CS3516, TLA15°H1.SIHAngled Abutment 15° CH1.5 IH3894, TLA15°H2.SIHAngled Abutment 15° CH2.5 IH3895, TLA15°H3.SIHAngled Abutment 15° CH3.5 IH3896, TLA25°H1.SIHAngled Abutment 25° CH1.5 IH3897, TLA25°H2.SIHAngled Abutment 25° CH2.5 IH3898, TLA25°H3.SIHAngled Abutment 25° CH3.5 IH3899, TLA-H0.75CSStraight Abutment CH0.75mm CS3505, TLA-H1.5CSStraight Abutment CH1.5mm CS3501, TLA-H2.5CSStraight Abutment CH2.5mm CS3502, TLA-H3.5CSStraight Abutment CH3.5mm CS3503, TLA-H4.5CSStraight Abutment CH4.5mm CS3504, TLA-H1.5IHStraight Abutment CH1.5mm IH3890, TLA-H2.5IHStraight Abutment CH2.5mm IH3891, TLA-H3.5IHStraight Abutment CH3.5mm IH3892, TLA-H4.5IHStraight Abutment CH4.5mm IH3893, HA-D4CH1.5CSHealing Abutment D4.0 CH1.5 mm CS3401, HA-D4CH2.5CSHealing Abutment D4.0 CH2.5 mm CS3402, HA-D4CH3.5CSHealing Abutment D4.0 CH3.5 mm CS3403, HA-D4CH4.5CSHealing Abutment D4.0 CH4.5 mm CS3404, HA-D4CH5.5CSHealing Abutment D4.0 CH5.5 mm CS3405, HA-4.9-.75CSHealing Abutment D4.9 CH0.75 mm CS3406, HA-4.9-1.SCSHealing Abutment D4.9 CH1.5 mm CS3407, HA-4.9-2.SCSHealing Abutment D4.9 CH2.5 mm CS3408, HA-4.9-3.SCSHealing Abutment D4.9 CH3.5 mm CS3409, HA-4.9-4.SCSHealing Abutment D4.9 CH4.5 mm CS3410, HA-4.9-5.SCSHealing Abutment D4.9 CH5.5 mm CS3411, HAD6.2CH1.SCSHealing Abutment D6.2 CH1.5 mm CS3412, HAD6.2CH2.SCSHealing Abutment D6.2 CH2.5 mm CS3413, HA-D4-1.5IHHealing Abutment D4.0 CH1.5 mm IH3424, HA-D4-2.5IHHealing Abutment D4.0 CH2.5 mm IH3425, HA-D4-3.5IHHealing Abutment D4.0 CH3.5 mm lH3426, HA-D4-4.5IHHealing Abutment D4.0 CH4.5 mm IN3427, APMT_TCT-NAnalog Printed Model insertion tool TCT-N5461, SFL-NPro Screw For Open Tray Transfer TCT-N/TSA-N6012, PSTTapered Plastic Sleeve6060, PST1Tapered Plastic Sleeve Rotation6061, PST-ARTapered Plastic Sleeve Anti Rotation6070, PHBZPlastic Sleeve for HBZ6080, SFLScrew for Open Tray Abutment Transfer6100, SFSShort Screw for Open Tray Abutment Transfer6101, PSSStraight Plastic Sleeve6110, TSClose Tray Abutment Transfer6170, BTSAnalog Abutment for TSA6180, BCPlastic Ball for Casting7020, BBCBar with Ball for Casting7030, BRCReversed Bar for Casting7040, HLTS-CHCClosed Tray Transfer CHC7333, SHLT-CHCScrew for Closed Tray Transfer CHC7334, HLTO-CHCLong Open Tray Transfer CHC7335, LGP-CHCLong Screw for Open Tray Transfer CHC7336, GPS-CHCShort Screw for Open Tray Transfer CHC7337, IA-CHCImplant Analog CNC7338, HTLASP-C-3.6Simply Close Tray Plastic Transfer CHC-3.67394, HTLASP-C-4.0Simply Close Tray Plastic Transfer CHC-3.67395, PTLASP-C-3.6Simply Burnout Plastic Sleeve for CHC-3.67396, PTLASP-C-4.0Simply Burnout Plastic Sleeve for CNC-4.07397, TSTTapered Transfer8020, BTTAnalog Abutment for TCT8030, HLTCClosed Tray Transfer for ARRC132-001, SHLTCShort Screw for Closed Tray Transfer for ARRC135-003, IAC ARRCImplant Analog for ARRC138-001, IOSB-CSIntraoral Scan Body CS3853, CSSP-CS-SISirona CAD/CAM Scan Post-CS3857, IOSB-LCSIntraoral Scan Body CSL3837, AN-PM-CSAnalog for printed model CS3838, SOTT-CSShort Open Tray Transfer CS3455, LOTT-CSLong Open Tray Transfer CS3456, OTTS-CSOpen Tray Transfer Slim CS3457, SCTT-CSShort Closed Tray Transfer CS3450, LCTT-CSLong Closed Tray Transfer CS3451, RCTT-CSRotational Closed Tray Transfer CS3452, RCTTS-CSRotational Closed Tray Transfer Slim CS3454, IA-CSImplant Analog - CS3459, IA-IH-3.75Implant Analog - IH5088, SOTT-S-CSScrew for Short Open Tray Transfer CS3460, LOTT-S-CSScrew for Long Open Tray Transfer CS3458, SCTT-S-CSScrew for Short Closed Tray Transfer CS3453, LCTT-S-CSScrew for Long Closed Tray Transfer CS3461
13956 | Glass ionomer - RelyX Luting Cement: 1. RelyX Luting Cement Kit 3505 : 16g RelyX Luting cement Powder; 9ml RelyX Luting cement liquid; 1 spoon; 2 mixing pads; instructions for use 2. RelyX Luting Cement refill 3505P : 16g RelyX luting cement Powder; 1 spoon; instructions for use 3. RelyX Luting Cement refill: 9ml RelyX luting cement liquid; instructions for use | Amber Dental | 2023-04-25T00:00:00.000+02:00 | 3M ESPE Dental Products 2510 Conway Avenue St. Paul, Minnesota 55144-1000 USA | Glass ionomer - RelyX Luting Cement: 1. RelyX Luting Cement Kit 3505 : 16g RelyX Luting cement Powder; 9ml RelyX Luting cement liquid; 1 spoon; 2 mixing pads; instructions for use 2. RelyX Luting Cement refill 3505P : 16g RelyX luting cement Powder; 1 spoon; instructions for use 3. RelyX Luting Cement refill: 9ml RelyX luting cement liquid; instructions for use | Klasa IIa | Ngjites cement per punime te ndryshme dentare. | Pajisje dentare
13979 | BACT/ALERT VIRTUO REL. 3.1 424306, KIT UPDT VIRTUO REL 3.0 ML 423559, KIT VIRTUO INST REL 3.0 MEDIA 423378, VIRTUO FW UPDT R3.0 423376, VIRTUO A Unit 411660, VIRTUO B Unit 411661 | LABOPHARMA SHPK | 2023-04-25T00:00:00.000+02:00 | bioMerieux Inc. 100 Rodolphe Street Durham NC 27712 USA | BACT/ALERT VIRTUO REL. 3.1 424306, KIT UPDT VIRTUO REL 3.0 ML 423559, KIT VIRTUO INST REL 3.0 MEDIA 423378, VIRTUO FW UPDT R3.0 423376, VIRTUO A Unit 411660, VIRTUO B Unit 411661 | In vitro | Aparat i automatizuar i analizeve te gjakut qe kryen regjistrimin, shkarkimin , hapjen e epruvetave te gjakut dhe matjen e volumit te gjakut ne laboratore klinike dhe mikrobiologjike., Aksesor perberes i aparatit Bact/Alert Virtuo qe perdoret ne analizen e kulturave te gjakut. | Pajisje te diagnostifikimit in vitro
13902 | Powder Latex Examination Gloves | MOTO-MANIA | 2023-04-26T00:00:00.000+02:00 | Cranberry International Sdn. Bhd. No. 1, Jalan Sitar 33/6, Seksyen 33, 40400 Shah Alam, Selangor, Malaysia. SRN: MY-MF-000004878 | Powder Latex Examination Gloves | Klasa I | Doreza ekzaminimi lateks me puder | Pajisje dentare
13768 | TOTAL30 for ASTIGMATISM toric soft contact lenses | PEGASUS. | 2023-03-13T00:00:00.000+01:00 | Alcon Laboratories Inc 6201 South Freeway Fort Worth Texas 76134 2099 | TOTAL30 for ASTIGMATISM toric soft contact lenses | Klasa IIa | Lente te buta kontakti mujore per korigjimin e shikimit te perosnat qe kane astigmatizem | Pajisje oftalmike dhe optike
13754 | Flat Roll 5cm x 200m, Flat Roll 7.5cm x 200m, Flat Roll 10cm x 200m, Flat Roll 15cm x 200m, Flat Roll 20cm x 200m, Flat Roll 25cm x 200m, Flat Roll 30cm x 200m, Flat Roll 35cm x 200m, Flat Roll 40cm x 200m, Flat Roll 50cm x 200m, Flat Roll 60cm x 200m | Amber Dental | 2023-03-16T00:00:00.000+01:00 | Sudemed Tibbi Urunler Ltd. Sti. IvedikOSB, 1357. Sok No. 26-28 Yenimahalle Ankara Turkey | Flat Roll 5cm x 200m, Flat Roll 7.5cm x 200m, Flat Roll 10cm x 200m, Flat Roll 15cm x 200m, Flat Roll 20cm x 200m, Flat Roll 25cm x 200m, Flat Roll 30cm x 200m, Flat Roll 35cm x 200m, Flat Roll 40cm x 200m, Flat Roll 50cm x 200m, Flat Roll 60cm x 200m | Klasa I | Qese qe perdoret per sterilizimin e instrumentave dentare. | Pajisje dentare
13748 | Spo2 sensor,ECG Cable,ECG leadwires,IBP transducer,NIBP cuff,Needle guide | 2 A - PHARMA | 2023-03-23T00:00:00.000+01:00 | Shenzhen City Teveik Technology Co.,Ltd. Address: B601,No.21, Shiwei Pinggang Industrial Road, Shiwei Community, MatianSub-district,Guangming District, Shenzhen City, Guangdong Province, China , 51810 | Spo2 sensor,ECG Cable,ECG leadwires,IBP transducer,NIBP cuff,Needle guide | Klasa I | Sensori Spo2, Kabllo EKG, tela plumbi EKG, dhënës IBP, manshetë NIBP, Drejtues gjilpëre | Instrumenta shumeperdorimeshe
13838 | Light curing adhesive,i-BONDING LC N | MOTO-MANIA | 2023-03-29T00:00:00.000+02:00 | UAB "Medicinos linija"Aviacijos str. 28, LT-77103 Siauliai, Lithuania | Light curing adhesive,i-BONDING LC N | Klasa IIa | Ngjites per materialet restorative | Pajisje dentare
13776 | Reusable Retractor Systems and Accessories / Self-retaining surgical retractor, reusable, Reusable Retractor Systems and Accessories / Retractor holder, surgical, Reusable Retractor Systems and Accessories / Retractor Blade/Nozzle | E v i t a | 2023-03-31T00:00:00.000+02:00 | Anka Sağlık Gereçleri Sanayi İç ve Dış Ticaret Ltd. Şti Esenşehir Mah. Haseki Sok. No:36 Ümraniye / İstanbul / TURKEY | Reusable Retractor Systems and Accessories / Self-retaining surgical retractor, reusable, Reusable Retractor Systems and Accessories / Retractor holder, surgical, Reusable Retractor Systems and Accessories / Retractor Blade/Nozzle | Klasa I | Sisteme retraktore qe perdoret per te krijuar nje mekanizem mbajtes per te ekspozuar indet/organet e brendshme gjate procedurave kirugjikale, Një mekanizëm mbajtes në të cilin janë montuar retraktoret kirurgjikale, Instrument kiurgjikal steril qe perdoret per te mbajtur skajet e incisionit duke krijuar nje mekanizem te palevizshem, ne menyre qe te ekspzohen indet dhe organet e brendshme | Instrumenta shumeperdorimeshe
13938 | Ultrasound System 5500G/ 795145, Ultrasound System 5500P/ 795144, Ultrasound System 5500W/ 795143, Ultrasound System 5300G/ 795148, Ultrasound System 5300P/ 795146, Ultrasound System 5300W/ 795147, Ultrasound System 5500CV/ 795141, 3D9-3v, Ultrasound transducer, C5-1, Ultrasound transducer, C6-2, Ultrasound transducer, C8-5, Ultrasound transducer, C9-2, Ultrasound transducer, C9-4v, Ultrasound transducer, C10-3v, Ultrasound transducer, D2cwc, Transducer, Non-imaging, D2tcd, Transducer, Non-imaging, D5cwc, Transducer, Non-imaging, L12-3, Ultrasound transducer, L12-3 ERGO, Ultrasound transducer, L12-4, Ultrasound transducer, L12-5 50/ L12-5, Ultrasound transducer, L15-7io, Surgical ultrasound imaging transducer, eL18-4, Ultrasound transducer, L18-5, Ultrasound transducer, S4-2, Ultrasound transducer, S5-1, Ultrasound transducer, S8-3, Ultrasound transducer, V6-2, Ultrasound transducer, V9-2, Ultrasound transducer, X7-2t, Ultrasound transducer, X8-2t, Ultrasound transducer | Health & Light | 2023-04-18T00:00:00.000+02:00 | Philips Ultrasound LLC 22100 Bothell Everett Hwy Bothell, WA 98021-8431 USA | Ultrasound System 5500G/ 795145, Ultrasound System 5500P/ 795144, Ultrasound System 5500W/ 795143, Ultrasound System 5300G/ 795148, Ultrasound System 5300P/ 795146, Ultrasound System 5300W/ 795147, Ultrasound System 5500CV/ 795141, 3D9-3v, Ultrasound transducer, C5-1, Ultrasound transducer, C6-2, Ultrasound transducer, C8-5, Ultrasound transducer, C9-2, Ultrasound transducer, C9-4v, Ultrasound transducer, C10-3v, Ultrasound transducer, D2cwc, Transducer, Non-imaging, D2tcd, Transducer, Non-imaging, D5cwc, Transducer, Non-imaging, L12-3, Ultrasound transducer, L12-3 ERGO, Ultrasound transducer, L12-4, Ultrasound transducer, L12-5 50/ L12-5, Ultrasound transducer, L15-7io, Surgical ultrasound imaging transducer, eL18-4, Ultrasound transducer, L18-5, Ultrasound transducer, S4-2, Ultrasound transducer, S5-1, Ultrasound transducer, S8-3, Ultrasound transducer, V6-2, Ultrasound transducer, V9-2, Ultrasound transducer, X7-2t, Ultrasound transducer, X8-2t, Ultrasound transducer | Klasa IIa | Pajisje dignostikuese imazherike Ultrasonike dhe analizues per fluided per trupin human, 3D9-3v, Sonde sonografie volumetrike 3-9 MHz, C5-1, Sonde sonografie konvekse 1- 5 MHz, C6-2, Sonde sonografie konvekse 2- 6 MHz, C8-5, Sonde sonografie konvekse 5- 8 MHz, C9-2, Sonde sonografie konvekse 2- 9 MHz, C9-4v, Sonde sonografie konvekse Endokavitare 4- 9 MHz, C10-3v, Sonde sonografie konvekse Endokavitare 3- 10 MHz, D2cwc, Sonde sonografie doppler qore 2 MHz, D2tcd, Sonde sonografie transkranial doppler qore 2 MHz, D5cwc, Sonde sonografie doppler qore 5 MHz, L12-3, Sonde sonografie Lineare 3- 12 MHz, L12-3 Sonde sonografie Lineare Ergonomike 3- 12 MHz, L12-4, Sonde sonografie Lineare 4- 12 MHz, L12-5 50/ L12-5,Sonde sonografie Lineare 5- 12 MHz (38 dhe 50 mm), L15-7io, Sonde sonografie Lineare intra-operatore 7- 15 MHz, eL18-4, Sonde sonografie Elektronike Lineare 4- 18 MHz, L18-5, Sonde sonografie Lineare5- 18 MHz, S4-2, Sonde sonografie Transtorakale 2- 4 MHz, S5-1, Sonde sonografie Transtorakale 1- 5 MHz, S8-3, Sonde sonografie Transtorakale 3- 8 MHz, V6-2, Sonde sonografie volumetrike 2-6 MHz, V9-2, Sonde sonografie volumetrike 2-9 MHz, X7-2t, Sonde Transezofageale 2-7 MHz, X8-2t, Sonde Transezofageale 2-8 MHz | Pajisje elektromekanike
13977 | Porcelain Bonding Adhesive - RelyX Ceramic Primer 2721 : 1 each -5ml vial; instructions for use | Amber Dental | 2023-04-25T00:00:00.000+02:00 | 3M ESPE Dental Products 2510 Conway Avenue St. Paul, Minnesota 55144-1000 USA | Porcelain Bonding Adhesive - RelyX Ceramic Primer 2721 : 1 each -5ml vial; instructions for use | Klasa IIa | Ngjites per porcelanin. | Pajisje dentare
13993 | 40% Formaldehyde solution 1000 ml, 1625, 40% Formaldehyde solution 2500 ml, 1624, 40% Formaldehyde solution 5000 ml, 1626, 40% Formaldehyde solution 10.000 ml, 1627, 40% Formaldehyde solution 25.000 ml, 1620 | KRIJON | 2023-04-27T00:00:00.000+02:00 | Kaltek srl; via Liguria, 29-35020 Saonara (PD) Italy | 40% Formaldehyde solution 1000 ml, 1625, 40% Formaldehyde solution 2500 ml, 1624, 40% Formaldehyde solution 5000 ml, 1626, 40% Formaldehyde solution 10.000 ml, 1627, 40% Formaldehyde solution 25.000 ml, 1620 | In vitro | Solucion formaldehide 40% per perdorimin ne histologji | Pajisje te diagnostifikimit in vitro
14002 | Standard Valve Series (aortic) 500FA, Standard Valve Series (mitral) 500DM, AP Valve Series (aortic) 501DA, AP Valve Series (mitral) 501DM, AP360 Valve Series (aortic) 505DA, AP360 Valve Series (mitral) 505DM | O.E.S DISTRIMED | 2023-05-02T00:00:00.000+02:00 | Medtronic Inc. 710 Medtronic Parkway Minneapolis,MN 55432 USA | Standard Valve Series (aortic) 500FA, Standard Valve Series (mitral) 500DM, AP Valve Series (aortic) 501DA, AP Valve Series (mitral) 501DM, AP360 Valve Series (aortic) 505DA, AP360 Valve Series (mitral) 505DM | Klasa III | Valvula mekanike per zemren dhe aksesoret | Pajisje te implantueshme jo aktive
13981 | Syringe Refills - 7050B2 - Filtek Z550 Nano Hybrid Universal Restorative | Amber Dental | 2023-04-26T00:00:00.000+02:00 | 3M ESPE Dental Products 2510 Conway Avenue St. Paul, Minnesota 55144-1000 USA | Syringe Refills - 7050B2 - Filtek Z550 Nano Hybrid Universal Restorative | Klasa IIa | KOMPOZIT PER MBUSHJEN E DHEMBEVE. | Pajisje dentare
| • I x 4g B2 Shade Syringe |  |  |  | • I x 4g B2 Shade Syringe
| • Instructions for Use, Syringe Refills - 7050B3 - Filtek Z550 Nano Hybrid Universal Restorative |  |  |  | • Instructions for Use, Syringe Refills - 7050B3 - Filtek Z550 Nano Hybrid Universal Restorative
| • 1 x 4g B3 Shade Syringe |  |  |  | • 1 x 4g B3 Shade Syringe
| • Instructions for Use, Syringe Refills - 7050C2 - Filtek Z550 Nano Hybrid Universal Restorative |  |  |  | • Instructions for Use, Syringe Refills - 7050C2 - Filtek Z550 Nano Hybrid Universal Restorative
| • I x 4g C2 Shade Syringe |  |  |  | • I x 4g C2 Shade Syringe
| • Instructions for Use, Syringe Refills - 7050D3 - Filtek Z550 Nano Hybrid Universal Restorative |  |  |  | • Instructions for Use, Syringe Refills - 7050D3 - Filtek Z550 Nano Hybrid Universal Restorative
| • 1 x 4g D3 Shade Syringe |  |  |  | • 1 x 4g D3 Shade Syringe
| • Instructions for Use, Syringe Refills - 7050OA2 - Filtek Z550 Nano Hybrid Universal Restorative |  |  |  | • Instructions for Use, Syringe Refills - 7050OA2 - Filtek Z550 Nano Hybrid Universal Restorative
| • 1 x 4g OA2 Shade Syringe |  |  |  | • 1 x 4g OA2 Shade Syringe
| • Instructions for Use, Syringe Refills - 7050OA3 - Filtek Z550 Nano Hybrid Universal Restorative |  |  |  | • Instructions for Use, Syringe Refills - 7050OA3 - Filtek Z550 Nano Hybrid Universal Restorative
| • 1 x 4g OA3 Shade Syringe |  |  |  | • 1 x 4g OA3 Shade Syringe
| • Instructions for Use, Samples 7050A2-S Not for Sale- Filtek Z550 Nano Hybrid Universal Restorative |  |  |  | • Instructions for Use, Samples 7050A2-S Not for Sale- Filtek Z550 Nano Hybrid Universal Restorative
| • 1 x 1g A2 Shade Syringe |  |  |  | • 1 x 1g A2 Shade Syringe
| • Instructions for Use, Resin-Based Restorative Materials, Filtek Z550 Nano Hybrid Universal Restorative, 7050TK- Filtek Z550 Nano Hybrid Universal Restorative Trial Kit |  |  |  | • Instructions for Use, Resin-Based Restorative Materials, Filtek Z550 Nano Hybrid Universal Restorative, 7050TK- Filtek Z550 Nano Hybrid Universal Restorative Trial Kit
| • 4 x 4g (1 each: shades A2, A3, A3.5, OA2) |  |  |  | • 4 x 4g (1 each: shades A2, A3, A3.5, OA2)
| • 1 x 6g Adper Single Bond 2 Adhesive |  |  |  | • 1 x 6g Adper Single Bond 2 Adhesive
| • 1 x 3ml Syringe Scotchbond Universal Etchant |  |  |  | • 1 x 3ml Syringe Scotchbond Universal Etchant
| • 25 etchant dispensing tips |  |  |  | • 25 etchant dispensing tips
| • 25 fiber tips |  |  |  | • 25 fiber tips
| • 1 brush handle |  |  |  | • 1 brush handle
| • 1 mix well |  |  |  | • 1 mix well
| • Technique guide(s) |  |  |  | • Technique guide(s)
| • Instructions For Use, 7050IK - Filtek Z550 Nano Hybrid Universal Restorative Intro Kit |  |  |  | • Instructions For Use, 7050IK - Filtek Z550 Nano Hybrid Universal Restorative Intro Kit
| • 8 x 4g (1 each: Shades A1, A2, A3, A3.5, B3, C2, D3, OA2) |  |  |  | • 8 x 4g (1 each: Shades A1, A2, A3, A3.5, B3, C2, D3, OA2)
| • 1 x 6g Adper Single Bond 2 Adhesive |  |  |  | • 1 x 6g Adper Single Bond 2 Adhesive
| • 1 x 3mL Syringe Scotchbond Universal Etchant |  |  |  | • 1 x 3mL Syringe Scotchbond Universal Etchant
| • 25 etchant dispensing tips |  |  |  | • 25 etchant dispensing tips
| • 25 fiber tips |  |  |  | • 25 fiber tips
| • 1 brush handle |  |  |  | • 1 brush handle
| • 1 mix well |  |  |  | • 1 mix well
| • Technique guide(s) |  |  |  | • Technique guide(s)
| • Instructions For Use, Syringe Refills - 7050A1 - Filtek Z550 Nano Hybrid Universal Restorative |  |  |  | • Instructions For Use, Syringe Refills - 7050A1 - Filtek Z550 Nano Hybrid Universal Restorative
| • I x 4g A1 Shade Syringe |  |  |  | • I x 4g A1 Shade Syringe
| • Instructions for Use, Syringe Refills - 7050A2 - Filtek Z550 Nano Hybrid Universal Restorative |  |  |  | • Instructions for Use, Syringe Refills - 7050A2 - Filtek Z550 Nano Hybrid Universal Restorative
| • 1 x 4g A2 Shade Syringe |  |  |  | • 1 x 4g A2 Shade Syringe
| • Instructions for Use, Syringe Refills - 7050A3 - Filtek Z550 Nano Hybrid Universal Restorative |  |  |  | • Instructions for Use, Syringe Refills - 7050A3 - Filtek Z550 Nano Hybrid Universal Restorative
| • I x 4g A3 Shade Syringe |  |  |  | • I x 4g A3 Shade Syringe
| • Instructions for Use, Syringe Refills - 7050A3.5 - Filtek Z550 Nano Hybrid Universal Restorative |  |  |  | • Instructions for Use, Syringe Refills - 7050A3.5 - Filtek Z550 Nano Hybrid Universal Restorative
| • 1 x 4g A3.5 Shade Syringe |  |  |  | • 1 x 4g A3.5 Shade Syringe
| • Instructions for Use, Syringe Refills - 7050A4 - Filtek Z550 Nano Hybrid Universal Restorative |  |  |  | • Instructions for Use, Syringe Refills - 7050A4 - Filtek Z550 Nano Hybrid Universal Restorative
| • I x 4g A4 Shade Syringe |  |  |  | • I x 4g A4 Shade Syringe
| • Instructions for Use, Syringe Refills - 7050B1 - Filtek Z550 Nano Hybrid Universal Restorative |  |  |  | • Instructions for Use, Syringe Refills - 7050B1 - Filtek Z550 Nano Hybrid Universal Restorative
| • 1 x 4g B1 Shade Syringe |  |  |  | • 1 x 4g B1 Shade Syringe
| • Instructions for Use |  |  |  | • Instructions for Use
14005 | OTSC MINI,mini OTSC System Set 100,01/100.02 | GREEMED | 2023-04-27T00:00:00.000+02:00 | Ovesco Endoscopy AG;Friedrich-Miescher-Str.9,D-72076 Tubingen, Germany | OTSC MINI,mini OTSC System Set 100,01/100.02 | Klasa IIb | Miniklip endoskopik per ndalimin e hemoragjise ose perforacion | Pajisje nje perdorimeshe
14006 | Resect + LIFT UP, LiftUp 200.56.01 | GREEMED | 2023-04-27T00:00:00.000+02:00 | Ovesco Endoscopy AG;Friedrich-Miescher-Str.9,D-72076 Tubingen, Germany | Resect + LIFT UP, LiftUp 200.56.01 | Klasa IIa | Xhel per elevimin e shtreses mukozale | Pajisje nje perdorimeshe
14007 | HemoPill Acute 500.01 | GREEMED | 2023-04-27T00:00:00.000+02:00 | Ovesco Endoscopy AG;Friedrich-Miescher-Str.9,D-72076 Tubingen, Germany | HemoPill Acute 500.01 | Klasa IIa | Kapsule per detektimin e gjakderdhjeve ne sitemin gastrointestinal | Pajisje nje perdorimeshe
14010 | FTRD MARKING PROBE ,FTRD Marking Probe 200.70/200.72/200.76 | GREEMED | 2023-04-27T00:00:00.000+02:00 | Ovesco Endoscopy AG;Friedrich-Miescher-Str.9,D-72076 Tubingen, Germany | FTRD MARKING PROBE ,FTRD Marking Probe 200.70/200.72/200.76 | Klasa IIb | Sonde per markimin e zones ku do te kryhet nderhyrja endoskopike | Pajisje nje perdorimeshe
14011 | remOVE DC IMPULSE,remOVE DC Impulse 400.01;remOVE DC CUTTER SET,remOVE DC Cutter Set 12 - 400.02.01; remOVE DC CUTTER SET,remOVE DC Cutter Set 14 - 400.02.02 | GREEMED | 2023-04-27T00:00:00.000+02:00 | Ovesco Endoscopy AG;Friedrich-Miescher-Str.9,D-72076 Tubingen, Germany | remOVE DC IMPULSE,remOVE DC Impulse 400.01;remOVE DC CUTTER SET,remOVE DC Cutter Set 12 - 400.02.01; remOVE DC CUTTER SET,remOVE DC Cutter Set 14 - 400.02.02 | Klasa IIb | Set per keputjen e klipeve metalike | Pajisje nje perdorimeshe
14012 | RESECT+ AQANIFE,AqaNife 200.53.01/200.53.02/200.53.03/200.53.04 | GREEMED | 2023-04-27T00:00:00.000+02:00 | Ovesco Endoscopy AG;Friedrich-Miescher-Str.9,D-72076 Tubingen, Germany | RESECT+ AQANIFE,AqaNife 200.53.01/200.53.02/200.53.03/200.53.04 | Klasa IIb | Elektrode monopolare per prerjen e shtreses submukozale | Pajisje nje perdorimeshe
14013 | OTSC STENTFIX,stentfix OTSC System Set 100.50 | GREEMED | 2023-04-27T00:00:00.000+02:00 | Ovesco Endoscopy AG;Friedrich-Miescher-Str.9,D-72076 Tubingen, Germany | OTSC STENTFIX,stentfix OTSC System Set 100.50 | Klasa IIb | Klip per fiksimin e stentave | Pajisje nje perdorimeshe
14014 | FTRD COLONIC,colonic FTRD Set 200.70 | GREEMED | 2023-04-27T00:00:00.000+02:00 | Ovesco Endoscopy AG;Friedrich-Miescher-Str.9,D-72076 Tubingen, Germany | FTRD COLONIC,colonic FTRD Set 200.70 | Klasa IIb | Set per rezeksionin e plote te kolonit | Pajisje nje perdorimeshe
14015 | RESECT + AWC 200.57.01, 200.57.04 | GREEMED | 2023-04-27T00:00:00.000+02:00 | Ovesco Endoscopy AG;Friedrich-Miescher-Str.9,D-72076 Tubingen, Germany | RESECT + AWC 200.57.01, 200.57.04 | Klasa IIa | Kanal shtese per endoskop | Pajisje nje perdorimeshe
14016 | Guide wire 200.72, Ref.740088 | GREEMED | 2023-04-27T00:00:00.000+02:00 | Ovesco Endoscopy AG;Friedrich-Miescher-Str.9,D-72076 Tubingen, Germany | Guide wire 200.72, Ref.740088 | Is | Tel metalik per udhezimin e kateterit | Pajisje nje perdorimeshe
14017 | FTRD prOVE CAP,gastroduodenal FTRD prOVE Cap 200.77 | GREEMED | 2023-04-27T00:00:00.000+02:00 | Ovesco Endoscopy AG;Friedrich-Miescher-Str.9,D-72076 Tubingen, Germany | FTRD prOVE CAP,gastroduodenal FTRD prOVE Cap 200.77 | Is | Kapak testimi per setin FTRD ne sistemin gastrointestinal | Pajisje nje perdorimeshe
14018 | remOVE FBR SET,remOVE FBR Set 400.05 | GREEMED | 2023-04-28T00:00:00.000+02:00 | Ovesco Endoscopy AG;Friedrich-Miescher-Str.9,D-72076 Tubingen, Germany | remOVE FBR SET,remOVE FBR Set 400.05 | Is | Elektrode per keputjen e klipeve metalike | Pajisje nje perdorimeshe
14019 | TRACTION SNARE,Traction Polipectomy Snare 200.55.10 | GREEMED | 2023-04-28T00:00:00.000+02:00 | Ovesco Endoscopy AG;Friedrich-Miescher-Str.9,D-72076 Tubingen, Germany | TRACTION SNARE,Traction Polipectomy Snare 200.55.10 | Klasa IIb | Lak i dhembezuar per heqjen e lezioneve endoskopike | Pajisje nje perdorimeshe
14021 | COAG DISSECTOR,Coag Dissector 200.50 | GREEMED | 2023-04-28T00:00:00.000+02:00 | Ovesco Endoscopy AG;Friedrich-Miescher-Str.9,D-72076 Tubingen, Germany | COAG DISSECTOR,Coag Dissector 200.50 | Klasa IIb | Kapese me funksion koagulimi bipolar | Pajisje nje perdorimeshe
14022 | FTRD DIAGNOSTIC,diagnostic FTRD Set 200.76 | GREEMED | 2023-04-28T00:00:00.000+02:00 | Ovesco Endoscopy AG;Friedrich-Miescher-Str.9,D-72076 Tubingen, Germany | FTRD DIAGNOSTIC,diagnostic FTRD Set 200.76 | Klasa IIb | Set diagnostik per rezeksion te plote te sistemit gastrointestinal | Pajisje nje perdorimeshe
14024 | FTRD prOVE CAP,colonic FTRD prOVE Cap 200.71 | GREEMED | 2023-04-28T00:00:00.000+02:00 | Ovesco Endoscopy AG;Friedrich-Miescher-Str.9,D-72076 Tubingen, Germany | FTRD prOVE CAP,colonic FTRD prOVE Cap 200.71 | Is | kapak testimi per setin ftrd ne kolon | Pajisje nje perdorimeshe
14025 | BOUGIE CAP,BougieCap 7/8,400.31.02/Baougie Cap 9/10,400.31.03/BogieCap 11/12,400.32.01/BougieCap 13/14,400.32.02/BougieCap 15/16,400.32.03/BougieCap17/18, 400.32.04 | GREEMED | 2023-04-28T00:00:00.000+02:00 | ZARYS International Group,Borem 18, 41-808 Zabrze, Poland | BOUGIE CAP,BougieCap 7/8,400.31.02/Baougie Cap 9/10,400.31.03/BogieCap 11/12,400.32.01/BougieCap 13/14,400.32.02/BougieCap 15/16,400.32.03/BougieCap17/18, 400.32.04 | Is | Kapak per zgjerimin e ngushticave ne sistemin gastrointestinal | Pajisje nje perdorimeshe
13772 | Rezonance Magnetike | MONTAL | 2023-03-17T00:00:00.000+01:00 | GE Healthcare (Tianjin) Company Limited, No. 266 Jingsan Road, Tianjin Airport Economic Area, 300308 Tjianjin, P.R. China | Signa Explorer - 5563807, Signa Creator - 5565807 | Klasa IIa | Sistemi Explorer eshte nje skaner i rezonances magnetike te gjithe trupit qe perdoret per te prodhuar imazhe te brendesise se trupit te njeriut qe ndihmojne ne diagnostikimin e semundjes., Sistemi Creator eshte nje skaner i rezonances magnetike te gjithe trupit qe perdoret per te prodhuar imazhe te brendesise se trupit te njeriut qe ndihmojne ne diagnostikimin e semundjes. | Pajisje diagnostikuese dhe terapeutike me rezatim
13759 | SIGNA Explorer, SIGNA Creator | MONTAL | 2023-03-09T00:00:00.000+01:00 | GE Healthcare (Tianjin) Company Limited, No. 266 Jingsan Road, Tianjin Airport Economic Area, 300308 Tjianjin, P.R. China | Explorer Global PCM MR30.0 Explorer Global Upgrade PCM MR30.0, Signa Creator Global Upgrade PCM MR30.0 | Klasa IIa | Sistemi SIGN Explorer eshte nje skaner i rezonances magnetike te gjithe trupit, Sistemi SIGNA Creator eshte nje skaner i rezonances magnetike te gjithe trupit | Pajisje diagnostikuese dhe terapeutike me rezatim
13736 | Non Sterile Powder Free Nitrile Examination Gloves, Non Sterile Powder Free Latex Examination Gloves, Non Sterile Powdered Latex Examination Gloves | Amber Dental | 2023-03-13T00:00:00.000+01:00 | MAXTER GLOVE MANUFACTURING SDN BHD Lot 6070 Jalan Haji Abdul Manan 6th Miles Off Jalan Meru 41050 Klang Selangor Malaysia | Non Sterile Powder Free Nitrile Examination Gloves, Non Sterile Powder Free Latex Examination Gloves, Non Sterile Powdered Latex Examination Gloves | Klasa I | doreza nje perdorimeshe, doreza nje perdorimshe | Pajisje nje perdorimeshe
13773 | RS6200 (WR9200+CD9000) Wireless Recharger Kit | O.E.S DISTRIMED | 2023-03-17T00:00:00.000+01:00 | Medtronic Inc. 710 Medtronic Parkway Minneapolis,MN 55432 USA | RS6200 (WR9200+CD9000) Wireless Recharger Kit | Te implantueshme aktive | KIt Karikues Wireless per pajisje neuromodulator | Pajisje te implantueshme aktive
13815 | Alinity i Tacrolimus Reagent Kit 09P4220, Alinity i Tacrolimus Calibrators 09P4201, Alinity i Tacrolimus Whole Blood Precipitation Reagent 09P4240 | LABOPHARMA SHPK | 2023-03-28T00:00:00.000+02:00 | Abbott Ireland Diagnostics Division Finisklin Business Park Sligo Ireland | Alinity i Tacrolimus Reagent Kit 09P4220, Alinity i Tacrolimus Calibrators 09P4201, Alinity i Tacrolimus Whole Blood Precipitation Reagent 09P4240 | In vitro | Reagente qe perdoren ne analizen sasiore te tacrolimus ne mostrat e gjakut me sistemin Alinity, Reagente qe perdoren si kalibratore ne analizen sasiore te tacrolimus ne mostrat e gjakut me sistemin Alinity, Reagente qe ndihmojne precipitimin ne analizen e tacrolimus ne mostrat e gjakut me sistemin Alinity | Pajisje te diagnostifikimit in vitro
13817 | Non sterile anaesthetic masks:Air cushion anaesthetic masks,Anaesthetic mask with open seal,size 0-6; MAP-0,MAP-1,MAP-2,MAP-3,MAP-4,MAP-5,MAP-6,MAO-1,MAO-2,MAO-3,MAO-4,MAO-5,MAO-6 | GREEMED | 2023-03-24T00:00:00.000+01:00 | ZARYS International Group,Borem 18, 41-808 Zabrze, Poland | Non sterile anaesthetic masks:Air cushion anaesthetic masks,Anaesthetic mask with open seal,size 0-6; MAP-0,MAP-1,MAP-2,MAP-3,MAP-4,MAP-5,MAP-6,MAO-1,MAO-2,MAO-3,MAO-4,MAO-5,MAO-6 | Klasa IIa | Maske faciale per anestezi | Pajisje anestezie dhe respiratore
13846 | Hematology Analyzer: Yumizen H550; Yumizen H500 CT; Yumizen H500 OT | BIOMETRIC ALBANIA | 2023-03-30T00:00:00.000+02:00 | HORIBA ABX SAS - Rue du Caducée - 8P7290, 34184 MONTPELUER Cedex 4 - FRANCE | Hematology Analyzer: Yumizen H550; Yumizen H500 CT; Yumizen H500 OT | In vitro | ANALIZATOR HEMATOLOGJIK | Pajisje te diagnostifikimit in vitro
13847 | Mach LED 115 | FINSO Albania | 2023-04-19T00:00:00.000+02:00 | Dr. Mach GmbH & Co. KG, Flossmannstrasse 28, 85560 Ebersberg, GERMANY | Mach LED 115 | Klasa I | Llampe ekzaminimi per kontrollet check up te pacientit | Instrumenta shumeperdorimeshe
13872 | Root Canal Files and Instruments - D-PERFECT : NITI K-Files ( #08, 10, 15, 20, 25, 30, 35, 40, 45,50,55,60,70,80,15-40, 45-80) - 1001-01 , NITI H-Files ( #08, 10, 15, 20, 25, 30, 35, 40, 45,50,55,60,70,80,15-40, 45-80) - 1001-02 , NITI Reamers (#08, 10, 15, 20, 25, 30, 35, 40,45,50,55,60,70,80, 15-40, 45-80 ) - 1001-03 , NITI Pluggers ( #15, 20, 25, 30, 35, 40, 15-40, 45-80 ) - 1001-04 , NITI Spreaders ( #15, 20, 25, 30, 35, 40, 15-40, 45-80 ) - 1001-05 , HD-P (#35-70, #40-80, #50-100, #60-120) - 1001-06 , Stainless Steel K-Files ( #08, 10, 15, 20, 25, 30, 35, 40, 45,50,55,60,70,80,15-40, 45-80) - 2001-01 , Stainless Steel H-Files ( #08, 10, 15, 20, 25, 30, 35, 40, 45,50,55,60,70,80,15-40, 45-80 ) - 2001-02 , Stainless Steel Reamers ( #08, 10, 15, 20, 25, 30, 35, 40, 45,50,55,60,70,80,15-40, 45-80) - 2001-03 , Stainless Steel Pluggers ( #15, 20, 25, 30, 35, 40, 15-40) - 2001-04 , Stainless Steel Spreaders ( #15, 20, 25, 30, 35, 40, 15-40) - 2001-05 , Stainless Steel C Files ( #06, 08, 10, 15, 20, 8-15 ) - 2001-06 , Stainless Steel K-FLEX Files ( #15, 20, 25, 30, 35, 40, 15-40 ) - 2001-07 , Barbed Broaches (#0,1,2,3,4,5,6,1-6) - 2001-08 , MTF ( V0, V1, V2, T1, T2, T3,T4 ,T5,V0-T3 ) - 3001-01 , TG6 ( V0, V1, V2, T1, T2, T3,T4 ,T5,V0-T3 ) - 3001-02 , DK Files ( #15, 20, 25, 30, 35, 40, 15-40 ) - 3001-03 , DK Gold Files ( #15, 20, 25, 30, 35, 40, 15-40 ) - 3001-04 , DH Files ( #15, 20, 25, 30, 35, 40, 15-40 ) - 3001-05 , DH Gold Files ( #15, 20, 25, 30, 35, 40, 15-40 ) - 3001-06 , MTF PLUS ( X1, X2, X3, X4, X5,X1-X3 ) - 3001-07 , MTF PLUS Gold ( X1, X2, X3, X4, X5,X1-X3 ) - 3001-08 , TF-3 ( T20, T25, T40,T20-T40) - 3001-09 , TF-3 Gold ( T20, T25, T40,T20-T40) - 3001-10 , TF-4 Gold (#20,25,35,45,#25-45) - 3001-11 , RC ( R25, R40,R50,R25-R50) - 3001-12 , RC Gold ( R25, R40,R50,R25-R50) - 3001-13 , S-BLUE ( B0, B1, B2, B3, B0-B3 ) - 3001-14 , MG3 ( P1, P2, Starter,G1, G2, G3,P1-G3 ) - 3001-15 , Mono File ( #25 ) - 3001-16 , Mono 2 ( M1, M2, M1-M2 ) - 3001-17 , V Blue ( #15, 20, 25, 30, 35, 40, 45,50,15-40) - 3001-18 , MT (10/04, 15/05, 20/06, 25/05, 30/05, 35/04, 40/04, 45/04, 50/04, 60/04 ) - 3001-19 , ET File (#13, 16, 19, 13-19 ) - 3001-20 , EX File ( #15, 20, 25, 30, 35, 40, 15-40 ) - 3001-21 , T Pro (ST, PG, E1,E2,E3,E4) - 3001-22 , T Flex (Opener, Nevigate, T-20, T25/04, T25/06) - 3001-23 , PX ONE (16 /.02) - 3001-24 , PX WAVE (15/.03) - 3001-25 , MG3Ⅱ (20/.10, 15/.03, 20/.04, 25/.04, 25/.06, 30/.04, 35/.04) - 3001-26 , Kiddo (15/.04, 20/.04, 25/.04, 30/.04, 25/.06, 30/.06) - 3001-27 , TH6 (V0, V1, V2, T1, T2, T3, T4, T5, V0-T3) - 3001-28 , S-BULE Ⅱ (BO, PX-B, B1, B2) - 3001-29 , Endostep (#15, 20, 25, 30, 35, 40) - 3001-30 , RT file (D1, D2, D3) - 3001-31 , Paste Carriers ( # 25, 30, 35, 40, 25-40 ) - 4001-01 , U file( #15, 20, 25, 30, 35, 40, 25-40 ) - 5001-01 , Gates Drills ( #1, 2, 3, 4, 5, 6, 1-6 ) - 6001-01 , Peeso Reamer (#01, 02, 03, 04, 05, 06) - 7001-01 , Diomond Burs(TF,TR, MS,TC, FO,SF, SO, SR, RS, EX, BR, BC DI, SI, WR, CF, TF,TRS,TCS, FOS, SFS, SOS, EXS, BRS, BCS DIS, SIS, CFS, TFSS, TRSS, SOSS, DISS, TFL, TRL, TCL, BRL SFL,CFL) - 8001-01 , Finishing Burs - 8001-02 , Carbide Burs (FG,FGSS, FGOS, RA, RASS, RAOS, HP, HPOS, MLS/ML/F/ XF/UF series) - 8001-03 , Endo Motors(ZR Rap) - 9001-01 , Endo Motors(ZR Touch) - 9001-02 , Endo Motors(MR-AUTO-MOTOR) - 9001-03 , Endo Motors(Apex locator) - 9001-04 | AkoDent | 2023-04-03T00:00:00.000+02:00 | SHENZHEN PERFECT MEDICAL INSTRUMENTS CO. LTD. 1F, Bldg. C, No.3, Jixia Zaohekeng Industrial Zone, Nanwan St., Longgang Dist., Shenzhen, China | Root Canal Files and Instruments - D-PERFECT : NITI K-Files ( #08, 10, 15, 20, 25, 30, 35, 40, 45,50,55,60,70,80,15-40, 45-80) - 1001-01 , NITI H-Files ( #08, 10, 15, 20, 25, 30, 35, 40, 45,50,55,60,70,80,15-40, 45-80) - 1001-02 , NITI Reamers (#08, 10, 15, 20, 25, 30, 35, 40,45,50,55,60,70,80, 15-40, 45-80 ) - 1001-03 , NITI Pluggers ( #15, 20, 25, 30, 35, 40, 15-40, 45-80 ) - 1001-04 , NITI Spreaders ( #15, 20, 25, 30, 35, 40, 15-40, 45-80 ) - 1001-05 , HD-P (#35-70, #40-80, #50-100, #60-120) - 1001-06 , Stainless Steel K-Files ( #08, 10, 15, 20, 25, 30, 35, 40, 45,50,55,60,70,80,15-40, 45-80) - 2001-01 , Stainless Steel H-Files ( #08, 10, 15, 20, 25, 30, 35, 40, 45,50,55,60,70,80,15-40, 45-80 ) - 2001-02 , Stainless Steel Reamers ( #08, 10, 15, 20, 25, 30, 35, 40, 45,50,55,60,70,80,15-40, 45-80) - 2001-03 , Stainless Steel Pluggers ( #15, 20, 25, 30, 35, 40, 15-40) - 2001-04 , Stainless Steel Spreaders ( #15, 20, 25, 30, 35, 40, 15-40) - 2001-05 , Stainless Steel C Files ( #06, 08, 10, 15, 20, 8-15 ) - 2001-06 , Stainless Steel K-FLEX Files ( #15, 20, 25, 30, 35, 40, 15-40 ) - 2001-07 , Barbed Broaches (#0,1,2,3,4,5,6,1-6) - 2001-08 , MTF ( V0, V1, V2, T1, T2, T3,T4 ,T5,V0-T3 ) - 3001-01 , TG6 ( V0, V1, V2, T1, T2, T3,T4 ,T5,V0-T3 ) - 3001-02 , DK Files ( #15, 20, 25, 30, 35, 40, 15-40 ) - 3001-03 , DK Gold Files ( #15, 20, 25, 30, 35, 40, 15-40 ) - 3001-04 , DH Files ( #15, 20, 25, 30, 35, 40, 15-40 ) - 3001-05 , DH Gold Files ( #15, 20, 25, 30, 35, 40, 15-40 ) - 3001-06 , MTF PLUS ( X1, X2, X3, X4, X5,X1-X3 ) - 3001-07 , MTF PLUS Gold ( X1, X2, X3, X4, X5,X1-X3 ) - 3001-08 , TF-3 ( T20, T25, T40,T20-T40) - 3001-09 , TF-3 Gold ( T20, T25, T40,T20-T40) - 3001-10 , TF-4 Gold (#20,25,35,45,#25-45) - 3001-11 , RC ( R25, R40,R50,R25-R50) - 3001-12 , RC Gold ( R25, R40,R50,R25-R50) - 3001-13 , S-BLUE ( B0, B1, B2, B3, B0-B3 ) - 3001-14 , MG3 ( P1, P2, Starter,G1, G2, G3,P1-G3 ) - 3001-15 , Mono File ( #25 ) - 3001-16 , Mono 2 ( M1, M2, M1-M2 ) - 3001-17 , V Blue ( #15, 20, 25, 30, 35, 40, 45,50,15-40) - 3001-18 , MT (10/04, 15/05, 20/06, 25/05, 30/05, 35/04, 40/04, 45/04, 50/04, 60/04 ) - 3001-19 , ET File (#13, 16, 19, 13-19 ) - 3001-20 , EX File ( #15, 20, 25, 30, 35, 40, 15-40 ) - 3001-21 , T Pro (ST, PG, E1,E2,E3,E4) - 3001-22 , T Flex (Opener, Nevigate, T-20, T25/04, T25/06) - 3001-23 , PX ONE (16 /.02) - 3001-24 , PX WAVE (15/.03) - 3001-25 , MG3Ⅱ (20/.10, 15/.03, 20/.04, 25/.04, 25/.06, 30/.04, 35/.04) - 3001-26 , Kiddo (15/.04, 20/.04, 25/.04, 30/.04, 25/.06, 30/.06) - 3001-27 , TH6 (V0, V1, V2, T1, T2, T3, T4, T5, V0-T3) - 3001-28 , S-BULE Ⅱ (BO, PX-B, B1, B2) - 3001-29 , Endostep (#15, 20, 25, 30, 35, 40) - 3001-30 , RT file (D1, D2, D3) - 3001-31 , Paste Carriers ( # 25, 30, 35, 40, 25-40 ) - 4001-01 , U file( #15, 20, 25, 30, 35, 40, 25-40 ) - 5001-01 , Gates Drills ( #1, 2, 3, 4, 5, 6, 1-6 ) - 6001-01 , Peeso Reamer (#01, 02, 03, 04, 05, 06) - 7001-01 , Diomond Burs(TF,TR, MS,TC, FO,SF, SO, SR, RS, EX, BR, BC DI, SI, WR, CF, TF,TRS,TCS, FOS, SFS, SOS, EXS, BRS, BCS DIS, SIS, CFS, TFSS, TRSS, SOSS, DISS, TFL, TRL, TCL, BRL SFL,CFL) - 8001-01 , Finishing Burs - 8001-02 , Carbide Burs (FG,FGSS, FGOS, RA, RASS, RAOS, HP, HPOS, MLS/ML/F/ XF/UF series) - 8001-03 , Endo Motors(ZR Rap) - 9001-01 , Endo Motors(ZR Touch) - 9001-02 , Endo Motors(MR-AUTO-MOTOR) - 9001-03 , Endo Motors(Apex locator) - 9001-04 | Klasa IIa | Instrumenta per punimin e kanalit te dhembit, Endomotor per vendosjen e instrumentave, Freza diamanti dhe karbidi | Pajisje dentare
13864 | NB-218C (Compressor Nebulizer) | T R I M E D | 2023-04-06T00:00:00.000+02:00 | HONSUN (Nantong) Co., Ltd. No.8, Tongxing Road, Economic&Technical Development Area, 226009 Nantong City, P.R.China | NB-218C (Compressor Nebulizer) | Klasa IIa | Aparat që përdoret për terapitë aerosolike me medikamente për trajtimin e astmës, alergjive dhe shqetësimeve me frymëmarrjen | Tjeter
13783 | Filling Instrument No. 7 D/Ended Solid Round Plain Handle H-112-300-7, Filling Instrument No. 6 D/Ended Solid Round Plain Handle H-112-300-6, Probe &amp; Explorer No. 23 S/Ended Solid Round Plain Handle H-126-202-23, Handle for mouth mirror Solid Round Plain Handle H-114-008, Filling Instruments Heidemann Fig No. 2 D/E Solid Round Plain Handle H-112-430-2, Filling Instruments Heidemann Fig No. 1 D/E Solid Round Plain Handle H-112-430-1, Filling Instrument No. 5 D/Ended Solid Round Plain Handle H-112-300-5, Filling Instrument No. 3 D/Ended Solid Round Plain Handle H-112-300-3, Filling Instrument No. 2 D/Ended Solid Round Plain Handle H-112-300-2, Three Rings Syringe Brass CP 0480-1, Root Elevator Apical 302, No. 2 128-121, Root Elevator Apical 302, No. 3 128-122, Scalpel Handle No. 3 with Scale SS 131-110, Iris Scissors Straight, 11.5cm SS 131-200, Matrix Retainer Ivory 1 without shield SS 118-115, Matrix Retainer Tofflemire Universal, SS 118-100, Probe &amp; Explorer No. 23 S/Ended S/Oct/Handle 126-202-23, Haemostatic Forceps micro-halstead 12.5cm 1*2teeth straight, SS 113-116, Extracting Forceps English Pattern (set of 11 pcs) 111-001, 111-007, 111-017, 111-015, 111-055, 111-066, 111-013, 111-022, 111-036, 111-087, 111-094 94-01, Root Elevators (set of 7 pcs) 128-101-1, 128-101-2, 128-101-3, 128-155, 128-156, 128-179, 128-180 94-04, Root Elevator Bein 4mm Fig 3 SS 128-101-3, Root Elevator Bein 3mm Fig 2 SS 128-101-2, Root Elevator Bein 2mm Fig 1 SS 128-101-1, Filling Instrument Heidemann No. 2 D/Ended Oct/S/Handle, SS 112-430-2, Filling Instrument Heidemann No. 1 D/Ended Oct/S/Handle, SS 112-430-1, Filling Instrument No. 3 S/Oct/Handle D/Ended, SS 112-300-3, Filling Instrument No. 2 S/Oct/Handle D/Ended, SS 112-300-2, Filling Instrument No. 7 S/Oct/Handle D/Ended, SS 112-300-7, Filling Instrument No. 6 S/Oct/Handle D/Ended, SS 112-300-6, Filling Instrument No. 5 S/Oct/Handle D/Ended, SS 112-300-5, Merriam Tweezers 16cm Serrated Tips, SS 103-035, Examination Kit-Set of 4 . Mirror with handle, probe, Tweezers with Blister Packing H-65-071 | Amber Dental | 2023-04-05T00:00:00.000+02:00 | Towne Brothers (Pvt.) Ltd., 52-56 B Industrial Estate, 51340 Sialkot Pakistan | Filling Instrument No. 7 D/Ended Solid Round Plain Handle H-112-300-7, Filling Instrument No. 6 D/Ended Solid Round Plain Handle H-112-300-6, Probe &amp; Explorer No. 23 S/Ended Solid Round Plain Handle H-126-202-23, Handle for mouth mirror Solid Round Plain Handle H-114-008, Filling Instruments Heidemann Fig No. 2 D/E Solid Round Plain Handle H-112-430-2, Filling Instruments Heidemann Fig No. 1 D/E Solid Round Plain Handle H-112-430-1, Filling Instrument No. 5 D/Ended Solid Round Plain Handle H-112-300-5, Filling Instrument No. 3 D/Ended Solid Round Plain Handle H-112-300-3, Filling Instrument No. 2 D/Ended Solid Round Plain Handle H-112-300-2, Three Rings Syringe Brass CP 0480-1, Root Elevator Apical 302, No. 2 128-121, Root Elevator Apical 302, No. 3 128-122, Scalpel Handle No. 3 with Scale SS 131-110, Iris Scissors Straight, 11.5cm SS 131-200, Matrix Retainer Ivory 1 without shield SS 118-115, Matrix Retainer Tofflemire Universal, SS 118-100, Probe &amp; Explorer No. 23 S/Ended S/Oct/Handle 126-202-23, Haemostatic Forceps micro-halstead 12.5cm 1*2teeth straight, SS 113-116, Extracting Forceps English Pattern (set of 11 pcs) 111-001, 111-007, 111-017, 111-015, 111-055, 111-066, 111-013, 111-022, 111-036, 111-087, 111-094 94-01, Root Elevators (set of 7 pcs) 128-101-1, 128-101-2, 128-101-3, 128-155, 128-156, 128-179, 128-180 94-04, Root Elevator Bein 4mm Fig 3 SS 128-101-3, Root Elevator Bein 3mm Fig 2 SS 128-101-2, Root Elevator Bein 2mm Fig 1 SS 128-101-1, Filling Instrument Heidemann No. 2 D/Ended Oct/S/Handle, SS 112-430-2, Filling Instrument Heidemann No. 1 D/Ended Oct/S/Handle, SS 112-430-1, Filling Instrument No. 3 S/Oct/Handle D/Ended, SS 112-300-3, Filling Instrument No. 2 S/Oct/Handle D/Ended, SS 112-300-2, Filling Instrument No. 7 S/Oct/Handle D/Ended, SS 112-300-7, Filling Instrument No. 6 S/Oct/Handle D/Ended, SS 112-300-6, Filling Instrument No. 5 S/Oct/Handle D/Ended, SS 112-300-5, Merriam Tweezers 16cm Serrated Tips, SS 103-035, Examination Kit-Set of 4 . Mirror with handle, probe, Tweezers with Blister Packing H-65-071 | Klasa I | instrumeta dentare jo sterile | Pajisje dentare
13894 | GIMA SINGLE USE MB HANDLE - sterile-150-100;30553 | O.E.S DISTRIMED | 2023-04-12T00:00:00.000+02:00 | Tecno Instruments (Pvt) Ltd.316-C,Small Industrial Estate Sialkot-51340 (Pakistan) | GIMA SINGLE USE MB HANDLE - sterile-150-100;30553 | Klasa IIb | Instrument ,Doreze nje perdorimeshe,sterile per perdorim spitalor | Pajisje nje perdorimeshe
13916 | SenSight Directional Lead Kit,B33005 Variants: B3300533, B3300542, B3300533M, B3300542M | O.E.S DISTRIMED | 2023-04-12T00:00:00.000+02:00 | Medtronic Inc. 710 Medtronic Parkway Minneapolis,MN 55432 USA | SenSight Directional Lead Kit,B33005 Variants: B3300533, B3300542, B3300533M, B3300542M | Te implantueshme aktive | Kit Elektrodash per neurostimulator | Pajisje te implantueshme aktive
13895 | 7756167FORCEP ROCKER, 7756170ROD PUSHER / COUNTER TORQUE, 7756172T-HANDLE ROD PUSHER / COUNTER TORQUE, 7756175ROD REDUCER, 7756187UNIVERSAL SCREWDRIVER STRAIGHT 2.5MM HEX, 77561882.5MM HEX RIGHT-ANGLE SCREWDRIVER, 7756195SCREWDRIVER, 2.5MM HEX THREADED, 7756197LCORONAL PLANE BENDER - LEFT, 7756198RCORONAL PLANE BENDER - RIGHT, 7756200TORQUE LIMITING T-HANDLE 18IN-LB, 7756202TORQUE LIMITING 4MM EXT. HEX SCREWDRIVER, 7756203CROSSLINK NUT DRIVER, 7756205CROSSLINK GUIDE, 7756220SCREW EXTENDER, 7756225POSITIONING CLIP FOR 3.2 AND 3.5 ROD, 7756230ROD BENDER, 77562412.5MM HEX PLUG INTRODUCER, 77562813.2MM OC FLEXIBLE DRILL (NON-STERILE), 7756286SELF-HOLDING OC FLEXIBLE DRIVER, 7756290BENDING IRON - LEFT, 7756291BENDING IRON - RIGHT, 77563003.0MM TAP (NON STERILE), 77563344.5MM OC TAP RS (NON-STERILE), 77563375.0MM OC TAP RS (NON-STERILE), 77563834.5MM OC FLEXIBLE TAP RS (NON-STERILE), 77563845.0MM OC FLEXIBLE TAP RS (NON-STERILE), 7757270250MM NITINOL ROD TEMPLATE, 7759978FIXED THIN OC GUIDE 6/8MM, 7759979FIXED THIN OC GUIDE 10/12MM, 7759980FIXED THIN OC GUIDE 14/16MM, 7759982FIXED OC GUIDE RS 18MM/DRIVER GUIDE, 825-150CABLE CUTTER, 8530630SCREWDRIVER SHAFT, 8530631SCREWDRIVER SLEEVE, 853-602TRI FLAT DRILL BIT, NON-STERIL, 853-620BONE CUTTER, 853-622PLATE HOLDER, 853-630SCREWDRIVER, 875-077DISTRACTOR PIN 12mm, 875-078DISTRACTOR PIN 14mm, 875-079DISTRACTOR PIN 16mm, 875-080VERTEBRAL BODY DISTRACTOR,RGHT, 875-081VERTEBRAL BODY DISTRACTOR,LEFT, 875-084DISTRACTOR DRILL GUIDE, RIGHT, 875-085DISTRACTOR DRILL GUIDE, LEFT, 875-086DISTRACTOR TWIST DRILL, 875-090DISTRACTOR PIN DRIVER, 875-100SELF-RETAINING RETRCTR PIN GR, 875-110RETRACTOR TRANSVERSE ASSY. R, 875-115RETRACTOR SELF RETAIN ASSY, 875-148FIXED RETRACTOR BLADE HANDLE, 875-149RETRACTOR BLADE HANDLE, 875-150DISCECTOMY BLADE (30 MM), 875-152DISCECTOMY BLADE (40 MM), 875-154DISCECTOMY BLADE (50 MM), 875-156DISCECTOMY BLADE (60 MM), 875-158DISCECTOMY BLADE (70 MM), 875-160LONGITUDINAL BLADE (30MM), 875-162LONGITUDINAL BLADE (40MM), 875-164LONGITUDINAL BLADE (50MM), 875-166LONGITUDINAL BLADE (60MM), 1201111REVISION TOOL, 1204444QUAD DRIVE SCREWDRIVER, 1220222THREADED INSERTER SHAFT, 1220777THREADED INSERTER, 1766106DISTRACTION FORCEPS, 2030006Plate Holder, 20300164.0mm Tap, 30019151 level, LP ACP, 15mm Template, 30019171 level, LP ACP, 17mm Template, 30019191 level, LP ACP, 19mm Template, 30019211 level, LP ACP, 21mm Template, 30019231 level, LP ACP, 23mm Template, 30019251 level, LP ACP, 25mm Template, 30019271 level, LP ACP, 27mm Template, 30019291 level, LP ACP, 29mm Template, 30019311 level, LP ACP, 31mm Template, 30029272 level, LP ACP, 27mm Template, 30029292 level, LP ACP, 29mm Template, 30029312 level, LP ACP, 31mm Template, 30029332 level, LP ACP, 33mm Template, 30029352 level, LP ACP, 35mm Template, 30029372 level, LP ACP, 37mm Template, 30029392 level, LP ACP, 39mm Template, 30029412 level, LP ACP, 41mm Template, 30029432 level, LP ACP, 43mm Template, 30029452 level, LP ACP, 45mm Template, 30029472 level, LP ACP, 47mm Template, 30029482 level, LP ACP, 48mm Template, 30029492 level, LP ACP, 49mm Template, 30029512 level, LP ACP, 51mm Template, 30029532 level, LP ACP, 53mm Template, 30039433 level, LP ACP, 43mm Template, 30039453 level, LP ACP, 45mm Template, 30039473 level, LP ACP, 47mm Template, 30039483 level, LP ACP, 48mm Template, 30039493 level, LP ACP, 49mm Template, 30039513 level, LP ACP, 51mm Template, 30039533 level, LP ACP, 53mm Template, 30039553 level, LP ACP, 55mm Template, 30039573 level, LP ACP, 57mm Template, 30039593 level, LP ACP, 59mm Template, 30039613 level, LP ACP, 61mm Template, 30039633 level, LP ACP, 63mm Template, 30039653 level, LP ACP, 65mm Template, 30039673 level, LP ACP, 67mm Template, 30039683 level, LP ACP, 68mm Template, 30039693 level, LP ACP, 69mm Template, 30039713 level, LP ACP, 71mm Template, 30049654 level, LP ACP, 65mm Template, 30049674 level, LP ACP, 67mm Template, 30049694 level, LP ACP, 69mm Template, 30049714 level, LP ACP, 71mm Template, 30049734 level, LP ACP, 73mm Template, 30049754 level, LP ACP, 75mm Template, 30049774 level, LP ACP, 77mm Template, 30049784 level, LP ACP, 78mm Template, 30049794 level, LP ACP, 79mm Template, 30049814 level, LP ACP, 81mm Template, 30049834 level, LP ACP, 83mm Template, 30049854 level, LP ACP, 85mm Template, 30049864 level, LP ACP, 86mm Template, 30049874 level, LP ACP, 87mm Template, 30049894 level, LP ACP, 89mm Template, 30059005 level, LP ACP, 100mm Template, 30059055 level, LP ACP, 105mm Template, 30059085 level, LP ACP, 108mm Template, 30059755 level, LP ACP, 75mm Template, 30059775 level, LP ACP, 77mm Template, 30059795 level, LP ACP, 79mm Template, 30059815 level, LP ACP, 81mm Template, 30059855 level, LP ACP, 85mm Template, 30059905 level, LP ACP, 90mm Template, 30059955 level, LP ACP, 95mm Template, 3030002Holding Pin Driver, 3030003Plate Holding Pin, 3030004Variable Single Barrel Drill Guide, 3030005Variable Double Barrel Drill Guide, 3030007Screw Driver T8-T10, 3030008Plate Bender, 3030010Slot Screw Removal Tool, 3030012Flex Driver T8-T10, 30300353.5mm Tap, 3031050Intradiscal Drill Guide Dual end 5mm, 3031060Intradiscal Drill Guide Dual end 6mm, 3031070Intradiscal Drill Guide Dual End 7mm, 3031080Intradiscal Drill Guide dual end 8mm, 3032000Fixed Double Barrel DTS Guide, Int, 3032012Fixed Double Barrel DTS Guide, Distal 12, 3032028Fixed Double Barrel DTS Guide, Distal 28, 3034000Adjustable Drill Bit, 30360242.0mm Screw Removal Tool, 3037000Dual Prong Staple, 3600006OC Guide 6mm/8mm, 3600010OC Guide 10mm/12mm, 3600014OC Guide 14mm/Screwguide, 3600170OC Rod Pusher Counter Torque, 3600230OC Plate Bender, 3600250OC Screwdriver 2.5mm Self Holding, 3600251OC Screwdriver 2.5mm Self Hold Flexible, 3600252OC Screwdriver Torque Limit, 3600253OC Screwdriver Flexible Torque Limit, 3600257OC Plate Template, 3600450OC Tap 4.5mm, 3600451OC Tap 4.5mm Flexible, 3600500OC Tap 5.0mm, 3600501OC Tap 5.0mm Flexible, 3602102Pedicle Feeler, 3605772Self-Holding Screwdriver, 3605782Rod/Plate Bender, 3605785Alignment Tool, 3605786Increased Angle Positioner, 3605787Screw Gauge, 3605791Medium MAS - Rod Crosslink Template, 3605792Small/Large MAS - Rod Crosslink Template, 3606003Straight Probe, 3606004Curved Probe, 3606005Adjustable Drill Guide, 3606012Fixed Drill Guide 12mm, 3606014Fixed Drill Guide 14mm, 36060303.0mm Tap, 36060353.5mm Tap, 36060404.0mm Tap, 36060454.5mm Tap, 3606167Rod Rocker, 3606170MAS Rod Pusher Counter Torque, 36061715.5mm Counter Torque, 3606172Universal Counter Torque, 3606175Rod Reducer, 3606193Straight Hex Screwdriver, 3606194Self-Holding Screwdriver Sleeve, 3606195Threaded Screwdriver, 3606201Straight Hex Torque Limit Shaft, 3606290Sagittal Bending Iron, Left, 3606291Sagittal Bending Iron, Right, 3606292Tube Bender, 6091022mm x 8mm x 8mm Angled Rasp, 6091033mm x 8mm x 8mm Angled Rasp, 6091044mm x 8mm x 8mm Angled Rasp, 6091122mm x 8mm x 8mm Straight Rasp, 6091133mm x 8mm x 8mm Straight Rasp, 6091144mm x 8mm x 8mm Straight Rasp, 6091244mm x 8mm x 10mm Straight Rasp, 6091255mm x 8mm x 10mm Straight Rasp, 6091266mm x 8mm x 10mm Straight Rasp, 6092033mm Facet Elevator, 6092055mm Facet Elevator, 6092088mm Facet Elevator, 6093012mm Positioner, 609302Straight Holder, 6093114mm Positioner, 6199765SCREW GAUGE, 6213010THREADED INNER SHAFT, 6213020THREADED OUTER INSERTER, 6213045DEPTH STOP 4/5, 6213067DEPTH STOP 6/7, 6213089DEPTH STOP 8/9, 6246011INSERTER 6246011 HANDLE OUTER, 624604114X11 RASP, 624606416X14 RASP, 624608618X16 RASP, 6276001IMPLANT HOLDER, 6276002CAGE HOLDER/ IMPACTOR, 6276010FORK HAMMER, 6279002PSR ENDCAP THREADED INSERTER, 6279017THREADED INNER SHAFT, 6279019THREADED OUTER INSERTER, 635532RASP 5MM 13X12 6 DEGREE, 635553RASP 5MM 15X13 6 DEGREE, 6472061MALLET ASSEMBLY, 6473001BUBBLE LEVEL ASM, 6473002TRANSVERSE CENTERING TOOL, 6620011Loading Block, 6620800SA Guide Sleeve, 6620810Freehand Inserter Sleeve, 6620811SA Freehand Inserter 15mm, 6620812SA Freehand Inserter 17mm, 6628150SA 10mm x 15mm Guide, 6628151SA 11mm x 15mm Guide, 6628152SA 12mm x 15mm Guide, 6628155SA 5mm x 15mm Guide, 6628156SA 6mm x 15mm Guide, 6628157SA 7mm x 15mm Guide, 6628158SA 8mm x 15mm Guide, 6628159SA 9mm x 15mm Guide, 6628170SA 10mm x 17mm Guide, 6628171SA 11mm x 17mm Guide, 6628172SA 12mm x 17mm Guide, 6628175SA 5mm x 17mm Guide, 6628176SA 6mm x 17mm Guide, 6628177SA 7mm x 17mm Guide, 6628178SA 8mm x 17mm Guide, 6628179SA 9mm x 17mm Guide, 6630011Loading Block, 6630012Loading Block Plate Holder, 663090111mm Drill (SA), 6630902Angled Drill (SA), 6630904T8/T10 Driver, 6630905Angled Driver (SA), 6630907Angled Awl (SA), 663090811mm Awl (SA), 6630909Inserter Knob, 6630914Parallel 5mm x 15mm x 12mm Rasp, 6630915Parallel 6mm x 15mm x 12mm Rasp, 6630916Parallel 7mm x 15mm x 12mm Rasp, 6630917Parallel 8mm x 15mm x 12mm Rasp, 6630918Parallel 9mm x 15mm x 12mm Rasp, 6630919Parallel 10mm x 15mm x 12mm Rasp, 6630920Parallel 11mm x 15mm x 12mm Rasp, 6630921Parallel 12mm x 15mm x 12mm Rasp, 6630922Lordotic 5mm x 15mm x 12mm Rasp, 6630923Lordotic 6mm x 15mm x 12mm Rasp, 6630924Lordotic 7mm x 15mm x 12mm Rasp, 6630925Lordotic 8mm x 15mm x 12mm Rasp, 6630926Lordotic 9mm x 15mm x 12mm Rasp, 6630927Lordotic 10mm x 15mm x 12mm Rasp, 6630928Lordotic 11mm x 15mm x 12mm Rasp, 6630929Lordotic 12mm x 15mm x 12mm Rasp, 6650250UNIVERSAL HANDLE, 69002413.2 X 240MM ROD TEMPLATE, 6905715Circular Drill Bit Adaptor, 6905774Rod Holder, 6905782Rod Bender, 6905784Rod Cutter, 6905785Alignment Tool, 6905787Compressor, 6905788Distractor, 6956001AWL SHAFT, 6956003PROBE, 6956005ADJUSTABLE DEPTH DRILL GUIDE, 695600614MM DRILL GUIDE, 69560072.4MM DRILL BIT (NON STERILE), 69560082.9MM DRILL BIT (NON-STERILE), 6956016UNIVERSAL HANDLE, 69560173.0MM DRILL BIT (NON-STERILE), 69560183.5MM DRILL BIT (NON STERILE), 6956020DEPTH GAUGE, 6956030TAP SLEEVE - REMOVABLE, 69560353.5MM TAP SHAFT, 10-24MM, 69560404.0MM TAP SHAFT, 10-24MM, 69560414.0MM TAP SHAFT, 26-52MM, 69560454.5MM TAP SHAFT, 10-42MM, 69561404.0MM CORTICAL TAP SHAFT 6-18, 69561454.5MM CORTICAL TAP SHAFT 6-24, 6956148BONE REAMER, 6956155SCREWDRIVER - SELF HOLDING, 6956158LAMINAR ELEVATOR, 6956160HOOK HOLDER, 69561633.2MM ROD GRIPPER, 6956164ROD HOLDER, 69561653.2 / 3.5MM ROD CUTTER, 6956170ROD PUSHER / COUNTER TORQUE, 6956190LBENDING IRON - LEFT, 6956190RBENDING IRON - RIGHT, 6956193SCREWDRIVER - STRAIGHT HEX, 69561952.5MM HEX THREADED SCREWDRIVER, 6956201TORQUE LIMITING SCREWDRIVER, 6957300GUIDE, 6957301TROCAR, 6957302DRILL TUBE, 6957303AWL, 6957304DEPTH GAGE, 6957305CANNULATED UNIVERSAL HANDLE, 69573084.0MM CANNULATED TAP (MAS), 69573094.5MM CANNULATED TAP (MAS), 6957312CANN. SELF HOLDING SCREWDRIVER, 6957313CANN. THREADED SCREWDRIVER, 6957314GUIDEWIRE - THREADED -720MM, 6957315GUIDEWIRE - NON THREADED -720MM, 6959993QUICK-RELEASE SELF-HOLDING SCREWDRIVER, 6971105SHIM DISTRACTOR, 6971106SHIM DISTRACTOR, 6971107SHIM DISTRACTOR, 6971108SHIM DISTRACTOR, 6971113TEMPORARY FIXATION PIN, 1.5MM, 6971114MALLET, 6971115HANDLE EXTENSION, 6971116TEMPORARY FIXATION PIN, 6971117RAIL CUTTER BIT HANDLE, 6971118RAIL CUTTER BIT, DIAM., 6971119RAIL CUTTER BIT, DIAMOND POINT, 6971152LOADING BLOCK, 6971155IMPLANT INSERTER, 6971156IMPLANT INSERTER, 6971157IMPLANT INSERTER, 6971158IMPLANT INSERTER, 6971160FINAL IMPACTOR, 6971325RASP, 6971326RASP, 6971327RASP, 6971345RASP, 6971346RASP, 6971347RASP, 6971348RASP, 6971365RASP, 6971366RASP, 6971367RASP, 6971368RASP, 6971386RASP, 6971387RASP, 6971388RASP, 6971425RAIL PUNCH, 6971426RAIL PUNCH, 6971427RAIL PUNCH, 6971445RAIL PUNCH, 6971446RAIL PUNCH, 6971447RAIL PUNCH, 6971448RAIL PUNCH, 6971465RAIL PUNCH, 6971466RAIL PUNCH, 6971467RAIL PUNCH, 6971468RAIL PUNCH, 6971486RAIL PUNCH, 6971487RAIL PUNCH, 6971488RAIL PUNCH, 6971525TRIAL CUTTER GUIDE, 6971526TRIAL CUTTER GUIDE, 6971527TRIAL CUTTER GUIDE, 6971545TRIAL CUTTER GUIDE, 6971546TRIAL CUTTER GUIDE, 6971547TRIAL CUTTER GUIDE, 6971548TRIAL CUTTER GUIDE, 6971565TRIAL CUTTER GUIDE, 6971566TRIAL CUTTER GUIDE, 6971567TRIAL CUTTER GUIDE, 6971568TRIAL CUTTER GUIDE, 6971586TRIAL CUTTER GUIDE, 6971587TRIAL CUTTER GUIDE, 6971588TRIAL CUTTER GUIDE, 6974000Inserter Handle, 6974050INSERTER INNER SHAFT FOR 5MM, 6974060INSERTER INNER SHAFT FOR 6MM, 6974070INSERTER INNER SHAFT FOR 7MM, 6974080INSERTER INNER SHAFT FOR 8MM, 6975300IMPACT SLEEVE, 6976205DRILL GUIDE, INT, 6976206DRILL GUIDE, INT, 6976207DRILL GUIDE, INT, 6976208DRILL GUIDE, INT, 6976405RAIL PUNCH, INT, 6976406RAIL PUNCH, INT, 6976407RAIL PUNCH, INT, 6976408RAIL PUNCH, INT, 6978999SPREADER, 7005776LOCK NUT DRIVER SHAFT TRI-FLAT, 7080610Drill Bit 11mm, Non-sterile, 7080613DRILL NON-STERILE 13MM, 7080901PLATE HOLDING PIN DRIVER, 7080902PLATE HOLDING PIN, 7080903FIXED DRILL GUIDE, 7080904VARIABLE DRILL GUIDE, 7080906UNIVERSAL AWL, 70809072.5 HEX SCREWDRIVER, 7080911FIXED ANGLE AWL, 7080912DTS GUIDE, 7080915PLATE COMPRESSOR, 7080918BALL TIP LOCK DRIVER, 7080919SCREW REMOVAL TOOL, 70809204.0 X 13MM TAP, 7080921DPLATE HOLDER, 7080930LOCKSCREW DRIVER, CRUCIFORM, 7081912DTS GUIDE, 7081914RATCHET RELEASE, 7730800Guide Shaft, 77308055mm Guide, 77308066mm Guide, 77308077mm Guide, 77308088mm Guide, 77308099mm Guide, 773081010mm Guide, 773081111mm Guide, 773081212mm Guide, 7730814Freehand Inserter-Plate Interbody, 7730815Freehand Inserter-Plate Only, 7730816Freehand Inserter-Interbody Only, 7730900Distractor Pin Template, 77309019mm Drill, 7730903Angled Drill, 7730906Angled Driver, 7730907Angled Awl, 77309089mm Awl, 7730913Screw Gauge, 7756005ADJUSTABLE DEPTH DRILL GUIDE, 77560072.4MM DRILL BIT (NON STERILE), 77560353.5MM TAP (NON STERILE), 77560404.0MM TAP (NON STERILE), 77560454.5MM TAP (NON STERILE), 77561333.2MM DRILL BIT (NON STERILE), 7756153SCREWDRIVER - 4.0MM EXTERNAL HEX, 7756154UNIVERSAL RATCHETING HANDLE, 7756157SCREWDRIVER - SELF HOLDING- EXTERNAL HEX, 7756160HOOK HOLDER, 7756165SCREWDRIVER-SELF-HOLDING 4.0MM EXT. HEX, 875-168LONGITUDINAL BLADE (70MM), 875-300CURETTE STRAIGHT, 875-302CURETTE STRAIGHT, 875-303CURETTE STRAIGHT, 875-304CURETTE STRAIGHT, 875-305CURETTE STRAIGHT, 875-307CURETTE STRAIGHT, 875-310CURETTE ANGLED, 875-312CURETTE ANGLED, 875-313CURETTE ANGLED, 875-314CURETTE ANGLED, 875-315CURETTE ANGLED, 875-370MICRO CURETTE STRAIGHT, 875-372MICRO CURETTE STRAIGHT, 875-373MICRO CURETTE STRAIGHT, 875-374MICRO CURETTE STRAIGHT, 875-380MICRO CURETTE ANGLED, 875-382MICRO CURETTE ANGLED, 875-383MICRO CURETTE ANGLED, 875-384MICRO CURETTE ANGLED, 8756412THREADED PIN, 8756414THREADED PIN, 8756416THREADED PIN, 8756450NUT, 8756480RIGHT TRIMLINE DISTRACTOR 2, 8756481LEFT TRIMLINE DISTRACTOR 2, 8756490DISTRACTOR PIN DRIVER, 875-725CORNERSTONE TAMP, CURVED, 875-782LATERAL HOLDER/INSERTER, 875791INSERTER SPREADER BLOCK 15MM, 875793INSERTER SPREADER BLOCK 13MM, 875794INSERTER SPR BLK CNTRSK 15MM, 875795INSERTER SPR BLK CNTRSK 13MM, 8761000ADJUSTABLE DRILL STOP, 876-402PLATE BENDER, 8796011UNIVERSAL HANDLE ASSEMBLY, 8796033Central Slot Screw Removal Tool, 8796034ZEPHIR SQUARE REMOVAL DRIVER, 8796036ANTIMIGRATION CAP PUSHER, 8796321SCREWDRIVER SHAFT, 8796324QUAD DRIVE SCREWDRIVER, 9790902PLATE BENDER, 9790904PLATE HOLDING PIN, 9790905FIXED ANGLE DRILL GUIDE, 9790906VAR ANGLE DRILL GUIDE, 9790907UNIVERSAL HANDLE, 9790910FIXED ANGLE AWL, 9790912DTS GUIDE, 9790913SCREW DRIVER, 9790914REVISION INSTRUMENT, 97909214.0 X 11MM TAP, 9790970AWL, 9791000REVISION TUBE, 3600334OC Tap 4.5mm Tapered, 3600337OC Tap 5.0mm Tapered, 3600383OC Tap 4.5mm Flexible Tapered, 3600384OC Tap 5.0mm Flexible Tapered, 3606016Fixed Drill Guide 16mm, 3606018Fixed Drill Guide 18mm, 3606032Tap Sleeve, 36060555.0mm Tap, 3606160HOOK HOLDER | O.E.S DISTRIMED | 2023-04-13T00:00:00.000+02:00 | Medtronic Sofamor Danek USA, Inc. 1800 Pyramid Place Memphis, Tennessee 38132 USA | 7756167FORCEP ROCKER, 7756170ROD PUSHER / COUNTER TORQUE, 7756172T-HANDLE ROD PUSHER / COUNTER TORQUE, 7756175ROD REDUCER, 7756187UNIVERSAL SCREWDRIVER STRAIGHT 2.5MM HEX, 77561882.5MM HEX RIGHT-ANGLE SCREWDRIVER, 7756195SCREWDRIVER, 2.5MM HEX THREADED, 7756197LCORONAL PLANE BENDER - LEFT, 7756198RCORONAL PLANE BENDER - RIGHT, 7756200TORQUE LIMITING T-HANDLE 18IN-LB, 7756202TORQUE LIMITING 4MM EXT. HEX SCREWDRIVER, 7756203CROSSLINK NUT DRIVER, 7756205CROSSLINK GUIDE, 7756220SCREW EXTENDER, 7756225POSITIONING CLIP FOR 3.2 AND 3.5 ROD, 7756230ROD BENDER, 77562412.5MM HEX PLUG INTRODUCER, 77562813.2MM OC FLEXIBLE DRILL (NON-STERILE), 7756286SELF-HOLDING OC FLEXIBLE DRIVER, 7756290BENDING IRON - LEFT, 7756291BENDING IRON - RIGHT, 77563003.0MM TAP (NON STERILE), 77563344.5MM OC TAP RS (NON-STERILE), 77563375.0MM OC TAP RS (NON-STERILE), 77563834.5MM OC FLEXIBLE TAP RS (NON-STERILE), 77563845.0MM OC FLEXIBLE TAP RS (NON-STERILE), 7757270250MM NITINOL ROD TEMPLATE, 7759978FIXED THIN OC GUIDE 6/8MM, 7759979FIXED THIN OC GUIDE 10/12MM, 7759980FIXED THIN OC GUIDE 14/16MM, 7759982FIXED OC GUIDE RS 18MM/DRIVER GUIDE, 825-150CABLE CUTTER, 8530630SCREWDRIVER SHAFT, 8530631SCREWDRIVER SLEEVE, 853-602TRI FLAT DRILL BIT, NON-STERIL, 853-620BONE CUTTER, 853-622PLATE HOLDER, 853-630SCREWDRIVER, 875-077DISTRACTOR PIN 12mm, 875-078DISTRACTOR PIN 14mm, 875-079DISTRACTOR PIN 16mm, 875-080VERTEBRAL BODY DISTRACTOR,RGHT, 875-081VERTEBRAL BODY DISTRACTOR,LEFT, 875-084DISTRACTOR DRILL GUIDE, RIGHT, 875-085DISTRACTOR DRILL GUIDE, LEFT, 875-086DISTRACTOR TWIST DRILL, 875-090DISTRACTOR PIN DRIVER, 875-100SELF-RETAINING RETRCTR PIN GR, 875-110RETRACTOR TRANSVERSE ASSY. R, 875-115RETRACTOR SELF RETAIN ASSY, 875-148FIXED RETRACTOR BLADE HANDLE, 875-149RETRACTOR BLADE HANDLE, 875-150DISCECTOMY BLADE (30 MM), 875-152DISCECTOMY BLADE (40 MM), 875-154DISCECTOMY BLADE (50 MM), 875-156DISCECTOMY BLADE (60 MM), 875-158DISCECTOMY BLADE (70 MM), 875-160LONGITUDINAL BLADE (30MM), 875-162LONGITUDINAL BLADE (40MM), 875-164LONGITUDINAL BLADE (50MM), 875-166LONGITUDINAL BLADE (60MM), 1201111REVISION TOOL, 1204444QUAD DRIVE SCREWDRIVER, 1220222THREADED INSERTER SHAFT, 1220777THREADED INSERTER, 1766106DISTRACTION FORCEPS, 2030006Plate Holder, 20300164.0mm Tap, 30019151 level, LP ACP, 15mm Template, 30019171 level, LP ACP, 17mm Template, 30019191 level, LP ACP, 19mm Template, 30019211 level, LP ACP, 21mm Template, 30019231 level, LP ACP, 23mm Template, 30019251 level, LP ACP, 25mm Template, 30019271 level, LP ACP, 27mm Template, 30019291 level, LP ACP, 29mm Template, 30019311 level, LP ACP, 31mm Template, 30029272 level, LP ACP, 27mm Template, 30029292 level, LP ACP, 29mm Template, 30029312 level, LP ACP, 31mm Template, 30029332 level, LP ACP, 33mm Template, 30029352 level, LP ACP, 35mm Template, 30029372 level, LP ACP, 37mm Template, 30029392 level, LP ACP, 39mm Template, 30029412 level, LP ACP, 41mm Template, 30029432 level, LP ACP, 43mm Template, 30029452 level, LP ACP, 45mm Template, 30029472 level, LP ACP, 47mm Template, 30029482 level, LP ACP, 48mm Template, 30029492 level, LP ACP, 49mm Template, 30029512 level, LP ACP, 51mm Template, 30029532 level, LP ACP, 53mm Template, 30039433 level, LP ACP, 43mm Template, 30039453 level, LP ACP, 45mm Template, 30039473 level, LP ACP, 47mm Template, 30039483 level, LP ACP, 48mm Template, 30039493 level, LP ACP, 49mm Template, 30039513 level, LP ACP, 51mm Template, 30039533 level, LP ACP, 53mm Template, 30039553 level, LP ACP, 55mm Template, 30039573 level, LP ACP, 57mm Template, 30039593 level, LP ACP, 59mm Template, 30039613 level, LP ACP, 61mm Template, 30039633 level, LP ACP, 63mm Template, 30039653 level, LP ACP, 65mm Template, 30039673 level, LP ACP, 67mm Template, 30039683 level, LP ACP, 68mm Template, 30039693 level, LP ACP, 69mm Template, 30039713 level, LP ACP, 71mm Template, 30049654 level, LP ACP, 65mm Template, 30049674 level, LP ACP, 67mm Template, 30049694 level, LP ACP, 69mm Template, 30049714 level, LP ACP, 71mm Tem | Klasa I | Instrumenta Cervikale | Instrumenta shumeperdorimeshe
13852 | Alpha Dent Implants Dental Implants System СELL Implants ZIA 3.3x8 ZIA Implant Ø 3.3 L 8, ZIA 3.3x10 ZIA Implant Ø 3.3 L 10, ZIA 3.3x11.5 ZIA Implant Ø 3.3 L 11.5, ZIA 3.3x13 ZIA Implant Ø 3.3 L 13, ZIA 3.75x6 ZIA Implant Ø 3.75 L 6, ZIA 3.75x8 ZIA Implant Ø 3.75 L 8, ZIA 3.75x10 ZIA Implant Ø 3.75 L 10, ZIA 3.75x11.5 ZIA Implant Ø 3.75 L 11.5, ZIA 3.75x13 ZIA Implant Ø 3.75 L 13, ZIA 4.2x6 ZIA Implant Ø 4.2 L 6, ZIA 4.2x8 ZIA Implant Ø 4.2 L 8, ZIA 4.2x10 ZIA Implant Ø 4.2 L 10, ZIA 4.2x11.5 ZIA Implant Ø 4.2 L 11.5, ZIA 4.2x13 ZIA Implant Ø 4.2 L 13, ZIA 5x6 ZIA Implant Ø 5 L 6, ZIA 5x8 ZIA Implant Ø 5 L 8, ZIA 5x10 ZIA Implant Ø 5 L 10, ZIA 5x11.5 ZIA Implant Ø 5 L 11.5, ZIA 5x13 ZIA Implant Ø 5 L 13, ZIA 6x6 ZIA Implant Ø 6 L 6, ZIA 6x8 ZIA Implant Ø 6 L 8, ZIA 6x10 ZIA Implant Ø 6 L 10, ZIA 6x11.5 ZIA Implant Ø 6 L 11.5, ZIA 6x13 ZIA Implant Ø 6 L 13, ZIC 3.3x10 ZIC Implant Ø 3.3 L 10, ZIC 3.3x11.5 ZIC Implant Ø 3.3 L 11.5, ZIC 3.3x13 ZIC Implant Ø 3.3 L 13, ZIC 3.75x8 ZIC Implant Ø 3.75 L 8, ZIC 3.75x10 ZIC Implant Ø 3.75 L 10, ZIC 3.75x11.5 ZIC Implant Ø 3.75 L 11.5, ZIC 3.75x13 ZIC Implant Ø 3.75 L 13, ZIC 4.2x8 ZIC Implant Ø 4.2 L 8, ZIC 4.2x10 ZIC Implant Ø 4.2 L 10, ZIC 4.2x11.5 ZIC Implant Ø 4.2 L 11.5, ZIC 4.2x13 ZIC Implant Ø 4.2 L 13, ZIC 5x8 ZIC Implant Ø 5 L 8, ZIC 5x10 ZIC Implant Ø 5 L 10, ZIC 5x11.5 ZIC Implant Ø 5 L 11.5, ZIC 5x13 ZIC Implant Ø 5 L 13, ZIC 6x8 ZIC Implant Ø 6 L 8, ZIC 6x10 ZIC Implant Ø 6 L 10, ZIC 6x11.5 ZIC Implant Ø 6 L 11.5, ZIC 6x13 ZIC Implant Ø 6 L 13, Alpha Dent Implants Dental Implants System Superior Implants ISP 3.3x6 Implant Superior Ø 3.3 L 6, ISP 3.3x8 Implant Superior Ø 3.3 L 8, ISP 3.3x10 Implant Superior Ø 3.3 L 10, ISP 3.3x11.5 Implant Superior Ø 3.3 L 11.5, ISP 3.3x13 Implant Superior Ø 3.3 L 13, ISP 3.75x6 Implant Superior Ø 3.75 L 6, ISP 3.75x8 Implant Superior Ø 3.75 L 8, ISP 3.75x10 Implant Superior Ø 3.75 L 10, ISP 3.75x11.5 Implant Superior Ø 3.75 L 11.5, ISP 3.75x13 Implant Superior Ø 3.75 L 13, ISP 4.2x6 Implant Superior Ø 4.2 L 6, ISP 4.2x8 Implant Superior Ø 4.2 L 8, ISP 4.2x10 Implant Superior Ø 4.2 L 10, ISP 4.2x11.5 Implant Superior Ø 4.2 L 11.5, ISP 4.2x13 Implant Superior Ø 4.2 L 13, ISP 5x6 Implant Superior Ø 5 L 6, ISP 5x8 Implant Superior Ø 5 L 8, ISP 5x10 Implant Superior Ø 5 L 10, ISP 5x11.5 Implant Superior Ø 5 L 11.5, ISP 5x13 Implant Superior Ø 5 L 13, ISPA 3.5x6.75 Implant Superior Active Ø 3.5 L 6.75, ISPA 3.5x8.0 Implant Superior Active Ø 3.5 L 8.0, ISPA 3.5x10 Implant Superior Active Ø 3.5 L 10, ISPA 3.5x11.5 Implant Superior Active Ø 3.5 L 11.5, ISPA 3.5x13 Implant Superior Active Ø 3.5 L 13, ISPA 3.5x16 Implant Superior Active Ø 3.5 L 16, ISPA 4.0x4.0 Implant Superior Active Ø 4.0 L 4.0, ISPA 4.0x6.75 Implant Superior Active Ø 4.0 L 6.75, ISPA 4.0x8.0 Implant Superior Active Ø 4.0 L 8.0, ISPA 4.0x10 Implant Superior Active Ø 4.0 L 10, ISPA 4.0x11.5 Implant Superior Active Ø 4.0 L 11.5, ISPA 4.0x13 Implant Superior Active Ø 4.0 L 13, ISPA 4.0x16 Implant Superior Active Ø 4.0 L 16, ISPA 4.5x4.0 Implant Superior Active Ø 4.5 L 4.0, ISPA 4.5x6.75 Implant Superior Active Ø 4.5 L 6.75, ISPA 4.5x8.0 Implant Superior Active Ø 4.5 L 8.0, ISPA 4.5x10 Implant Superior Active Ø 4.5 L 10, ISPA 4.5x11.5 Implant Superior Active Ø 4.5 L 11.5, ISPA 4.5x13 Implant Superior Active Ø 4.5 L 13, ISPA 5.0x4.0 Implant Superior Active Ø 5.0 L 4.0, ISPA 5.0x6.75 Implant Superior Active Ø 5.0 L 6.75, ISPA 5.0x8.0 Implant Superior Active Ø 5.0 L 8.0, ISPA 5.0x10 Implant Superior Active Ø 5.0 L 10, ISPA 5.0x11.5 Implant Superior Active Ø 5.0 L 11.5, ISPA 5.0x13 Implant Superior Active Ø 5.0 L 13, ISPA 5.5x4.0 Implant Superior Active Ø 5.5L 4.0, ISPA 5.5x6.75 Implant Superior Active Ø 5.5L 6.75, ISPA 5.5x8.0 Implant Superior Active Ø 5.5 L 8.0, ISPA 5.5x10 Implant Superior Active Ø 5.5 L 10, ISPA 5.5x11.5 Implant Superior Active Ø 5.5 L 11.5, ISPA 5.5x13 Implant Superior Active Ø 5.5 L 13, ISPA 6.0x4.0 Implant Superior Active Ø 6.0 L 4.0, ISPA 6.0x6.75 Implant Superior Active Ø 6.0 L 6.75, ISPA 6.0x8.0 Implant Superior Active Ø 6.0 L 8.0, ISPA 6.0x10 Implant Superior Active Ø 6.0 L 10, ISPA 6.0x11.5 Implant Superior Active Ø 6.0 L 11.5, ISPA 6.0x13 Implant Superior Active Ø 6.0 L 13, ZIC 3.75x16 ZIA Implant Ø 3.75L 16, ZIC 3.75x18 ZIA Implant Ø 3.75L 18, ZIC 4.2x16 ZIA Implant Ø 4.2 L 16, ZIC 4.2x18 ZIA Implant Ø 4.2 L 18 | BRIANZA DENT | 2023-04-18T00:00:00.000+02:00 | Alpha Dent Implants GmbH, Hanauer Straße, 8, 75181, Pforzheim, Germany | Alpha Dent Implants Dental Implants System СELL Implants ZIA 3.3x8 ZIA Implant Ø 3.3 L 8, ZIA 3.3x10 ZIA Implant Ø 3.3 L 10, ZIA 3.3x11.5 ZIA Implant Ø 3.3 L 11.5, ZIA 3.3x13 ZIA Implant Ø 3.3 L 13, ZIA 3.75x6 ZIA Implant Ø 3.75 L 6, ZIA 3.75x8 ZIA Implant Ø 3.75 L 8, ZIA 3.75x10 ZIA Implant Ø 3.75 L 10, ZIA 3.75x11.5 ZIA Implant Ø 3.75 L 11.5, ZIA 3.75x13 ZIA Implant Ø 3.75 L 13, ZIA 4.2x6 ZIA Implant Ø 4.2 L 6, ZIA 4.2x8 ZIA Implant Ø 4.2 L 8, ZIA 4.2x10 ZIA Implant Ø 4.2 L 10, ZIA 4.2x11.5 ZIA Implant Ø 4.2 L 11.5, ZIA 4.2x13 ZIA Implant Ø 4.2 L 13, ZIA 5x6 ZIA Implant Ø 5 L 6, ZIA 5x8 ZIA Implant Ø 5 L 8, ZIA 5x10 ZIA Implant Ø 5 L 10, ZIA 5x11.5 ZIA Implant Ø 5 L 11.5, ZIA 5x13 ZIA Implant Ø 5 L 13, ZIA 6x6 ZIA Implant Ø 6 L 6, ZIA 6x8 ZIA Implant Ø 6 L 8, ZIA 6x10 ZIA Implant Ø 6 L 10, ZIA 6x11.5 ZIA Implant Ø 6 L 11.5, ZIA 6x13 ZIA Implant Ø 6 L 13, ZIC 3.3x10 ZIC Implant Ø 3.3 L 10, ZIC 3.3x11.5 ZIC Implant Ø 3.3 L 11.5, ZIC 3.3x13 ZIC Implant Ø 3.3 L 13, ZIC 3.75x8 ZIC Implant Ø 3.75 L 8, ZIC 3.75x10 ZIC Implant Ø 3.75 L 10, ZIC 3.75x11.5 ZIC Implant Ø 3.75 L 11.5, ZIC 3.75x13 ZIC Implant Ø 3.75 L 13, ZIC 4.2x8 ZIC Implant Ø 4.2 L 8, ZIC 4.2x10 ZIC Implant Ø 4.2 L 10, ZIC 4.2x11.5 ZIC Implant Ø 4.2 L 11.5, ZIC 4.2x13 ZIC Implant Ø 4.2 L 13, ZIC 5x8 ZIC Implant Ø 5 L 8, ZIC 5x10 ZIC Implant Ø 5 L 10, ZIC 5x11.5 ZIC Implant Ø 5 L 11.5, ZIC 5x13 ZIC Implant Ø 5 L 13, ZIC 6x8 ZIC Implant Ø 6 L 8, ZIC 6x10 ZIC Implant Ø 6 L 10, ZIC 6x11.5 ZIC Implant Ø 6 L 11.5, ZIC 6x13 ZIC Implant Ø 6 L 13, Alpha Dent Implants Dental Implants System Superior Implants ISP 3.3x6 Implant Superior Ø 3.3 L 6, ISP 3.3x8 Implant Superior Ø 3.3 L 8, ISP 3.3x10 Implant Superior Ø 3.3 L 10, ISP 3.3x11.5 Implant Superior Ø 3.3 L 11.5, ISP 3.3x13 Implant Superior Ø 3.3 L 13, ISP 3.75x6 Implant Superior Ø 3.75 L 6, ISP 3.75x8 Implant Superior Ø 3.75 L 8, ISP 3.75x10 Implant Superior Ø 3.75 L 10, ISP 3.75x11.5 Implant Superior Ø 3.75 L 11.5, ISP 3.75x13 Implant Superior Ø 3.75 L 13, ISP 4.2x6 Implant Superior Ø 4.2 L 6, ISP 4.2x8 Implant Superior Ø 4.2 L 8, ISP 4.2x10 Implant Superior Ø 4.2 L 10, ISP 4.2x11.5 Implant Superior Ø 4.2 L 11.5, ISP 4.2x13 Implant Superior Ø 4.2 L 13, ISP 5x6 Implant Superior Ø 5 L 6, ISP 5x8 Implant Superior Ø 5 L 8, ISP 5x10 Implant Superior Ø 5 L 10, ISP 5x11.5 Implant Superior Ø 5 L 11.5, ISP 5x13 Implant Superior Ø 5 L 13, ISPA 3.5x6.75 Implant Superior Active Ø 3.5 L 6.75, ISPA 3.5x8.0 Implant Superior Active Ø 3.5 L 8.0, ISPA 3.5x10 Implant Superior Active Ø 3.5 L 10, ISPA 3.5x11.5 Implant Superior Active Ø 3.5 L 11.5, ISPA 3.5x13 Implant Superior Active Ø 3.5 L 13, ISPA 3.5x16 Implant Superior Active Ø 3.5 L 16, ISPA 4.0x4.0 Implant Superior Active Ø 4.0 L 4.0, ISPA 4.0x6.75 Implant Superior Active Ø 4.0 L 6.75, ISPA 4.0x8.0 Implant Superior Active Ø 4.0 L 8.0, ISPA 4.0x10 Implant Superior Active Ø 4.0 L 10, ISPA 4.0x11.5 Implant Superior Active Ø 4.0 L 11.5, ISPA 4.0x13 Implant Superior Active Ø 4.0 L 13, ISPA 4.0x16 Implant Superior Active Ø 4.0 L 16, ISPA 4.5x4.0 Implant Superior Active Ø 4.5 L 4.0, ISPA 4.5x6.75 Implant Superior Active Ø 4.5 L 6.75, ISPA 4.5x8.0 Implant Superior Active Ø 4.5 L 8.0, ISPA 4.5x10 Implant Superior Active Ø 4.5 L 10, ISPA 4.5x11.5 Implant Superior Active Ø 4.5 L 11.5, ISPA 4.5x13 Implant Superior Active Ø 4.5 L 13, ISPA 5.0x4.0 Implant Superior Active Ø 5.0 L 4.0, ISPA 5.0x6.75 Implant Superior Active Ø 5.0 L 6.75, ISPA 5.0x8.0 Implant Superior Active Ø 5.0 L 8.0, ISPA 5.0x10 Implant Superior Active Ø 5.0 L 10, ISPA 5.0x11.5 Implant Superior Active Ø 5.0 L 11.5, ISPA 5.0x13 Implant Superior Active Ø 5.0 L 13, ISPA 5.5x4.0 Implant Superior Active Ø 5.5L 4.0, ISPA 5.5x6.75 Implant Superior Active Ø 5.5L 6.75, ISPA 5.5x8.0 Implant Superior Active Ø 5.5 L 8.0, ISPA 5.5x10 Implant Superior Active Ø 5.5 L 10, ISPA 5.5x11.5 Implant Superior Active Ø 5.5 L 11.5, ISPA 5.5x13 Implant Superior Active Ø 5.5 L 13, ISPA 6.0x4.0 Implant Superior Active Ø 6.0 L 4.0, ISPA 6.0x6.75 Implant Super | Klasa IIb | Implante dentare Alpha Dent | Pajisje dentare
13948 | System KN, System Sin, 5kg, System Sin, 20kg, System MG | ÇENE | 2023-04-19T00:00:00.000+02:00 | Adentatec GmbH/ Konrad-Adenauer-Straße 13, 50996 Köln, Germany | System KN, System Sin, 5kg, System Sin, 20kg, System MG | Klasa IIa | Material jo i çmuar - Aliazh dentar me bazë nikel për derdhje, tip 3, Material jo i çmuar - pluhur metalik dentar mbi bazën e kromit kobalt për procesin e shkrirjes me lazer, tipi 5, Material jo i çmuar - Koblt - me bazë dentare aliazh derdhje, tip 5 | Tjeter
13949 | BevistoSept plus : 2070, 2071, 2073, 2090, 2091, 2092, 2093, 2099, 2100 | Amber Dental | 2023-04-19T00:00:00.000+02:00 | Beviston GmbH Scharnstedter Weg 34 - 36 27639 Wurster Nordseekuste (Nordholz) Germany | BevistoSept plus : 2070, 2071, 2073, 2090, 2091, 2092, 2093, 2099, 2100 | Klasa IIa | dezifektant ambjenti | Pajisje dentare
13972 | SIMEOX (SIMEOX_H_EU), Associated devices (TUB10_EU), Associated devices (TUB25_EU) | T R I M E D | 2023-04-26T00:00:00.000+02:00 | PHYSIO-ASSIST 31 Parc du Golf - CS 90519 13593 AIX-EN-PROVENCE FRANCE | SIMEOX (SIMEOX_H_EU), Associated devices (TUB10_EU), Associated devices (TUB25_EU) | Klasa IIa | Pajisje mjekësore me qëllim përdorimin për pastrim bronkial., Pajisje shoqëruese për pajisjen mjekësore (SIMEOX) për pastrim bronkial | Tjeter
13928 | Implant Active Bio PlusØ 3.75 L 10IAB +3.75x10, Implant Active Bio PlusØ 3.75 L 11.5IAB +3.75x11.5, Implant Active Bio PlusØ 3.75 L 13IAB +3.75x13, Implant Active Bio PlusØ 3.75 L 16IAB +3.75x16, Implant Active Bio PlusØ 3.85 L 19IAB +3.85x19, Implant Active Bio PlusØ 3.85 L 22IAB +3.85x22, Implant Active Bio PlusØ 3.85 L 25IAB +3.85x25, Implant Active Bio PlusØ 4.2 L 6IAB +4.2x6, Implant Active Bio PlusØ 4.2 L 6.75IAB +4.2x6.75, Implant Active Bio PlusØ 4.2 L 8IAB +4.2x8, Implant Active Bio PlusØ 4.2 L 10IAB +4.2x10, Implant Active Bio PlusØ 4.2 L 11.5IAB +4.2x11.5, Implant Active Bio PlusØ 4.2 L 13IAB +4.2x13, Implant Active Bio PlusØ 4.2 L 16IAB +4.2x16, Implant Active Bio PlusØ 5 L 6IAB +5.0x6, Implant Active Bio PlusØ 5 L 6.75IAB +5.0x6.75, Implant Active Bio PlusØ 5 L 8IAB +5x8, Implant Active Bio PlusØ 5 L 10IAB +5x10, Implant Active Bio PlusØ 5 L 11.5IAB 5x11.5, Implant Active Bio PlusØ 5 L 13IAB+ 5x13, Implant Active Bio PlusØ 6 L 8IAB +6.0x8, Implant Active Bio PlusØ 6.0 L 10IAB +6.0x10, Implant Active Bio PlusØ 6.0 L 11.5IAB +6.0x11.5, Implant Active Bio PlusØ 6.0 L 13IAB +6.0x13, Implant Active Bio_Ø 3.25 L 10IA 3.25x10 _, Implant Active Bio_Ø 3.25 L 11.5IA 3.25x11.5 _, Implant Active Bio_Ø 3.25 L 13IA 3.25x13 _, Implant Active Bio_Ø 3.75 L 8IA 3.75x8 _, Implant Active Bio_Ø 4.2 L 10IA 4.2x10 _, Implant Active Bio_Ø 4.2 L 11.5IA 4.2x11.5 _, Implant Active Bio_Ø 4.2 L 13IA 4.2x13 _, Implant Active Bio_Ø 4.2 L 6IA 4.2x6 _, Implant Active Bio_Ø 4.2 L 8IA 4.2x8 _, Implant Active Bio_Ø 5 L 10IA 5x10 _, Implant Active Bio_Ø 5 L 11.5IA 5x11.5 _, Implant Active Bio_Ø 5 L 13IA 5x13 _, Implant Active Bio_Ø 5 L 6IA 5x6 _, Implant Active Bio_Ø 5 L 8IA 5x8 _, Implant Classic_Ø 3.3 L 10IC 3.3x10 _, Implant Classic_Ø 3.3 L 11.5IC 3.3x11.5 _, Implant Classic_Ø 3.3 L 13IC 3.3x13 _, Implant Classic_Ø 3.75 L 10IC 3.75x10 _, Implant Classic_Ø 3.75 L 11.5IC 3.75x11.5 _, Implant Classic_Ø 3.75 L 13IC 3.75x13 _, Implant Classic_Ø 3.75 L 8IC 3.75x8 _, Implant Classic_Ø 4.2 L 10IC 4.2x10 _, Implant Classic_Ø 4.2 L 11.5IC 4.2x11.5 _, Implant Classic_Ø 4.2 L 13IC 4.2x13 _, Implant Classic_Ø 4.2 L 8IC 4.2x8 _, Implant Classic_Ø 5 L 10IC 5x10 _, Implant Classic_Ø 5 L 11.5IC 5x11.5 _, Implant Classic_Ø 5 L 13IC 5x13 _, Implant Classic_Ø 5 L 8IC 5x8 _, Implant Mega - XØ 3.3 L 6С-IMX 3.3x6, Implant Mega - XØ 3.3 L 8С-IMX 3.3x8, Implant Mega - XØ 3.3 L 10С-IMX 3.3x10, Implant Mega - XØ 3.3 L 11.5С-IMX 3.3x11.5, Implant Mega - XØ 3.3 L 13С-IMX 3.3x13, Implant Mega - XØ 3.75 L 6С-IMX 3.75x6, Implant Mega - XØ 3.75 L 8С-IMX 3.75x8, Implant Mega - XØ 3.75 L 10С-IMX 3.75x10, Implant Mega - XØ 3.75 L 11.5С-IMX 3.75x11.5, Implant Mega - XØ 3.75 L 13С-IMX 3.75x13, Implant Mega - XØ 4.2 L 6С-IMX 4.2x6, Implant Mega - XØ 4.2 L 8С-IMX 4.2x8, Implant Mega - XØ 4.2 L 10С-IMX 4.2x10, Implant Mega - XØ 4.2 L 11.5С-IMX 4.2x11.5, Implant Mega - XØ 4.2 L 13С-IMX 4.2x13, Implant Mega - XØ 5 L 6С-IMX 5x6, Implant Mega - XØ 5 L 8С-IMX 5x8, Implant Mega - XØ 5 L 10С-IMX 5x10, Implant Mega - XØ 5 L 11.5С-IMX 5x11.5, Implant Mega - XØ 5 L 13С-IMX 5x13, PRO1 ImplantØ 3.3 L 6IP 3.3x6, PRO1 ImplantØ 3.3 L 8IP 3.3x8, PRO1 ImplantØ 3.3 L 10IP 3.3x10, PRO1 ImplantØ 3.3 L 11.5IP 3.3x11.5, PRO1 ImplantØ 3.3 L 13IP 3.3x13, PRO1 ImplantØ 3.75 L 6IP 3.75x6, PRO1 ImplantØ 3.75 L 8IP 3.75x8, PRO1 ImplantØ 3.75 L 10IP 3.75x10, PRO1 ImplantØ 3.75 L 11.5IP 3.75x11.5, PRO1 ImplantØ 3.75 L 13IP 3.75x13, PRO1 ImplantØ 4.2 L 8IP 4.2x6, PRO1 ImplantØ 4.2 L 8IP 4.2x8, PRO1 ImplantØ 4.2 L 10IP4.2x10, PRO1 ImplantØ 4.2 L 11.5IP 4.2x11.5, PRO1 ImplantØ 4.2 L 13IP 4.2x13, PRO1 ImplantØ 5 L 6IP 5x6, PRO1 ImplantØ 5 L 8IP 5x8, PRO1 ImplantØ 5 L 10IP 5x10, PRO1 ImplantØ 5 L 11.5IP 5 x11.5, PRO1 ImplantØ 5 L 13IP 5x13, PRO1 ImplantØ 6 L 6IP 6x6, PRO1 ImplantØ 6 L 8IP 6x8, PRO1 ImplantØ 6 L 10IP 6x10, PRO1 ImplantØ 6 L 11.5IP 6x11.5, PRO1 ImplantØ 6 L 13IP 6x13, Implant B6-ProØ 3.3 L 6IBP 3.3x6, Implant B6-ProØ 3.3 L 8IBP 3.3x8, Implant B6-ProØ 3.3 L 10IBP 3.3x10, Implant B6-ProØ 3.3 L 11.5IBP 3.3x11.5, Implant B6-ProØ 3.3 L 13IBP 3.3x13, Implant B6-ProØ 3.75 L 6IBP 3.75x6, Implant B6-ProØ 3.75 L 8IBP 3.75x8, Implant B6-ProØ 3.75 L 10IBP 3.75x10, Implant B6-ProØ 3.75 L 11.5IBP 3.75x11.5, Implant B6-ProØ 3.75 L 13IBP 3.75x13, Implant B6-ProØ 4.2 L 6IBP 4.2x6, Implant B6-ProØ 4.2 L 8IBP 4.2x8, Implant B6-ProØ 4.2 L 10IBP 4.2x10, Implant B6-ProØ 4.2 L 11.5IBP 4.2x11.5, Implant B6-ProØ 4.2 L 13IBP 4.2x13, Implant B6-ProØ 5 L 6IBP 5x6, Implant B6-ProØ 5 L 8IBP 5x8, Implant B6-ProØ 5 L 10IBP 5x10, Implant B6-ProØ 5 L 11.5IBP 5x11.5, Implant B6-ProØ 5 L 13IBP 5x13, Implant Advanced S D 3.3 L 10Ø 3.3 L 10ATI3.3/10, Implant Advanced S D 3.3 L 11.5Ø 3.3 L 11.5ATI3.3/11.5, Implant Advanced S D 3.3 L 13Ø 3.3 L 13ATI3.3/13, Implant Advanced S D 3.75 L 8Ø 3.75 L 8ATI3.75/8, Implant Advanced S D 3.75 L 10Ø 3.75 L 10ATI3.75/10, Implant Advanced S D 3.75 L 11,5Ø 3.75 L 11.5ATI3.75/11.5, Implant Advanced S D 3.75 L 13Ø 3.75 L 13ATI3.75/13, Implant Advanced W. D 4.2 L 10Ø 4.2 L 10ATIB4.2/10, Implant Advanced W. D 4.2 L 11.5Ø 4.2 L 11.5ATIB4.2/11.5, Implant Advanced W. D 4.2 L 13Ø 4.2 L 13ATIB4.2/13, Implant Advanced W. D 4.2 L 8Ø 4.2 L 8ATIB4.2/8, Implant Advanced W. D 5 L 10Ø 5 L 10ATIB5/10, Implant Advanced W. D 5 L 11.5Ø 5 L 11.5ATIB5/11.5, Implant Advanced W. D 5 L 13Ø 5 L 13ATIB5/13, Implant Advanced W. D 5 L 8Ø 5 L 8ATIB5/8, Implant Progressive S D 3.3 L 10Ø 3.3 L 10PTI3.3/10, Implant Progressive S D 3.3 L 11.5Ø 3.3 L 11.5PTI3.3/11.5, Implant Progressive S D 3.3 L 13Ø 3.3 L 13PTI3.3/13, Implant Progressive S D 3.3 L 8Ø 3.3 L 8PTI3.3/8, Implant Progressive S D 3.75 L 10Ø 3.75 L 10PTI3.75/10, Implant Progressive S D 3.75 LØ 3.75 L 11.5PTI3.75/11.5, Implant Progressive S D 3.75 L 13Ø 3.75 L 13PTI3.75/13, Implant Progressive W. D 4.2 L 10Ø 4.2 L 10PTIB4.2/10, Implant Progressive W. D 4.2 LØ 4.2 L 11.5PTIB4.2/11.5, Implant Progressive W. D 4.2 L 13Ø 4.2 L 13PTIB4.2/13, Implant Progressive W. D 4.2 L 6Ø 4.2 L 6PTIB4.2/6, Implant Progressive W. D 4.2 L 8Ø 4.2 L 8PTIB4.2/8, Implant Progressive W. D 5.0 L 10Ø 5 L 10PTIB5/10, Implant Progressive W. D 5.0 LØ 5 L 11.5PTIB5/11.5, Implant Progressive W. D 5.0 L 13Ø 5 L 13PTIB5/13, Implant Progressive W. D 5.0 L 6Ø 5 L 6PTIB5/6, Implant Progressive W. D 5.0 L 8Ø 5 L 8PTIB5/8, Classic BR ImplantØ 6 L 10BR-C 6x10, Classic BR ImplantØ 6 L 11.5BR-C 6x11.5, Classic BR ImplantØ 6 L 13BR-C 6x13, Active Pro ImplantØ 3.3 L 8IAPI 3.3x8, Active Pro ImplantØ 3.3 L 10IAPI 3.3x10, Active Pro ImplantØ 3.3 L 11.5IAPI 3x11.5, Active Pro ImplantØ 3.3 L 13IAPI 3.3x13, Active Pro ImplantØ 3.75 L 6IAPI 3.75x6, Active Pro ImplantØ 3.75 L 8IAPI 3.75x8, Active Pro ImplantØ 3.75 L 10IAPI3.75x10, Active Pro ImplantØ 3.75 L 11.5IAPI 3.75x11.5, Active Pro ImplantØ 3.75 L 13IAPI 3.75x13, Active Pro ImplantØ 4.2 L 6IAPI 4.2x6, Active Pro ImplantØ 4.2 L 8IAPI 4.2x8, Active Pro ImplantØ 4.2 L 10IAPI 4.2x10, Active Pro ImplantØ 4.2 L 11.5IAPI 4.2x11.5, Active Pro ImplantØ 4.2 L 13IAPI 4.2x13, Active Pro ImplantØ 5 L 6IAPI 5x6, Active Pro ImplantØ 5 L 8IAPI 5x8, Alpha Dent Implants Dental Implants Implant ActiveØ 3.3 L 8 IA 3.3x8, Implant ActiveØ 3.3 L 10 IA 3.3x10, Implant ActiveØ 3.3 L 11.5 IA 3.3x11.5, Implant ActiveØ 3.3 L 13 IA 3.3x13, Implant ActiveØ 3.75 L 6 IA 3.75x6, Implant ActiveØ 3.75 L 8 IA 3.75x8, Implant ActiveØ 3.75 L 10 IA 3.75x10, Implant ActiveØ 3.75 L 11.5 IA 3.75x11.5, Implant ActiveØ 3.75 L 13 IA 3.75x13, Implant ActiveØ 4.2 L 6 IA 4.2x6, Implant ActiveØ 4.2 L 8 IA 4.2x8, Implant ActiveØ 4.2 L 10 IA 4.2x10, Implant ActiveØ 4.2 L 11.5 IA 4.2x11.5, Implant ActiveØ 4.2 L 13 IA 4.2x13, Implant ActiveØ 5 L 6 IA 5x6, Implant ActiveØ 5 L 8IA 5x8, Implant ActiveØ 5 L 10IA 5x10, Implant ActiveØ 5 L 11.5IA 5x11.5, Implant ActiveØ 5 L 13IA 5x13, Implant ActiveØ 6 L 6IA 6x6, Implant ActiveØ 6 L 8IA 6x8, Implant ActiveØ 6 L 10IA 6x10, Implant ActiveØ 6 L 11.5IA 6x11.5, Implant ActiveØ 6 L 13IA 6x13, Implant ClassicØ 3.3 L 10IC 3.3x10, Implant ClassicØ 3.3 L 11.5IC 3.3x11.5, Implant ClassicØ 3.3 L 13IC 3.3x13, Implant ClassicØ 3.75 L 8IC 3.75x8, Implant ClassicØ 3.75 L 10IC 3.75x10, Implant ClassicØ 3.75 L 11.5IC 3.75x11.5, Implant ClassicØ 3.75 L 13IC 3.75x13, Implant ClassicØ 4.2 L 8IC 4.2x8, Implant ClassicØ 4.2 L 10IC 4.2x10, Implant ClassicØ 4.2 L 11.5IC 4.2x11.5, Implant ClassicØ 4.2 L 13IC 4.2x13, Implant ClassicØ 5 L 8IC 5x8, Implant ClassicØ 5 L 10IC 5x10, Implant ClassicØ 5 L 11.5IC 5x11.5, Implant ClassicØ 5 L 13IC 5x13, Implant ClassicØ 6 L 8IC 6x8, Implant ClassicØ 6 L 10IC 6x10, Implant ClassicØ 6 L 11.5IC 6x11.5, Implant ClassicØ 6 L 13IC 6x13, Implant SlimØ 3.25 L 10IS 3x10, Implant SlimØ 3.25 L 11.5IS 3x11.5, Implant SlimØ 3.25 L 13IS 3x13, Implant SlimØ 3.25 L 16IS 3x16, Implant SlimØ 3.25 L 18IS 3x18, Implant SlimØ 3.25 L 20IS 3x20, Implant Integral SlimØ 3.3 L 8IIS 3.3x8, Implant Integral SlimØ 3.3 L 10IIS 3.3x10, Implant Integral SlimØ 3.3 L 11.5IIS 3.3x11.5, Implant Integral SlimØ 3.3 L 13IIS 3.3x13, Implant Integral SlimØ 3.8 L 8IIS 3.8x8, Implant Integral SlimØ 3.8 L 10IIS 3.8x10, Implant Integral SlimØ 3.8 L 11.5IIS 3.8x11.5, Implant Integral SlimØ 3.8 L 13IIS 3.8x13, Implant Integral SlimØ 4.2 L 6IIS 4.2x6, Implant Integral SlimØ 4.2 L 8IIS 4.2x8, Implant Integral SlimØ 4.2 L 10IIS 4.2x10, Implant Integral SlimØ 4.2 L 11.5IIS 4.2x11.5, Implant Integral SlimØ 4.2 L 13IIS 4.2x13, Implant Integral SlimØ 5.0 L 6IIS 5x6, Implant Integral SlimØ 5.0 L 8IIS 5x8, Implant Integral SlimØ 5.0 L 10IIS 5x10, Implant Integral SlimØ 5.0 L 11.5IIS 5x11.5, Implant Integral SlimØ 5.0 L 13IIS 5x13, Implant Active KonusØ 3.3 L 6IAK 3.3x6, Implant Active KonusØ 3.3 L 8IAK 3.3х8, Implant Active KonusØ 3.3 L 10IAK 3.3x10, Implant Active KonusØ 3.3 L 11.5IAK 3.3x11.5, Implant Active KonusØ 3.3 L 13IAK 3.3x13, Implant Active KonusØ 3.75 L 6IAK 3.75x6, Implant Active KonusØ 3.75 L 8IAK 3.75x8, Implant Active KonusØ 3.75 L 10IAK 3.75x10, Implant Active KonusØ 3.75 L 11.5IAK 3.75x11.5, Implant Active KonusØ 3.75 L 13IAK 3.75x13, Implant Active KonusØ 4.2 L 6IAK 4.2x6, Implant Active KonusØ 4.2 L 8IAK 4.2x8, Implant Active KonusØ 4.2 L 10IAK 4.2x10, Implant Active KonusØ 4.2 L 11.5IAK 4.2x11.5, Implant Active KonusØ 4.2 L 13IAK 4.2x13, Implant Active KonusØ 5 L 6IAK 5x6, Implant Active KonusØ 5 L 8IAK 5x8, Implant Active KonusØ 5 L 10IAK 5x10, Implant Active KonusØ 5 L 11.5IAK 5x11.5, Implant Active KonusØ 5 L 13IAK 5x13, Implant Active KonusØ 6 L 8IAK 6x8, Implant Active KonusØ 6 L 10IAK 6x10, Implant Active KonusØ 6 L 11.5IAK 6x11.5, Implant Active KonusØ 6 L 13IAK 6x13, Implant Classic KonusØ 3.3 L 10ICK 3.3x10, Implant Classic KonusØ 3.3 L 11.5ICK 3.3x11.5, Implant Classic KonusØ 3.3 L 13ICK 3.3x13, Implant Classic KonusØ 3.75 L 8ICK 3.75x8, Implant Classic KonusØ 3.75 L 10ICK 3.75x10, Implant Classic KonusØ 3.75 L 11.5ICK 3.75x11.5, Implant Classic KonusØ 3.75 L 13ICK 3.75x13, Implant Classic KonusØ 4.2 L 8ICK 4.2x8, Implant Classic KonusØ 4.2 L 10ICK 4.2x10, Implant Classic KonusØ 4.2 L 11.5ICK 4.2x11.5, Implant Classic KonusØ 4.2 L 13ICK 4.2x13, Implant Classic KonusØ 5 L 8ICK 5x8, Implant Classic KonusØ 5 L 10ICK 5x10, Implant Classic KonusØ 5 L 11.5ICK 5x11.5, Implant Classic KonusØ 5 L 13ICK 5x13, Implant Classic KonusØ 6 L 8ICK 6x8, Implant Classic KonusØ 6 L 10ICK 6x10, Implant Classic KonusØ 6 L 11.5ICK 6x11.5, Implant Classic KonusØ 6 L 13ICK 6x13, Alpha Dent Implants Dental Implant Active BioØ 3.75 L 8IAB 3.75x8, Implant Active BioØ 3.75 L 10IAB 3.75x10, Implant Active BioØ 3.75 L 11.5IAB 3.75x11.5, Implant Active BioØ 3.75 L 13IAB 3.75x13, Implant Active BioØ 3.75 L 16IAB 3.75x16, Implant Active BioØ 4.2 L 8IAB 4.2x8, Implant Active BioØ 4.2 L 10IAB 4.2x10, Implant Active BioØ 4.2 L 11.5IAB 4.2x11.5, Implant Active BioØ 4.2 L 13IAB 4.2x13, Implant Active BioØ 4.2 L 16IAB 4.2x16, Implant Active BioØ 5 L 8IAB 5x8, Implant Active BioØ 5 L 10IAB 5x10, Implant Active BioØ 5 L 11.5IAB 5x11.5, Implant Active BioØ 5 L 13IAB 5x13, Implant Active Bio KonusØ 3.3 L 6.75IAB 3.3x6.75, Implant Active Bio KonusØ 3.3 L 8IAB 3.3x8, Implant Active Bio KonusØ 3.3 L 10IAB 3.3x10, Implant Active Bio KonusØ 3.3 L 11.5IAB 3.3x11.5, Implant Active Bio KonusØ 3.3 L 13IAB 3.3x13, Implant Active Bio KonusØ 3.75 L 6.75IAB 3.75x6.75, Implant Active Bio KonusØ 4.2 L 6IAB 4.2x6, Implant Active Bio KonusØ 4.2 L 6.75IAB 4.2x6.75, Implant Active Bio KonusØ 5 L 6IAB 5.0x6, Implant Active Bio KonusØ 5 L 6.75IAB 5.0x6.75, Implant Active Bio KonusØ 6 L 8IAB 6.0x8, Implant Active Bio KonusØ 6.0 L 10IAB 6.0x10, Implant Active Bio KonusØ 6.0 L 11.5IAB 6.0x11.5, Implant Active Bio KonusØ 6.0 L 13IAB 6.0x13, Implant Active Bio PlusØ 3.3 L 6.75IAB +3.3x6.75, Implant Active Bio PlusØ 3.3 L 8IAB +3.3x8, Implant Active Bio PlusØ 3.3 L 10IAB +3.3x10, Implant Active Bio PlusØ 3.3 L 11.5IAB +3.3x11.5, Implant Active Bio PlusØ 3.3 L 13IAB +3.3x13, Implant Active Bio PlusØ 3.75 L 6.75IAB +3.75x6.75, Implant Active Bio PlusØ 3.75 L 8IAB +3.75x8, Active Pro ImplantØ 5 L 10IAPI 5x10, Active Pro ImplantØ 5 L 11.5IAPI 5x11.5, Active Pro ImplantØ 5 L 13IAPI 5x13, Active Pro ImplantØ 6 L 6IAPI 6x6, Active Pro ImplantØ 6 L 8IAPI 6x8, Active Pro ImplantØ 6 L 10IAPI 6x10, Active Pro ImplantØ 6 L 11.5IAPI 6x11.5, Active Pro ImplantØ 6 L 13IAPI 6x13, Abutments and suprastructure Titanium Abutment 1mmTA001, Titanium Abutment Konus 3 1mmTAK 3/001, Titanium Abutment Konus 4.2 1mmTAK 4.2/001, Titanium Abutment 2mmTA002, Titanium Abutment Konus 3 2mmTAK 3/002, Titanium Abutment Konus 4.2 2mmTAK 4.2/002, Titanium Abutment 3mmTA003, Titanium Abutment Konus 3 3mmTAK 3/003, Titanium Abutment Konus 3 4 mmTAK 3/004, Titanium Abutment Konus 3 5 mmTAK 3/005, Titanium Abutment Konus 4.2 3mmTAK 4.2/003, Titanium Abutment 11mmTA11, Titanium Abutment Konus 3 11mmTAK3 11, Titanium Abutment Konus 4.2 11mmTAK4.2 11, Titanium Abutment 12mmTA12, Titanium Abutment Konus 3 12mmTAK 3 12, Titanium Abutment Konus 4.2 12mmTAK 4.2 12, Titanium Abutment Konus 4.2 7mmTAK 4.2/7, Titanium Abutment 7mmTA7, Titanium Abutment Konus 3 7mmTAK 3 7, Titanium Abutment 9mmTA9, Healing Cap Pre-Molar Konus 4.2 2.25mmHCPK4.2/2.25, Healing Cap Pre-Molar Konus 4.2 4.0mmHCPK4.2/4.0, Healing Cap Pre-Molar Konus 3 2.25mmHCPK3/2.25, Healing Cap Pre-Molar Konus 3 4.0mmHCPK3/4.0, Healing Cap Konus 3 2mmHCK 3/2, Healing CAP Konus Ø4.2 L 5.5HCK 3/5, Healing CAP Konus Ø4.2 L 2.0HCK 3/7, Wide Healing CAP Ø 5.5 L 2.5HCWK 3/2, Wide Healing CAP Ø 5.5 L 3.5HCWK 3/3, Wide Healing CAP Ø 5.5 L 4.5HCWK 3/4, Wide Healing CAP Ø 5.5 L 5.5HCWK 3/5, Wide Healing CAP Ø 5.5 L 7.5HCWK 3/7, Wide Healing CAP Ø 6.5 L 3.5HCWK 6.5/3, Wide Healing CAP Ø 6.5 L 4.5HCWK 6.5/4, Wide Healing CAP Ø 6.5 L 5.5HCWK 6.5/5, Wide Healing CAP Ø 6.5 L 7.0HCWK 6.5/7, Wide Healing CAP Ø 8.0 L 3.5HCWK 8.0/3, Wide Healing CAP Ø 8.0 L 4.5HCWK 8.0/4, Wide Healing CAP Ø 8.0 L 5.0HCWK 8.0/5, Wide Healing CAP Ø 8.0 L 7.5HCWK 8.0/7, Healing Cap Konus 3 3mmHCK 3/3, Healing Cap Konus 3 4mmHCK 3/4, Titanium platform for CAD_CAM MUTPC-MU, Titanium platform for CAD/CAM. Konus 3 Non HexТРСК3-NH, Titanium platform for CAD/CAM. Konus 4.2 Non HexТРСК4.2-NH, Base for Out-Burnt AbutmentCCM Base, Locator L-1 mmLC1, Locator L-2 mmLC2, Locator L-3 mmLC3, Locator L-4 mmLC4, Locator L-5 mmLC5, Locator L-6 mmLC6, Locator 3LCK3/1, Locator 3LCK3/2, Locator 3LCK3/3, Locator 3LCK3/4, Locator 3LCK3/5, Locator 3LCK3/6, Locator 4.2LCK4.2/1, Locator 4.2LCK4.2/2, Locator 4.2LCK4.2/3, Locator 4.2LCK4.2/4, Locator 4.2LCK4.2/5, Locator 4.2LCK4.2/6, Cover Screw for Konus 3CSK 300, Cover Screw for Konus 3CSK 300/1, Screw for abutment KonusSCREW TAAK, Angled Anatomic Abutment W. 25 degreeEAAB25, Angled Anatomic Abutment W. 2mm 25 degreeEAAB2502, Angled Anatomic Abutment W. 15 degreeEAAB15, Angled Anatomic Abutment W. 15 degree 1mmEAAB1501, Angled Anatomic Abutment W. 15 degree 2mmEAAB1502, Angled Anatomic Abutment W. 15 degree 3mmEAAB1503, Angled Anatomic Abutment S 15 degreeEAAS15, Angled Anatomic Abutment S 15 degree 1mmEAAS1501, Angled Anatomic Abutment S 15 degree 2mmEAAS1502, Angled Anatomic Abutment S 15 degree 3mmEAAS1503, Angled Anatomic Abutment S 25 degreeEAAS25, Angled Anatomic Abutment S 2mm 25 degreeEAAS2502, Angled abutment canine W 15 degr 10.0mmEACB15/10.0, Angled abutment canine W 15 degr 9.0mmEACB15/9.0, Angled abutment canine W 25 degr 10.0mmEACB25/10.0, Angled abutment canine W 25 degr 9.0mmEACB25/9.0, Angled abutment canine S 15 degr 10.0mmEACS15/10.0, Angled abutment canine S 15 deg 9 mmEACS15/9.0, Angled abutment canine S 25 degr 10.0mmEACS25/10.0, Angled abutment canine S 25 degr 9.0mmEACS25/9.0, Angled abutment incisor W 15 degr 10.0mmEAIB15/10.0, Angled abutment incisor W 15 degr 9.0mmEAIB15/9.0, Angled abutment incisor W 25 deg 10 mmEAIB25/10.0, Angled abutment incisor W 25 degr 9.0mmEAIB25/9.0, Angled abutment incisor S 15 degr 10.0mmEAIS15/10.0, Angled abutment incisor S 15 degr 9.0mmEAIS15/9.0, Angled abutment incisor S 25 degr 10.0mmEAIS25/10.0, Angled abutment incisor S 25 degr 9.0mmEAIS25/9.0, Angled Abutment Molar W 15 degr 8.0mmEAMB15/8.0, Angled Abutment Molar W 15 degr 9.0mmEAMB15/9.0, Angled Abutment Molar W 25 degr 8.0mmEAMB25/8.0, Angled Abutment Molar W 25 degr 9.0mmEAMB25/9.0, Angled Abutment Molar S 15 degr 8.0mmEAMS15/8.0, Angled Abutment Molar S 15 degr 9.0mmEAMS15/9.0, Angled Abutment Molar S 25 degr 8.0mmEAMS25/8.0, Angled Abutment Molar S 25 degr 9.0mmEAMS25/9.0, Angled Abutment PreMolar W 15 degr 10.0mmEAPB15/10.0, Angled Abutment PreMolar l W 15 degr 9.0mmEAPB15/9.0, Angled Abutment PreMolar l W 25 degr 10.0mmEAPB25/10.0, Angled Abutment PreMolar W 25 degr 9.0mmEAPB25/9.0, Angled Abutment PreMolar S 15 degr 10.0mmEAPS15/10.0, Angled Abutment PreMolar S 15 degr 9.0mmEAPS15/9.0, Angled Abutment PreMolar l S 25 degr 10.0mmEAPS25/10.0, Angled Abutment PreMolar l S 25 degr 9.0mmEAPS25/9.0, Straight Аnatomic Abutment W. 1mmGAAB1, Straight Аnatomic Abutment W. 2mmGAAB2, Straight Аnatomic Abutment W. 3mmGAAB3, Straight Anatomic Abutment S Wide 1mmGAAS/W-1, Straight Anatomic Abutment S Wide 2mmGAAS/W-2, Straight Anatomic Abutment S Wide 3mmGAAS/W-3, Straight Anatomic Abutment S 1mmGAAS1, Straight Anatomic Abutment S 2mmGAAS2, Straight Anatomic Abutment S 3mmGAAS3, Straight АbutmentGAB13, Straight АbutmentGAB8, Straight АbutmentGAB9, Straight Abutment W. Wide 9mmGABB9, Straight Abutment S. Wide 9mmGABS9, Abutment Canine Type W. 10.5mmGACB10.5, Abutment Canine Type W. 9.0mmGACB9.0, Abutment Canine Type S. 10.5mmGACS10.5, Abutment Canine Type S. 9.0mmGACS9.0, Gingiva Healing Abutment for Aesthetic S 2mmGAES2, Abutment Incisor Type W. 10.0mmGAIB10.0, Abutment Incisor Type W. 8.5mmGAIB8.5, Abutment Incisor Type S. 10.0mmGAIS10.0, Abutment Incisor Type S. 8.5mmGAIS8.5, Abutment Molar Type W. 7.5mmGAMB7.5, Abutment Molar Type W. 8.5mmGAMB8.5, Abutment Molar Type S. 7.5mmGAMS7.5, Abutment Molar Type S. 8.5mmGAMS8.5, Abutment PreMolar Type W. 10.5mmGAPB10.5, Abutment PreMolar Type W. 9.0mmGAPB9.0, Abutment PreMolar Type S. 10.5mmGAPS10.5, Abutment PreMolar Type S. 9.0mmGAPS9.0, Straight Abutment S 8mmGAS8, Straight Abutment S 9mmGAS9, Straight Abutment S 13mmGAS13, Titanium Sleeve for Aesthetic AbutmentGAVAA, Scanmarker for CAD/CAM W.STPB, Scanmarker for CAD/CAM S.STPS, Titanium Scan Abutment for CAD/CAM S. platformSTPS-Ti, Titanium Scan Abutment for CAD/CAM W. platformSTPB-Ti, Scan Abutment for MUSTP MU, Titanium platform for CAD_CAM MUTPMU, Titanium basis with a plastic cap W. 1mmTBKB1, Titanium basis with a plastic cap S 1mmTBKS1, Titanium basis for multiunit W. 1mm 17 degreeTBMB1701, Titanium basis for multiunit W. 2mm 17 degreeTBMB1702, Titanium basis for multiunit W. 3mm 17 degreeTBMB1703, Titanium basis for multiunit W. 1mm 30 degreeTBMB3001, Titanium basis for multiunit W. 2mm 30 degreeTBMB3002, Titanium basis for multiunit W. 3mm 30 degreeTBMB3003, Titanium basis for multiunit S 1mm 17 degreeTBMS1701, Titanium basis for multiunit S 2mm 17 degreeTBMS1702, Titanium basis for multiunit S 3mm 17 degreeTBMS1703, Titanium basis for multiunit S 1mm 30 degreeTBMS3001, Titanium basis for multiunit S 2mm 30 degreeTBMS3002, Titanium basis for multiunit S 3mm 30 degreeTBMS3003, Temporary Straight Abutment S 1mmTGAS1, Temporary Sleeve for Angulated Multi-UnitTGMN1, Ti Base WTBW, Ti Base STBS, Titanium platform for CAD/CAM W Non HexTPB-NH, Titanium platform for CAD/CAM W.TPB, Titanium platform for CAD/CAM W. 1TPB1, Titanium platform for CAD/CAM W. 2TPB2, Titanium platform for CAD/CAM W. 3TPB3, Titanium platform for CAD/CAM S Non HexTPS-NH, Titanium platform for CAD/CAM KonusTPCK3-NH/2, Titanium platform for CAD/CAM KonusTPCK3-NH/3, Titanium platform for CAD/CAM KonusTPCK3-NH/4, Titanium platform for CAD/CAM STPS, Titanium platform for CAD/CAM S 1TPS1, Titanium platform for CAD/CAM S 2TPS2, Titanium platform for CAD/CAM S 3TPS3, Antirotational Aesthetic Abutment W. 1mmVAAB1, Antirotational Aesthetic Abutment W. 2mmVAAB2, Antirotational Aesthetic Abutment W. 3mmVAAB3, Titanium Abutment Konus 3 9mmTAK 3 9, Titanium Abutment Konus 4.2 9mmTAK 4.2 9, Titanium Abutment Wide Konus 3 1 mmTAWK3/001, Titanium Abutment Wide Konus 3 2 mmTAWK3/002, Titanium Abutment Wide Konus 3 3 mmTAWK3/003, Titanium Abutment Wide Konus 3 9 mmTAWK3/009, Titanium Abutments for implant slimTAS001, Titanium Abutments for implant slimTAS002, Titanium Abutments for implant slimTAS003, Titanium AbutmentTPC, Angulated Titanium Abutment for SlimTAS015, Angulated Titanium Abutment 15 degTAA015, Angulated Titanium Abutment Konus 3 15 degTAAК 3/015, Angulated Titanium Abutment Konus 4.2 15 degTAAК 4.2/015, Angulated Titanium Abutment 15 deg 1mmTAA01501, Angulated Titanium Abutment 15 deg 1mm 3 KonusTAAK 3/01501, Angulated Titanium Abutment 15 deg 1mm 4.2 KonusTAAK 4.2/01501, Angulated Titanium Abutment 15 deg 2mmTAA01502, Angulated Titanium Abutment 15 deg 2mm 3 KonusTAAK 3/01502, Angulated Titanium Abutment 15 deg 2mm 4.2 KonusTAAK 4.2/01502, Angulated Titanium Abutment 15 deg 3mmTAA01503, Angulated Titanium Abutment 15 deg 3mm 3 KonusTAAK 3/01503, Angulated Titanium Abutment 15 deg 3mm 4 KonusTAAK 3/1504, Angulated Titanium Abutment 15 deg 3mm 5 KonusTAAK 3/1505, Angulated Titanium Abutment 15 deg 3mm 4.2 KonusTAAK 4.2/01503, Angulated Titanium Abutment 25 degTAA025, Angulated Titanium Abutment Konus 3 25 degTAAК 3/025, Angulated Titanium Abutment Konus 4.2 25 degTAAК 4.2/025, Angulated Titanium Abutment 25 deg 1mmTAA02501, Angulated Titanium Abutment 25 deg 1mm 3 KonusTAAK 3/02501, Angulated Titanium Abutment 25 deg 1mm 4.2 KonusTAAK 4.2/02501, Angulated Titanium Abutment 25 deg 1mmTAA02502, Angulated Titanium Abutment 25 deg 2mm 3 KonusTAAK 3/02502, Angulated Titanium Abutment 25 deg 2mm 4 KonusTAAK 3/02504, Angulated Titanium Abutment 25 deg 2mm 4.2 KonusTAAK 4.2/02502, Angulated Titanium Abutment 25 deg 3mmTAA02503, Angulated Titanium Abutment 25 deg 3mm 3 KonusTAAK 3/02503, Angulated Titanium Abutment 25 deg 3mm 4.2 KonusTAAK 4.2/02503, Angulated Titanium Abutment 35 degTAA035, Angulated Titanium Abutment 45 degTAA045, Titanium Esthetic Abutment 1mmTAE1, Titanium Esthetic Abutment 1mm Konus3TAEK 3/1, Titanium Esthetic Abutment 1mm Konus4.2TAEK 4.2/1, Titanium Esthetic Abutment 2mmTAE2, Titanium Esthetic Abutment 2mm Konus3TAEK 3/2, Titanium Esthetic Abutment 2mm Konus4.2TAEK 4.2/2, Titanium Esthetic Abutment 3mmTAE3, Titanium Esthetic Abutment 3mm 3 KonusTAEK 3/3, Titanium Esthetic Abutment 3mm 4.2 KonusTAEK 4.2/3, Antirotational Esthetic Abutment Konus 3 1mmAEAK3/001, Antirotational Esthetic Abutment Konus 3 2mmAEAK3/002, Antirotational Esthetic Abutment Konus 3 3mmAEAK3/003, Antirotational Esthetic Abutment Konus 3 + 1mmAEAK3/001+, Antirotational Esthetic Abutment Konus 3 + 2mmAEAK3/002+, Antirotational Esthetic Abutment Konus 3 + 3mmAEAK3/003+, Antirotational Esthetic Abutment Konus 4.2 1mmAEAK4.2/001, Antirotational Esthetic Abutment Konus 4.2 2mmAEAK4.2/002, Antirotational Esthetic Abutment Konus 4.2 3mmAEAK4.2/003, Antirotational Esthetic Abutment Konus 4.2 + 1mmAEAK4.2/001+, Antirotational Esthetic Abutment Konus 4.2 + 2mmAEAK4.2/002+, Antirotational Esthetic Abutment Konus 4.2 + 3mmAEAK4.2/003+, Aesthetic Antirotational Abutment (Straight multi- unit)AEA001, Aesthetic Antirotational Abutment (Straight multi- unit)AEA002, Aesthetic Antirotational Abutment (Straight multi- unit)AEA003, Antirotational Esthetic Abutment Konus 4.2 + 3mmAEAK4.2/3001, Antirotational Esthetic Abutment Konus 4.2 + 3mmAEAK4.2/3002, Antirotational Esthetic Abutment Konus 4.2 + 3mmAEAK4.2/3003, Abutment Training Ti Narow 9mmATN9-Ti, Abutment Training Ti Wide 9mmATW9-Ti, Scan –Abutment for CAD/CAMAT9, Composed Hex AbutmentPTA, Composed Hex Abutment Konus 3PTAK3, Composed Hex Abutment Konus 4.2PTAK4.2, Plastic Burnout Abutment without a HexagonPAM, Angulated Titanium Abutment Long 015 degTAL 015, Angulated Titanium Abutment Long Konus 3 015 degTALK 3/015, Angulated Titanium Abutment Long Konus 4.2 015 degTALK 4.2/015, Titanium Abutment for Slim 9mmTAS9, Titanium Abutment Narrow 7 mmTAN7, Titanium Abutment Narrow 9 mmTAN9, Antirotational Titanium wide Abutment with a shoulderTA001W, Antirotational Titanium wide Abutment with a | BRIANZA DENT | 2023-04-25T00:00:00.000+02:00 | Alpha Dent Implants GmbH, Hanauer Straße, 8, 75181, Pforzheim, Germany | Implant Active Bio PlusØ 3.75 L 10IAB +3.75x10, Implant Active Bio PlusØ 3.75 L 11.5IAB +3.75x11.5, Implant Active Bio PlusØ 3.75 L 13IAB +3.75x13, Implant Active Bio PlusØ 3.75 L 16IAB +3.75x16, Implant Active Bio PlusØ 3.85 L 19IAB +3.85x19, Implant Active Bio PlusØ 3.85 L 22IAB +3.85x22, Implant Active Bio PlusØ 3.85 L 25IAB +3.85x25, Implant Active Bio PlusØ 4.2 L 6IAB +4.2x6, Implant Active Bio PlusØ 4.2 L 6.75IAB +4.2x6.75, Implant Active Bio PlusØ 4.2 L 8IAB +4.2x8, Implant Active Bio PlusØ 4.2 L 10IAB +4.2x10, Implant Active Bio PlusØ 4.2 L 11.5IAB +4.2x11.5, Implant Active Bio PlusØ 4.2 L 13IAB +4.2x13, Implant Active Bio PlusØ 4.2 L 16IAB +4.2x16, Implant Active Bio PlusØ 5 L 6IAB +5.0x6, Implant Active Bio PlusØ 5 L 6.75IAB +5.0x6.75, Implant Active Bio PlusØ 5 L 8IAB +5x8, Implant Active Bio PlusØ 5 L 10IAB +5x10, Implant Active Bio PlusØ 5 L 11.5IAB 5x11.5, Implant Active Bio PlusØ 5 L 13IAB+ 5x13, Implant Active Bio PlusØ 6 L 8IAB +6.0x8, Implant Active Bio PlusØ 6.0 L 10IAB +6.0x10, Implant Active Bio PlusØ 6.0 L 11.5IAB +6.0x11.5, Implant Active Bio PlusØ 6.0 L 13IAB +6.0x13, Implant Active Bio_Ø 3.25 L 10IA 3.25x10 _, Implant Active Bio_Ø 3.25 L 11.5IA 3.25x11.5 _, Implant Active Bio_Ø 3.25 L 13IA 3.25x13 _, Implant Active Bio_Ø 3.75 L 8IA 3.75x8 _, Implant Active Bio_Ø 4.2 L 10IA 4.2x10 _, Implant Active Bio_Ø 4.2 L 11.5IA 4.2x11.5 _, Implant Active Bio_Ø 4.2 L 13IA 4.2x13 _, Implant Active Bio_Ø 4.2 L 6IA 4.2x6 _, Implant Active Bio_Ø 4.2 L 8IA 4.2x8 _, Implant Active Bio_Ø 5 L 10IA 5x10 _, Implant Active Bio_Ø 5 L 11.5IA 5x11.5 _, Implant Active Bio_Ø 5 L 13IA 5x13 _, Implant Active Bio_Ø 5 L 6IA 5x6 _, Implant Active Bio_Ø 5 L 8IA 5x8 _, Implant Classic_Ø 3.3 L 10IC 3.3x10 _, Implant Classic_Ø 3.3 L 11.5IC 3.3x11.5 _, Implant Classic_Ø 3.3 L 13IC 3.3x13 _, Implant Classic_Ø 3.75 L 10IC 3.75x10 _, Implant Classic_Ø 3.75 L 11.5IC 3.75x11.5 _, Implant Classic_Ø 3.75 L 13IC 3.75x13 _, Implant Classic_Ø 3.75 L 8IC 3.75x8 _, Implant Classic_Ø 4.2 L 10IC 4.2x10 _, Implant Classic_Ø 4.2 L 11.5IC 4.2x11.5 _, Implant Classic_Ø 4.2 L 13IC 4.2x13 _, Implant Classic_Ø 4.2 L 8IC 4.2x8 _, Implant Classic_Ø 5 L 10IC 5x10 _, Implant Classic_Ø 5 L 11.5IC 5x11.5 _, Implant Classic_Ø 5 L 13IC 5x13 _, Implant Classic_Ø 5 L 8IC 5x8 _, Implant Mega - XØ 3.3 L 6С-IMX 3.3x6, Implant Mega - XØ 3.3 L 8С-IMX 3.3x8, Implant Mega - XØ 3.3 L 10С-IMX 3.3x10, Implant Mega - XØ 3.3 L 11.5С-IMX 3.3x11.5, Implant Mega - XØ 3.3 L 13С-IMX 3.3x13, Implant Mega - XØ 3.75 L 6С-IMX 3.75x6, Implant Mega - XØ 3.75 L 8С-IMX 3.75x8, Implant Mega - XØ 3.75 L 10С-IMX 3.75x10, Implant Mega - XØ 3.75 L 11.5С-IMX 3.75x11.5, Implant Mega - XØ 3.75 L 13С-IMX 3.75x13, Implant Mega - XØ 4.2 L 6С-IMX 4.2x6, Implant Mega - XØ 4.2 L 8С-IMX 4.2x8, Implant Mega - XØ 4.2 L 10С-IMX 4.2x10, Implant Mega - XØ 4.2 L 11.5С-IMX 4.2x11.5, Implant Mega - XØ 4.2 L 13С-IMX 4.2x13, Implant Mega - XØ 5 L 6С-IMX 5x6, Implant Mega - XØ 5 L 8С-IMX 5x8, Implant Mega - XØ 5 L 10С-IMX 5x10, Implant Mega - XØ 5 L 11.5С-IMX 5x11.5, Implant Mega - XØ 5 L 13С-IMX 5x13, PRO1 ImplantØ 3.3 L 6IP 3.3x6, PRO1 ImplantØ 3.3 L 8IP 3.3x8, PRO1 ImplantØ 3.3 L 10IP 3.3x10, PRO1 ImplantØ 3.3 L 11.5IP 3.3x11.5, PRO1 ImplantØ 3.3 L 13IP 3.3x13, PRO1 ImplantØ 3.75 L 6IP 3.75x6, PRO1 ImplantØ 3.75 L 8IP 3.75x8, PRO1 ImplantØ 3.75 L 10IP 3.75x10, PRO1 ImplantØ 3.75 L 11.5IP 3.75x11.5, PRO1 ImplantØ 3.75 L 13IP 3.75x13, PRO1 ImplantØ 4.2 L 8IP 4.2x6, PRO1 ImplantØ 4.2 L 8IP 4.2x8, PRO1 ImplantØ 4.2 L 10IP4.2x10, PRO1 ImplantØ 4.2 L 11.5IP 4.2x11.5, PRO1 ImplantØ 4.2 L 13IP 4.2x13, PRO1 ImplantØ 5 L 6IP 5x6, PRO1 ImplantØ 5 L 8IP 5x8, PRO1 ImplantØ 5 L 10IP 5x10, PRO1 ImplantØ 5 L 11.5IP 5 x11.5, PRO1 ImplantØ 5 L 13IP 5x13, PRO1 ImplantØ 6 L 6IP 6x6, PRO1 ImplantØ 6 L 8IP 6x8, PRO1 ImplantØ 6 L 10IP 6x10, PRO1 ImplantØ 6 L 11.5IP 6x11.5, PRO1 ImplantØ 6 L 13IP 6x13, Implant B6-ProØ 3.3 L 6IBP 3.3x6, Implant B6-ProØ 3.3 L 8IBP 3.3x8, Implant B6-ProØ 3.3 L 10IBP 3.3x10, Implant B6-Pr | Klasa IIb, Klasa IIa | Implante dentare Alpha Dent, Abutments and suprastructure, Non sterile, Accessories Non-Sterile, Accessories: Drills Freza Non-Sterile | Pajisje dentare
shoulderTA002W, Antirotational Titanium wide Abutment with a
shoulderTA003W, Antirotational Titanium wide Abutment with a
shoulderTA004W, Angulated Titanium Abutment canine Konus 4.2 15
degr 10.0 mmTAACK4.2/01510, Angulated Titanium Abutment canine Konus 4.2 15
degr 9.0 mmTAACK4.2/0159, Angulated Titanium Abutment canine Konus 4.2 25 degr 10.0 mmTAACK4.2/02510, Angulated Titanium Abutment canine Konus 4.2 25
degr 9.0 mmTAACK4.2/0259, Angulated Titanium Abutment canine Konus 3 15
degr 10.0 mmTAACK3/01510, Angulated Titanium Abutment canine Konus 3 15 deg 9 mmTAACK3/0159, Angulated Titanium Abutment canine Konus 3 25 degr 10.0mmTAACK3/02510, Angulated Titanium Abutment canine Konus 3 25 degr 9.0mmTAACK3/0259, Angulated Titanium Abutment incisor Konus 4.2 15 degrTAAIK4.2/01510, Angulated Titanium Abutment incisor Konus 4.2 15 degr 9.0mmTAAIK4.2/0159, Angulated Titanium Abutment incisor Konus 4.2 25 deg 10 mmTAAIK4.2/02510, Angulated Titanium Abutment incisor Konus 4.2 25 degr 9.0mmTAAIK4.2/0259, Angulated Titanium Abutment incisor Konus 3 15 degr 10.0mmTAAIK3/01510, Angulated Titanium Abutment incisor Konus 3 15 degr 9.0mmTAAIK3/0159, Angulated Titanium Abutment incisor Konus 3 25 degr 10.0mmTAAIK3/02510, Angulated Titanium Abutment incisor Konus 3 25 degr 9.0mmTAAIK3/0259, Angulated Titanium Abutment Molar Konus 4.2 15 degr 8.0mmTAAMK4.2/0158, Angulated Titanium Abutment Molar Konus 4.2 15 degr 9.0mmTAAMK4.2/0159, Angulated Titanium Abutment Molar Konus 4.2 25 degr 8.0mmTAAMK4.2/0258, Angulated Titanium Abutment Molar Konus 4.2 25 degr 9.0mmTAAMK4.2/0259, Angulated Titanium Abutment Molar Konus 3 15 degr 8.0mmTAAMK3/0158, Angulated Titanium Abutment Molar Konus 3 15 degr 9.0mmTAAMK3/0159, Angulated Titanium Abutment Molar Konus 3 25 degr 8.0mmTAAMK3/0258, Angulated Titanium Abutment Molar Konus 3 25 degr 9.0mmTAAMK3/0259, Angulated Titanium Abutment PreMolar Konus 4.2 15 degr
10.0mmTAAPK4.2/01510, Angulated Titanium Abutment PreMolar l Konus 4.2 15 degr
9.0mmTAAPK4.2/0159, Angulated Titanium Abutment PreMolar l Konus 4.2 25 degr 10.0mmTAAPK4.2/02510, Angulated Titanium Abutment PreMolar Konus 4.2 25 degr
9.0mmTAAPK4.2/0259, Angulated Titanium Abutment PreMolar Konus 3 15 degr
10.0mmTAAPK3/01510, Angulated Titanium Abutment PreMolar Konus 3 15 degr
9.0mmTAAPK3/0159, Angulated Titanium Abutment PreMolar l Konus 3 25 degr
10.0mmTAAPK3/02510, Angulated Titanium Abutment PreMolar l Konus 3 25 degr
9.0mmTAAPK3/0259, Titanium Abutment Canine Konus 4.2 10.5mmTACK4.2/10.5, Titanium Abutment Canine Konus 4.2 9.0mmTACK4.2/9.0, Titanium Abutment Canine Konus 3 10.5mmTACK3/10.5, Titanium Abutment Canine Konus 3 9.0mmTACK3/9.0, Healing Cap for Aesthetic Abutment KonusHCAEK, Healing Cap for Angular Multi-Unit 17°/30°HCAEM, Healing Cap wide for Angular Multi-Unit 17°/30°HCAEM- W, Titanium Abutment Incisor Konus 4.2 10.0mmTAIK4.2/10.0, Titanium Abutment Incisor Konus 4.2 8.5mmTAIK4.2/8.5, Titanium Abutment Incisor Konus 3 10.0mmTAIK3/10.0, Titanium Abutment Incisor Konus 3 8.5mmTAIK3/8.5, Titanium Abutment Molar Konus 4.2 7.5mmTAMK4.2/7.5, Titanium Abutment Molar Konus 4.2 8.5mmTAMK4.2/8.5, Titanium Abutment Molar Konus 3 7.5mmTAMK3/7.5, Titanium Abutment Molar Konus 3 8.5mmTAMK3/8.5, Titanium Abutment PreMolar Konus 4.2 10.5mmTAPK4.2/10.5, Titanium Abutment PreMolar Konus 4.2 9.0mmTAPK4.2/9.0, Titanium Abutment PreMolar Konus 3 10.5mmTAPK3/10.5, Titanium Abutment PreMolar Konus 3 9.0mmTAPK3/9.0, Titanium Abutment Narrow Konus 3 9mmTANK 3 9, Titanium Abutment Narrow Konus 4.2 9mmTANK 4.2/9, Titanium Abutment Wide 12mmTAW12, Titanium Abutment Wide Konus 3 12mmTAWK 3 12, Titanium Abutment Wide Konus 4.2 12mmTAWK 4.2 12, Titanium Abutment Wide 9mmTAW9, Titanium Abutment Wide 3 9mmTAWK 3 9, Titanium Abutment Wide 4.2 9mmTAWK 4.2 9, Titanium Planform CAD/CAMTPC, Titanium Base Konus 3TBK3, Titanium Base Conus For Cerec Sirona - Small cTBK3-SC, Titanium Base Konus 4.2TBK4.2, Temporary abutment PEEK 1mmТТА1, Temporary abutment PEEK 2mmТТА2, Temporary abutment PEEK 3mmТТА3, Temporary abutment PEEK angulated 15degTTA15, Temporary abutment PEEK angulated 25degTTA25, Temporary abutment PEEK angulated 25deg 1mmTTA25/1, Temporary abutment PEEK angulated 25deg 2mmTTA25/2, Temporary abutment PEEK angulated 25deg 3mmTTA25/3, Temporary abutment PEEK angulated 15deg 1mmTTA15/1, Temporary abutment PEEK angulated 15deg 2mmTTA15/2, Temporary abutment PEEK angulated 15deg 3mmTTA15/3, Temporary abutment PEEK, wide, L 1 mmTTA1W, Temporary abutment PEEK, wide L 2 mmTTA2W, Temporary abutment PEEK, wide L 3 mmTTA3W, Titanium cuff multi-unit 17°/30°TSAAM, Titanium cuff multi-unit 17°/30°TSAAK, Temporary abutment PEEK straight multi unitPEMK, Temporary PEEK cuff multi-unit 17°/30°PEMM, Plastic cuff multi-unit 17°/30°PMM, Plastic cuff straight multi-unit 17°/30°PMK, Scan Abutment for MUAT-MU, Scan AbutmentAT9, Scan Abutment for CAD/CAM ConicalATN9, Scan Abutment for CAD/CAM wideATW9, One –Piece angular multi-unit 17° L 1 mmMUBK3/1701, One –Piece angular multi-unit 17° L 2 mmMUBK3/1702, One –Piece angular multi-unit 17° L 3 mmMUBK3/1703, One –Piece angular multi-unit 17° L 4 mmMUBK3/1704, One –Piece angular multi-unit 30° L 1 mmMUBK3/3001, One –Piece angular multi-unit 30° L 2 mmMUBK3/3002, Titanium Basis For Multi- Unit S 45 deg Ø4.3 L1.3TBMS 4501, One –Piece angular multi-unit 30° L 3 mmMUBK3/3003, Titanium Basis For Multi- Unit S 45 deg Ø4.3 L1.3TBMS 4502, One –Piece angular multi-unit 30° L 4 mmMUBK 3/3004, One –Piece angular multi-unit 17° L 1 mmMUBK 4.2/1701, One –Piece angular multi-unit 17° L 1 mmMUBK 4.2/1702, One –Piece angular multi-unit W.3 mm 17° degreeMUBK 4.2/1703, One –Piece angular multi-unit 30° L 1 mmMUBK 4.2/3001, One –Piece angular multi-unit 30° L 2 mmMUBK 4.2/3002, One –Piece angular multi-unit 30° L 3 mmMUBK 4.2/3003, One –Piece angular multi-unit 17° L 1 mmMUB 1701, One –Piece angular multi-unit 17° L 2 mmMUB 1702, One –Piece angular multi-unit 17° L 3 mmMUB 1703, One –Piece angular multi-unit 30° L 1 mmMUB 3001, One –Piece angular multi-unit 30° L 2 mmMUB 3002, One –Piece angular multi-unit 30° L 3 mmMUB 3003, Free Form Abutment, Narrow conical platform 2.1 mm
(3.0)PMAS, Free Form Abutment, Wide conical platform 2.5 mm (4.2)PMAW, Titanium platform for CAD/CAM, Narrow
Conical Platform 2.1 (3.0)TPCK3, Titanium platform for CAD/CAM Narrow
Conical Platform 2.1 (3.0)TPCK3/1, Titanium platform for CAD/CAM Narrow Conical Platform 2.1 (3.0)TPCK3/2, Titanium platform for CAD/CAM Narrow Conical
Platform 2.1 (3.0)TPCK3/3, Titanium platform for CAD/CAM Konus 4.2TPCK4.2, Titanium platform for CAD/CAM, Wide Conical Platform 2.5 (4.2)TPCK4.2/1, Titanium platform for CAD/CAM, Wide Conical Platform 2.5 (4.2)TPCK4.2/2, Titanium platform for CAD/CAM, Wide Conical
Platform 2.5 (4.2)TPCK4.2/3, Ball Attachment for Slim 1mmBAS1, Ball Attachment for Slim 2mmBAS2, Ball Attachment for Slim 3mmBAS3, Ball Attachment 1mmBA1, Ball Attachment 2mmBA2, Ball Attachment 3mmBA3, Ball Attachment 4mmBA4, Ball Attachment 5mmBA5, Ball Attachment 6mmBA6, Ball Attachment Konus 3 1mmBAК3/1, Ball Attachment Konus 3 2mmBAК3/2, Ball Attachment Konus 3 3mmBAК3/3, Ball Attachment Konus 3 4mmBAК3/4, Ball Attachment Konus 3 5mmBAК3/5, Ball Attachment Konus 3 6mmBAК3/6, Ball Attachment Konus 4.2 1mmBAК4.2/1, Ball Attachment Konus 4.2 2mmBAК4.2/2, Ball Attachment Konus 4.2 3mmBAК4.2/3, Ball Attachment Konus 4.2 4mmBAК4.2/4, Ball Attachment Konus 4.2 5mmBAК4.2/5, Ball Attachment Konus 4.2 6mmBAК4.2/6, Healing Cap 2 mmHC2, Healing Cap 3 mmHC3, Healing Cap 4 mmHC4, Healing Cap 5 mmHC5, Healing Cap 6 mmHC6, Healing Cap 7 mmHC7, Rotational Aesthetic Abutment W.+ 1mmVAAB1+, Rotational Aesthetic Abutment W.+ 2mmVAAB2+, Rotational Aesthetic Abutment W.+ 3mmVAAB3+, Antirotational Aesthetic Abutment S 1mmVAAS1, Antirotational Aesthetic Abutment S 2mmVAAS2, Antirotational Aesthetic Abutment S 3mmVAAS3, Rotational Aesthetic Abutment S+ 1mmVAAS1+, Rotational Aesthetic Abutment S+ 2mmVAAS2+, Rotational Aesthetic Abutment S+ 3mmVAAS3+, Burned-out Sleeve for AngulatedPlastic TCMS, Plastic VAASPlastic VAAS, Plastic VAAS-B NON HEXPlastic VAAS-B, Ball Attachment W. 2mmBAB2, Ball Attachment W. 3mmBAB3, Ball Attachment W. 4mmBAB4, Ball Attachment W. 5mmBAB5, Ball Attachment W. 6mmBAB6, Ball Attachment W. 6mmBAS 2, Ball Attachment S 3mmBAS 3, Ball Attachment S 4mmBAS 4, Ball Attachment S 5mmBAS 5, Ball Attachment S 6mmBAS 6, Gingiva Healing Abutment Wide W. 2mmGFB/W2, Gingiva Healing Abutment Wide W. 3mmGFB/W3, Gingiva Healing Abutment Wide W. 4mmGFB/W4, Gingiva Healing Abutment Wide W. 5mmGFB/W5, Gingiva Healing Abutment W. 2mmGFB2, Gingiva Healing Abutment W. 3mmGFB3, Gingiva Healing Abutment W. 4mmGFB4, BR Drill 5.0mmBR TD5.0, BR Drill Internal Irrigation 1.9mmBR TDI1.9, BR Drill Internal Irrigation 2mmBR TDI2.0, BR Drill Internal Irrigation 2.8mmBR TDI2.8, BR Drill Internal Irrigation 3.2mmBR TDI3.2, BR Drill Internal Irrigation 3.65mmBR TDI3.65, BR Drill Internal Irrigation 4.2mmBR TDI 4.2, BR Drill Internal Irrigation 5.0mmBR TDI5.0, BR Conical drill without internal cooling D1.5BR TCA 1.5, BR Conical drill without internal cooling D2.0BR TCA 2.0, BR Conical drill without internal cooling D 2.8BR TCA 2.8, BR Conical drill without internal cooling D3.0BR TCA 3.0, BR Conical drill without internal cooling D3.45BR TCA 3.45, BR Conical drill without internal cooling D3.9BR TCA 3.9, BR Conical drill without internal cooling D4.7BR TCA 4.7, BR Drill for guided surgeryBR GD-1.9/16, BR Drill for guided surgeryBR GD-1.9/13, BR Drill for guided surgeryBR GD-1.9/11.5, BR Drill for guided surgeryBR GD-1.9/10, BR Drill for guided surgeryBR GD-1.9/8, BR Drill for guided surgeryBR GD-1.9/6, BR Drill for guided surgeryBR GD-2.8/16, BR Drill for guided surgeryBR GD-2.8/13, BR Drill for guided surgeryBR GD-2.8/11.5, BR Drill for guided surgeryBR GD-2.8/10, BR Drill for guided surgeryBR GD-2.8/8, BR Drill for guided surgeryBR GD-2.8/6, BR Drill for guided surgeryBR GD-3.2/16, BR Drill for guided surgeryBR GD-3.2/13, BR Drill for guided surgeryBR GD-3.2/11.5, BR Drill for guided surgeryBR GD-3.2/10, BR Drill for guided surgeryBR GD-3.2/8, BR Drill for guided surgeryBR GD-3.2/6, BR Drill for guided surgeryBR GD-3.6/16, BR Drill for guided surgeryBR GD-3.6/13, BR Drill for guided surgeryBR GD-3.6/11.5, BR Drill for guided surgeryBR GD-3.6/10, BR Drill for guided surgeryBR GD-3.6/8, BR Drill for guided surgeryBR GD-3.6/6, BR Drill for guided surgeryBR GD-4.0/16, BR Drill for guided surgeryBR GD-4.0/13, BR Drill for guided surgeryBR GD-4.0/11.5, BR Drill for guided surgeryBR GD-4.0/10, BR Drill for guided surgeryBR GD-4.0/8, BR Drill for guided surgeryBR GD-4.0/6, BR Drill for guided surgeryBR GD-4.8/16, BR Drill for guided surgeryBR GD-4.8/13, BR Drill for guided surgeryBR GD-4.8/11.5, Gingiva Healing Abutment W. 5mmGFB5, Gingiva Healing Abutment W. 7mmGFB7, Healing Abutment Canine Type W. 2.25mmGFCB2.25, Healing Abutment Canine Type W. 4.0mmGFCB4.0, Healing Abutment Canine Type S 2.25mmGFCS2.25, Healing Abutment Canine Type S 4.0mmGFCS4.0, Healing Abutment Incisor Type W. 2.25mmGFIB2.25, Healing Abutment Incisor Type W. 4.0mmGFIB4.0, Healing Abutment Incisor Type S 2.25mmGFIS2.25, Healing Abutment Incisor Type S 4.0mmGFIS4.0, Healing Abutment Molar Type W. 2.25mmGFMB2.25, Healing Abutment Molar Type W. 4.0mmGFMB4.0, Healing Abutment Molar Type S 2.25mmGFMS2.25, Healing Abutment Molar Type S 4.0mmGFMS4.0, Gingiva Healing Narrow Abutment W.GFNB, Gingiva Healing Narrow Abutment S.GFNS, Healing Abutment Pre-Molar Type W. 2.25mmGFPB2.25, Healing Abutment Pre-Molar Type W. 4.0mmGFPB4.0, Healing Abutment Pre-Molar Type S 2.25mmGFPS2.25, Healing Abutment Pre-Molar Type S 4.0mmGFPS4.0, Gingiva Healing Abutment Wide S 2mmGFS/W2, Gingiva Healing Abutment Wide S 3mmGFS/W3, Gingiva Healing Abutment Wide S 4mmGFS/W4, Gingiva Healing Abutment Wide S 5mmGFS/W5, Gingiva Healing Abutment S 2mmGFS2, Gingiva Healing Abutment S 3mmGFS3, Gingiva Healing Abutment S 4mmGFS4, Gingiva Healing Abutment S 5mmGFS5, Gingiva Healing Abutment S 7mmGFS7, Healing Cap for AngulatedGIMA, Healing Cap Wide for AngulatedGIMA-W, Titanium Sleeve for Angulated Multi-UnitGIMV, Locator W. 2mmLB2, Locator W. 3mmLB3, Locator W. 4mmLB4, Locator W. 5mmLB5, Locator W. 6mmLB6, Locator S 2mmLS2, Locator S 3mmLS3, Locator S 4mmLS4, Locator S 5mmLS5, Locator S 6mmLS6, BR Titanium Abutment 1mmBR TA001, BR Titanium Abutment 2mmBR TA002, BR Titanium Abutment 3mmBR TA003, BR Titanium Abutment 11mmBR TA11, BR Titanium Abutment 12mmBR TA12, BR Titanium Abutment 9mmBR TA9, BR Angulated Titanium Abutment 15 degBR TAA015, BR Angulated Titanium Abutment 15 deg 1mmBR TAA01501, BR Angulated Titanium Abutment 15 deg 2mmBR TAA01502, BR Angulated Titanium Abutment 15 deg 3mmBR TAA01503, BR Angulated Titanium Abutment 25 degBR TAA025, BR Angulated Titanium Abutment 25 deg 1mmBR TAA02501, BR Angulated Titanium Abutment 25 deg 1mmBR TAA02502, BR Angulated Titanium Abutment 25 deg 3mmBR TAA02503, BR Angulated Titanium Abutment 35 degBR TAA035, BR Angulated Titanium Abutment 45 degBR TAA045, BR Titanium Esthetic Abutment 1mmBR TAE1, BR Titanium Esthetic Abutment 2mmBR TAE2, BR Titanium Esthetic Abutment 3mmBR TAE3, BR Aesthetic Antirotational Abutment (Straight multi- unit)BR AEA001, BR Aesthetic Antirotational Abutment (Straight multi- unit)BR AEA002, BR Aesthetic Antirotational Abutment (Straight multi- unit)BR AEA003, BR Abutment Training Ti Narow 9mmBR ATN9-Ti, BR Abutment Training Ti Wide 9mmBR ATW9-Ti, BR Scan –Abutment for CAD/CAMBR AT9, BR Composed Hex AbutmentBR PTA, BR Plastic Burnout Abutment without a HexagonBR PAM, BR Angulated Titanium Abutment Long 015 degBR TAL 015, BR Titanium Abutment Narrow 7 mmBR TAN7, BR Titanium Abutment Narrow 9 mmBR TAN9, BR Antirotational Titanium wide Abutment with a shoulderBR TA001 W, BR Antirotational Titanium wide Abutment with a shoulderBR TA002 W, BR Antirotational Titanium wide Abutment with a shoulderBR TA003 W, BR Antirotational Titanium wide Abutment with a shoulderBR TA004 W, BR Titanium Abutment Wide 12mmBR TAW12, BR Titanium Abutment Wide 9mmBR TAW9, BR Titanium Planform CAD/CAMBR TPC, BR Temporary abutment PEEK 1mmBR ТТА1, BR Temporary abutment PEEK 2mmBR ТТА2, BR Temporary abutment PEEK 3mmBR ТТА3, BR Temporary abutment PEEK angulated 15degBR TTA15, BR Temporary abutment PEEK angulated 25degBR TTA25, BR Temporary abutment PEEK angulated 25deg 1mmBR TTA25/1, BR Temporary abutment PEEK angulated 25deg 2mmBR TTA25/2, BR Temporary abutment PEEK angulated 25deg 3mmBR TTA25/3, BR Temporary abutment PEEK angulated 15deg 1mmBR TTA15/1, BR Temporary abutment PEEK angulated 15deg 2mmBR TTA15/2, BR Temporary abutment PEEK angulated 15deg 3mmBR TTA15/3, BR Temporary abutment PEEK, wide, L 1 mmBR TTA1W, BR Temporary abutment PEEK, wide L 2 mmBR TTA2W, BR Temporary abutment PEEK, wide L 3 mmBR TTA3W, BR Titanium cuff multi-unit 17°/30°BR TSAAM, BR Temporary PEEK cuff multi-unit 17°/30°BR PEMM, BR Plastic cuff multi-unit 17°/sl30°BR PMM, BR Scan Abutment for MUBR AT-MU, BR Scan Abutment for CAD/CAM ConicalBR ATN9, BR Scan Abutment for CAD/CAM wideBR ATW9, BR One –Piece angular multi-unit 17° L 1 mmBR MUB 1701, BR One –Piece angular multi-unit 17° L 2 mmBR MUB 1702, BR One –Piece angular multi-unit 17° L 3 mmBR MUB 1703, BR One –Piece angular multi-unit 30° L 1 mmBR MUB 3001, BR One –Piece angular multi-unit 30° L 2 mmBR MUB 3002, BR One –Piece angular multi-unit 30° L 3 mmBR MUB 3003, BR Ball Attachment 1mmBR BA1, BR Ball Attachment 2mmBR BA2, BR Ball Attachment 3mmBR BA3, BR Ball Attachment 4mmBR BA4, BR Ball Attachment 5mmBR BA5, BR Ball Attachment 6mmBR BA6, BR Healing Cap 2 mmBR HC2, BR Healing Cap 3 mmBR HC3, BR Healing Cap 4 mmBR HC4, BR Healing Cap 5 mmBR HC5, BR Healing Cap 6 mmBR HC6, BR Healing Cap 7 mmBR HC7, BR Silicon Ball Cap SoftBR SCS, BR Silicon Ball Cap RegularBR SCN, BR Silicon Ball Cap HardBR SCT, BR Metal CapBR MC, BR Titanium platform for CAD_CAM MUBR TPC-MU, BR Base for Out-Burnt AbutmentBR CCM Base, BR Locator L-1 mmBR LC1, BR Locator L-2 mmBR LC2, BR Locator L-3 mmBR LC3, BR Locator L-4 mmBR LC4, BR Locator L-5 mmBR LC5, BR Locator L-6 mmBR LC6, BR Locator 3BR LCK3/1, BR Locator 3BR LCK3/2, BR Locator 3BR LCK3/3, BR Locator 3BR LCK3/4, BR Locator 3BR LCK3/5, BR Locator 3BR LCK3/6, BR Locator 4.2BR LCK4.2/1, BR Locator 4.2BR LCK4.2/2, BR Locator 4.2BR LCK4.2/3, BR Locator 4.2BR LCK4.2/4, BR Locator 4.2BR LCK4.2/5, Silicon Ball Cap SoftSCS, Silicon Ball Cap RegularSCN, Silicon Ball Cap HardSCT, Metal CapMC, Metal capLMC, Standart silicone capLSCN, Soft silicone capLSCS, Strong silicone capLSCT, Plastic cuffPM, Plastic cuff straight multi –unit 17°/30°NON HEXPMK NON HEX, Plastic Disk for Ball LockerPDB, Metal cap for Ball AttachmentMKBA, Metal cap for locatorMKL, Standard cap for Ball AttachmentSKBA, Нard cap for Ball AttachmentFKBA, Standard cap for locatorSKL, Sоft cap for Ball AttachmentWKBA, Sоft cap for locatorWKL, Plastic Ring for Ball AttachmentPRB, Нard cap for locatorFKL, BR Metal capBR LMC, BR Standard silicone capBR LSCN, BR Soft silicone capBR LSCS, BR Strong silicone capBR LSCT, BR Plastic cuffBR PM, BR Plastic cuff straight multi –unit 17°/30°NON HEXBR PMK NON HEX, BR Plastic Disk for Ball LockerBR PDB, Accessories: Drills connected to active device Drill 3.2mmTD3.2, Drill 3.65mmTD3.65, Drill 4.2mmTD4.2, Drill 5.0mmTD5.0, Drill Internal Irrigation 1.9mmTDI1.9, Drill Internal Irrigation 2mmTDI2.0, Drill Internal Irrigation 2.8mmTDI2.8, Drill Internal Irrigation 3.2mmTDI3.2, Drill Internal Irrigation 3.65mmTDI3.65, Drill Internal Irrigation 4.2mmTDI 4.2, Drill Internal Irrigation 5.0mmTDI5.0, Conical drill without internal cooling D1.5TCA 1.5, Conical drill without internal cooling D2.0TCA 2.0, Conical drill without internal cooling D 2.8TCA 2.8, Conical drill without internal cooling D3.0TCA 3.0, Conical drill without internal cooling D3.45TCA 3.45, Conical drill without internal cooling D3.9TCA 3.9, Conical drill without internal cooling D4.7TCA 4.7, Drill for guided surgeryGD 1.9/16, Drill for guided surgeryGD-1.9/13, Drill for guided surgeryGD-1.9/11.5, Drill for guided surgeryGD-1.9/10, Drill for guided surgeryGD-1.9/8, Drill for guided surgeryGD-1.9/6, Drill for guided surgeryGD-2.8/16, Drill for guided surgeryGD-2.8/13, Drill for guided surgeryGD-2.8/11.5, Drill for guided surgeryGD-2.8/10, Drill for guided surgeryGD-2.8/8, Drill for guided surgeryGD-2.8/6, Drill for guided surgeryGD-3.2/16, Drill for guided surgeryGD-3.2/13, Drill for guided surgeryGD-3.2/11.5, Drill for guided surgeryGD-3.2/10, Drill for guided surgeryGD-3.2/8, Drill for guided surgeryGD-3.2/6, Drill for guided surgeryGD-3.6/16, Drill for guided surgeryGD-3.6/13, Drill for guided surgeryGD-3.6/11.5, Drill for guided surgeryGD-3.6/10, Drill for guided surgeryGD-3.6/8, Drill for guided surgeryGD-3.6/6, Drill for guided surgeryGD-4.0/16, Drill for guided surgeryGD-4.0/13, Drill for guided surgeryGD-4.0/11.5, Drill for guided surgeryGD-4.0/10, Drill for guided surgeryGD-4.0/8, Drill for guided surgeryGD-4.0/6, Drill for guided surgeryGD-4.8/16, Drill for guided surgeryGD-4.8/13, Drill for guided surgeryGD-4.8/11.5, Conical drill without internal cooling D 1.5.TCB1.5, Conical drill without internal cooling D 2.0-2.8TCB2.0-2.8, Conical drill without internal cooling D2.8TCS2.8, Conical drill without internal cooling D3.0TCS3.0, Conical drill without internal cooling D3.5TCS3.5, Conical drill without internal cooling D3.9TCS3.9, Conical drill without internal cooling D4.7TCS4.7, Drill for guided surgeryDG-1.9/16, Drill for guided surgeryDG-1.9/13, Drill for guided surgeryDG-1.9/11.5, Drill for guided surgeryDG-1.9/10, Drill for guided surgeryDG-1.9/8, Drill for guided surgeryDG-1.9/6, Drill for guided surgeryDG-2.8/16, Drill for guided surgeryDG-2.8/13, Drill for guided surgeryDG-2.8/11.5, Drill for guided surgeryDG-2.8/10, Drill for guided surgeryDG-2.8/8, Drill for guided surgeryDG-2.8/6, Drill for guided surgeryDG-3.2/16, Drill for guided surgeryDG-3.2/13, Drill for guided surgeryDG-3.2/11.5, Drill for guided surgeryDG-3.2/10, Drill for guided surgeryDG-3.2/8, Drill for guided surgeryDG-3.2/6, Drill for guided surgeryDG-3.6/16, Drill for guided surgeryDG-3.6/13, Drill for guided surgeryDG-3.6/11.5, Drill for guided surgeryDG-3.6/10, Drill for guided surgeryDG-3.6/8, Drill for guided surgeryDG-3.6/6, Drill for guided surgeryDG-4.0/16, Drill for guided surgeryDG-4.0/13, Drill for guided surgeryDG-4.0/11.5, Drill for guided surgeryDG-4.0/10, Drill for guided surgeryDG-4.0/8, Drill for guided surgeryDG-4.0/6, Drill for guided surgeryDG-4.8/16, Drill for guided surgeryDG-4.8/13, Drill for guided surgeryDG-4.8/11.5, BR Drill 3.2mmBR TD3.2, BR Drill 3.65mmBR TD3.65, BR Drill 4.2mmBR TD4.2
13792 | Ocean Water: Sea Water Isotonic Nose Spray, Ocean Water: Sea Water Hypertonic nose spray | E v i t a | 2023-03-09T00:00:00.000+01:00 | IYON SAGLIK MEDIKAL KOZMETIK ITHALAT IHRACAT VE SANAYI TICARET A.S Osmangazi Mah. Battalgazi cad. Numara-15 Sancaktepe/Istambul/TURKIYE | Ocean Water: Sea Water Isotonic Nose Spray - 25ml, 50ml, 100ml, 125ml, 150ml, Ocean Water: Sea Water Hypertonic nose spray- 50ml, 100ml, 125ml, 150ml | Klasa IIa | Spray nazal me uje deti per lubrifikimin, pastrimin dhe lirimin e rrugeve te frymemarrjes | Tjeter
13796 | Polyflux 14 L - 102057, Polyflux 17 L - 102058, Polyflux 21 L - 104176, Polyflux 14 L APAC- 109651, Polyflux 17 L APAC- 109650, Polyflux 21 L APAC- 112464 | INCOMED | 2023-03-20T00:00:00.000+01:00 | Gambro Dialysatoren GmbH Holger-Crafoord-Strasse 26 72379 Hechingen, Germany | Polyflux 14 L - 102057, Polyflux 17 L - 102058, Polyflux 21 L - 104176, Polyflux 14 L APAC- 109651, Polyflux 17 L APAC- 109650, Polyflux 21 L APAC- 112464 | Klasa IIb | Filtra per Hemodialize | Pajisje nje perdorimeshe
13807 | Ketac Cem radiopaque: 37200; 37201; 37210; 37211; 37220; 37221; 37230; 37231; 37251 (mixing block partially included as part of the device) | Amber Dental | 2023-03-20T00:00:00.000+01:00 | 3M Deutschland GmbH Health Care Business Carl-Schurz-Str.1 41453 Neuss Germany | Ketac Cem radiopaque: 37200; 37201; 37210; 37211; 37220; 37221; 37230; 37231; 37251 (mixing block partially included as part of the device) | Klasa IIa | Material qe perdoret per ngjitjen e restaurimeve ne goje. | Pajisje dentare
13842 | One Coat Bond SL 7430 | ÇENE | 2023-03-24T00:00:00.000+01:00 | Coltene/Whaledent AG Feldwiesenstrasse 20 CH-9450 Altstatten | One Coat Bond SL 7430 | Klasa IIa | Ngjites kompoziti | Pajisje dentare
13824 | ARCHITECT Anti-Tg Reagent Kit 2K46 25, ARCHITECT Anti-Tg Controls 2K46 10, ARCHITECT Anti-Tg Reagent Kit 2K46 20, ARCHITECT Anti-Tg Calibrators 2K46 01 | PEGASUS. | 2023-03-28T00:00:00.000+02:00 | Abbott Ireland Diagnostics Division Finisklin Business Park Sligo Ireland | ARCHITECT Anti-Tg Reagent Kit 2K46 25, ARCHITECT Anti-Tg Controls 2K46 10, ARCHITECT Anti-Tg Reagent Kit 2K46 20, ARCHITECT Anti-Tg Calibrators 2K46 01 | In vitro | Reagente qe perdoren ne analizen e anti Tg te mostrave te gjakut me sistemin Architect, Reagente qe perdoren per precizionin e analizes sasiore te Anti Tg te mostrave te gjakut me sistemin Architect, Reagente qe perdoren ne analizen e Anti Tg ne mostrat e gjakut me sistemin Architect, Reagente qe perdoren ne kalibrimin e analizes se anti Tg te mostrave te gjakut me sistemin Architect | Pajisje te diagnostifikimit in vitro
13816 | Needle Guide-Disposable Needle Guide: GTK16, GTK17, GTK18, GTK19, GTK20,GTK100, GTK101, GTK102, GTK103, GTK 104, GTK105, GTK106, GTK107, GTK108, GTK109, GTK110, GTK111, GTK112, GTK113, GTK114, GTK115,, Needle Guide-Disposable Needle Guide: GTK120, GTK121, GTK122, GTK123, GTK124, GTK125, GTK130, GTK131, GTK132, GTK133, GTK134, GTK135,, Needle Guide-Disposable Needle Guide: GTK140, GTK141, GTK142, GTK143, GTK144, GTK145, GTK150, GTK151, GTK152, GTK153, GTK154, GTK155, Percutaneous Access Needle: GPA1810, GPA1815, GPA1820, GPA1825, GPA1910, GPA1915, GPA1920, Semi-automatic Biopsy Needle: GSN1409, GSN1410, GSN1412, GSN1415, GSN1416, GSN1420, GSN1609, GSN1610, GSN1612, GSN1615, GSN1616, GSN1620, GSN1625, GSN1809, GSN1810, GSN1812, GSN1815, GSN1816, GSN1820,, Semi-automatic Biopsy Needle: GSN1825, GSN2009, GSN2010, GSN2015, GSN2016, GSN2020, GSN1410-X, GSN1415-X, GSN1416-X, GSN1420-X, GSN1610-X, GSN1615-X, GSN1616-X,, Semi-automatic Biopsy Needle: GSN1620-X, GSN1810-X, GSN1815-X, GSN1816-X, GSN1820-X, GSN1825-X, GSN2010-X, GSN2015-X, GSN2016-X, GSN2020-X, Estacore -Automatic Biopsy Needle: GEC1409, GEC1410, GEC1412, GEC1415, GEC1416, GEC1420, GEC1609, GEC1610, GEC1612, GEC1615, GEC1616, GEC1620, GEC1625, GEC1809, GEC1810, GEC1812, GEC1815, GEC1816,, Estacore -Automatic Biopsy Needle: GEC1820, GEC1825, GEC1830, GEC2009, GEC2010, GEC2015, GEC2016, GEC2020, GEC1410-X, GEC1412-X, GEC1415-X, GEC1416-X, GEC1420-X, GEC1610-X, GEC1612-X, GEC1615-X,, Estacore -Automatic Biopsy Needle: GEC1616-X, GEC1620-X, GEC1625-X, GEC1810-X, GEC1812-X, GEC1815-X, GEC1816-X, GEC1820-X, GEC1825-X, GEC2010-X, GEC2015-X, GEC2020-X, Maxicore -Automatic Biopsy Gun: GBG01, Maxicore-M -Automatic Biopsy Gun: GBG-M, Maxicore-U -Automatic Biopsy Gun: GBG-U, Maxicore -Automatic Biopsy Gun Needles: GPN1409, GPN1410, GPN1412, GPN1415, GPN1416, GPN1420, GPN1609, GPN1610, GPN1612, GPN1615, GPN1616, GPN1620, GPN1625, GPN1809, GPN1810, GPN1812, GPN1815, GPN1816, Maxicore -Automatic Biopsy Gun Needles: GPN1820, GPN1825, GPN1830, GPN2009, GPN2010, GPN2015, GPN2016, GPN2020, Maxicore-M -Automatic Biopsy Gun Needles: GPN1409-M, GPN1410-M, GPN1412-M, GPN1415-M, GPN1416-M, GPN1420-M, GPN1609-M, GPN1610-M, GPN1612-M, GPN1615-M, GPN1616-M, GPN1620-M, GPN1625-M,, Maxicore-M -Automatic Biopsy Gun Needles: GPN1809-M, GPN1810-M, GPN1812-M, GPN1815-M, GPN1816-M, GPN1820-M, GPN1825-M, GPN1830-M, GPN2009-M, GPN2010-M, GPN2015-M, GPN2016-M, GPN2020-M, Maxicore-U -Automatic Biopsy Gun Needles: GPN1409-U, GPN1410-U, GPN1412-U, GPN1415-U, GPN1416-U, GPN1420-U, GPN1609-U, GPN1610-U, GPN1612-U, GPN1615-U, GPN1616-U, GPN1620-U, GPN1625-U, GPN1809-U,, Maxicore-U -Automatic Biopsy Gun Needles: GPN1810-U, GPN1812-U, GPN1815-U, GPN1816-U, GPN1820-U, GPN1825-U, GPN1830-U, GPN2009-U, GPN2010-U, GPN2015-U, GPN2020-U, Alfagun -Automatic Biopsy Gun Needles: GAC1410, GAC1415, GAC1416, GAC1420, GAC1610, GAC1615, GAC1616, GAC1620, GAC1625, GAC1810, GAC1815, GAC1816, GAC1820, GAC1825, GAC1830, GAC2010, GAC2015, GAC2020, Breast Localization Needle: GBL2005, GBL2007, GBL2010, GBL2012, GBL2015, GBLZ2005, GBLZ2007, GBLZ2010, GBLZ2012, GBLZ2015, Coaxial Needle: GCX1305, GCX1355, GCX1310, GCX13105, GCX1315, GCX13155, GCX1505, GCX1555, GCX1510, GCX15105, GCX1515, GCX15115, GCX15155, GCX1705, GCX1755, GCX1710, GCX17105, GCX1715, GCX17115,, Coaxial Needle: GCX17155, GCX1905, GCX1955, GCX1910, GCX19105, GCX1915, GCX19115, GCX19155, Bone Marrow Biopsy Needle: GBB0810, GBB0810-AL, GBB0815, GBB0815-AL, GBB0910, GBB0915, GBB1110, GBB1110-AL, GBB1115, GBB1115-AL, GBB1310, GBB1315, Chiba Biopsy Needle: GCB1810, GCB1815, GCB1820, GCB1825, GCB2010, GCB2015, GCB2015-X, GCB2020, GCB2020-X, GCB2025, GCB2210, GCB2215, GCB2215-X, GCB2220, GCB2220-X,, Chiba Biopsy Needle: GCB2225, GCB2110, GCB2115, GCB2120, GCB2125, Needle Guide-Disposable Needle Guide: GTK01, GTK02, GTK03, GTK04, GTK04-O, GTK05, GTK06, GTK07, GTK08, GTK08-R, GTK09, GTK09-R, GTK09-RS, GTK10, GTK11, GTK11-O, GTK11-R, GTK12, GTK13, GTK14, GTK15 | E v i t a | 2023-03-27T00:00:00.000+02:00 | GEOTEK MEDIKAL VE SAGLIK HIZMETLERI TIC. SAN. LTD. STI Ivedik OSB Ağaç Metal İşleri Sitesi 1436 sk. NO:12 YENIMAHALLE /ANKARA / TURKEY | Needle Guide-Disposable Needle Guide: GTK16, GTK17, GTK18, GTK19, GTK20,GTK100, GTK101, GTK102, GTK103, GTK 104, GTK105, GTK106, GTK107, GTK108, GTK109, GTK110, GTK111, GTK112, GTK113, GTK114, GTK115,, Needle Guide-Disposable Needle Guide: GTK120, GTK121, GTK122, GTK123, GTK124, GTK125, GTK130, GTK131, GTK132, GTK133, GTK134, GTK135,, Needle Guide-Disposable Needle Guide: GTK140, GTK141, GTK142, GTK143, GTK144, GTK145, GTK150, GTK151, GTK152, GTK153, GTK154, GTK155, Percutaneous Access Needle: GPA1810, GPA1815, GPA1820, GPA1825, GPA1910, GPA1915, GPA1920, Semi-automatic Biopsy Needle: GSN1409, GSN1410, GSN1412, GSN1415, GSN1416, GSN1420, GSN1609, GSN1610, GSN1612, GSN1615, GSN1616, GSN1620, GSN1625, GSN1809, GSN1810, GSN1812, GSN1815, GSN1816, GSN1820,, Semi-automatic Biopsy Needle: GSN1825, GSN2009, GSN2010, GSN2015, GSN2016, GSN2020, GSN1410-X, GSN1415-X, GSN1416-X, GSN1420-X, GSN1610-X, GSN1615-X, GSN1616-X,, Semi-automatic Biopsy Needle: GSN1620-X, GSN1810-X, GSN1815-X, GSN1816-X, GSN1820-X, GSN1825-X, GSN2010-X, GSN2015-X, GSN2016-X, GSN2020-X, Estacore -Automatic Biopsy Needle: GEC1409, GEC1410, GEC1412, GEC1415, GEC1416, GEC1420, GEC1609, GEC1610, GEC1612, GEC1615, GEC1616, GEC1620, GEC1625, GEC1809, GEC1810, GEC1812, GEC1815, GEC1816,, Estacore -Automatic Biopsy Needle: GEC1820, GEC1825, GEC1830, GEC2009, GEC2010, GEC2015, GEC2016, GEC2020, GEC1410-X, GEC1412-X, GEC1415-X, GEC1416-X, GEC1420-X, GEC1610-X, GEC1612-X, GEC1615-X,, Estacore -Automatic Biopsy Needle: GEC1616-X, GEC1620-X, GEC1625-X, GEC1810-X, GEC1812-X, GEC1815-X, GEC1816-X, GEC1820-X, GEC1825-X, GEC2010-X, GEC2015-X, GEC2020-X, Maxicore -Automatic Biopsy Gun: GBG01, Maxicore-M -Automatic Biopsy Gun: GBG-M, Maxicore-U -Automatic Biopsy Gun: GBG-U, Maxicore -Automatic Biopsy Gun Needles: GPN1409, GPN1410, GPN1412, GPN1415, GPN1416, GPN1420, GPN1609, GPN1610, GPN1612, GPN1615, GPN1616, GPN1620, GPN1625, GPN1809, GPN1810, GPN1812, GPN1815, GPN1816, Maxicore -Automatic Biopsy Gun Needles: GPN1820, GPN1825, GPN1830, GPN2009, GPN2010, GPN2015, GPN2016, GPN2020, Maxicore-M -Automatic Biopsy Gun Needles: GPN1409-M, GPN1410-M, GPN1412-M, GPN1415-M, GPN1416-M, GPN1420-M, GPN1609-M, GPN1610-M, GPN1612-M, GPN1615-M, GPN1616-M, GPN1620-M, GPN1625-M,, Maxicore-M -Automatic Biopsy Gun Needles: GPN1809-M, GPN1810-M, GPN1812-M, GPN1815-M, GPN1816-M, GPN1820-M, GPN1825-M, GPN1830-M, GPN2009-M, GPN2010-M, GPN2015-M, GPN2016-M, GPN2020-M, Maxicore-U -Automatic Biopsy Gun Needles: GPN1409-U, GPN1410-U, GPN1412-U, GPN1415-U, GPN1416-U, GPN1420-U, GPN1609-U, GPN1610-U, GPN1612-U, GPN1615-U, GPN1616-U, GPN1620-U, GPN1625-U, GPN1809-U,, Maxicore-U -Automatic Biopsy Gun Needles: GPN1810-U, GPN1812-U, GPN1815-U, GPN1816-U, GPN1820-U, GPN1825-U, GPN1830-U, GPN2009-U, GPN2010-U, GPN2015-U, GPN2020-U, Alfagun -Automatic Biopsy Gun Needles: GAC1410, GAC1415, GAC1416, GAC1420, GAC1610, GAC1615, GAC1616, GAC1620, GAC1625, GAC1810, GAC1815, GAC1816, GAC1820, GAC1825, GAC1830, GAC2010, GAC2015, GAC2020, Breast Localization Needle: GBL2005, GBL2007, GBL2010, GBL2012, GBL2015, GBLZ2005, GBLZ2007, GBLZ2010, GBLZ2012, GBLZ2015, Coaxial Needle: GCX1305, GCX1355, GCX1310, GCX13105, GCX1315, GCX13155, GCX1505, GCX1555, GCX1510, GCX15105, GCX1515, GCX15115, GCX15155, GCX1705, GCX1755, GCX1710, GCX17105, GCX1715, GCX17115,, Coaxial Needle: GCX17155, GCX1905, GCX1955, GCX1910, GCX19105, GCX1915, GCX19115, GCX19155, Bone Marrow Biopsy Needle: GBB0810, GBB0810-AL, GBB0815, GBB0815-AL, GBB0910, GBB0915, GBB1110, GBB1110-AL, GBB1115, GBB1115-AL, GBB1310, GBB1315, Chiba Biopsy Needle: GCB1810, GCB1815, GCB1820, GCB1825, GCB2010, GCB2015, GCB2015-X, GCB2020, GCB2020-X, GCB2025, GCB2210, GCB2215, GCB2215-X, GCB2220, GCB2220-X,, Chiba Biopsy Needle: GCB2225, GCB2110, GCB2115, GCB2120, GCB2125, Needle Guide-Disposable Needle Guide: GTK01, GTK02, GTK03, GTK04, GTK04-O, GTK05, GTK06, GTK07, GTK08, GTK08-R, GTK09, GTK09-R, GTK09-RS, GTK10, GTK11, GTK11-O, GTK11-R, GTK12, GTK13, GTK14, GTK15 | Klasa IIa | Biopsy Needle Guide-përmirësojnë dukshmërinë dhe saktësinë e vendosjes së gjilpërës se biopsise, Gjilpëra biopsie me madhësi dhe struktura të ndryshme te majes për marrjen e mostrave të qelizave ose indeve nga nje organ i caktuar ose pjesë e trupit të njeriut. | Pajisje nje perdorimeshe
13865 | Architect Anti-TPO Reagent Kit 2K4720, Architect Anti-TPO Reagent Kit 2K4725, Architect Anti-TPO Reagent Kit 2K4727, Architect Anti-TPO Calibrators 2K4701, Architect Anti-TPO Controls 2K4710 | PEGASUS. | 2023-03-28T00:00:00.000+02:00 | Abbott Ireland Diagnostics Division Finisklin Business Park Sligo Ireland | Architect Anti-TPO Reagent Kit 2K4720, Architect Anti-TPO Reagent Kit 2K4725, Architect Anti-TPO Reagent Kit 2K4727, Architect Anti-TPO Calibrators 2K4701, Architect Anti-TPO Controls 2K4710 | In vitro | Reagente qe perdoren ne analizen sasiore te Anti Tpo ne mostrat e gjakut me sistemin Architect, Reagente qe perdoren si kalibratore ne analizen sasiore te Anti Tpo ne mostrat e gjakut me sistemin Architect, Reagente qe perdoren si mates precizioni ne analizen sasiore te Anti Tpo ne mostrat e gjakut me sistemin Architect | Pajisje te diagnostifikimit in vitro
13826 | Safe/Lock: AMB6 - Sterile Polymer Ligation Clips (M), Safe/Lock: AMLG6 - Sterile Polymer Ligation Clips (ML), Safe/Lock: ALP6 - Sterile Polymer Ligation Clips (L), Safe/Lock: AXLY6 - Sterile Polymer Ligation Clips (XL) | E v i t a | 2023-03-28T00:00:00.000+02:00 | Anka Sağlık Gereçleri Sanayi İç ve Dış Ticaret Ltd. Şti Esenşehir Mah. Haseki Sok. No:36 Ümraniye / İstanbul / TURKEY | Safe/Lock: AMB6 - Sterile Polymer Ligation Clips (M), Safe/Lock: AMLG6 - Sterile Polymer Ligation Clips (ML), Safe/Lock: ALP6 - Sterile Polymer Ligation Clips (L), Safe/Lock: AXLY6 - Sterile Polymer Ligation Clips (XL) | Klasa IIb | Klipe polimeri sterile qe përdoren në operacionet kirurgjikale për të ndërprerë rrjedhjen e lëngjeve, gjakut etj. në enët e gjakut apo indet e ndryshme te trupit., Klipe polimeri sterile qe përdoren në operacionet kirurgjikale për të ndërprerë rrjedhjen e lëngjeve, gjakut etj. në enët e gjakut apo indet e ndryshme te trupit. | Pajisje nje perdorimeshe
13837 | Phosphoric acid etching gel and liquid,i-GEL N | MOTO-MANIA | 2023-03-29T00:00:00.000+02:00 | UAB "Medicinos linija"Aviacijos str. 28, LT-77103 Siauliai, Lithuania | Phosphoric acid etching gel and liquid,i-GEL N | Klasa IIa | Xhel dhe lëng 37% acid fosforik per pastrimin edhe acidifikimin e siperfaqeve te dhembit. | Pajisje dentare
13827 | Ureteral Balloon Dilation Catheter, Urethral Dilator Set, Amplatz Renal Dilator Set, Ureteral Dilator, Nottingham Dilator, Urethral Filiform Dilator, Fascial Dilator Set, Fascial Dilator, Urethral Dilator, Renal Dilator | O.E.S DISTRIMED | 2023-04-05T00:00:00.000+02:00 | MED pro Medical B.V.Vendelier 45E 3905 PC Veenendaal the Netherlands | Ureteral Balloon Dilation Catheter, Urethral Dilator Set, Amplatz Renal Dilator Set, Ureteral Dilator, Nottingham Dilator, Urethral Filiform Dilator, Fascial Dilator Set, Fascial Dilator, Urethral Dilator, Renal Dilator | Klasa IIa | Dilator urologjie,per perdorim spitalor | Pajisje nje perdorimeshe
13869 | Urology – Retrievers, Track Finder Bulb Irrigator, Stone Basket Nitinol-Segura, Helical With Tip, Zero Tip, Stone Basket Stainless Steel-Segura, Helical With Tip, Zero Tip, Stone Grasper-Flexible, Rigid Forceps, Tri-Prong, Stent Remover | O.E.S DISTRIMED | 2023-04-04T00:00:00.000+02:00 | MED pro Medical B.V.Vendelier 45E 3905 PC Veenendaal the Netherlands | Urology – Retrievers, Track Finder Bulb Irrigator, Stone Basket Nitinol-Segura, Helical With Tip, Zero Tip, Stone Basket Stainless Steel-Segura, Helical With Tip, Zero Tip, Stone Grasper-Flexible, Rigid Forceps, Tri-Prong, Stent Remover | Klasa IIa | Retraktues per urologji | Pajisje nje perdorimeshe
13873 | Automatic Biopsy Needle / Estacore-PRO: GEP1409, GEP1410, GEP1412, GEP1415, GEP1416, GEP1420, GEP1609, GEP1610, GEP1612, GEP1615, GEP1616, GEP1620, GEP1625, GEP1809, GEP1810, GEP1812, GEP1815, GEP1816, GEP1820, GEP1825, GEP1830, GEP2009, GEP2010, GEP2015, GEP2020 GEP1410-X, GEP1412-X, GEP1415-X, GEP1416-X, GEP1420-X, GEP1610-X, GEP1612-X, GEP1615-X, GEP1616-X, GEP1620-X, GEP1625-X, GEP1810-X, GEP1812-X, GEP1815-X, GEP1816-X, GEP1820-X, GEP1825-X, GEP2010-X, GEP2015-X, GEP2020-X, GEP1409-S, GEP1410-S, GEP1412-S, GEP1415-S, GEP1416-S, GEP1420-S, GEP1609-S, GEP1610-S, GEP1612-S, GEP1615-S, GEP1616-S, GEP1620-S, GEP1625-S, GEP1809-S, GEP1810-S, GEP1812-S, GEP1815-S, GEP1816-S, GEP1820-S, GEP1825-S, GEP1830-S, GEP2009-S, GEP2010-S, GEP2015-S, GEP2020-S, GEP1410S-X, GEP1412S-X, GEP1415S-X, GEP1416S-X, GEP1420S-X, GEP1610S-X, GEP1612S-X, GEP1615S-X, GEP1616S-X, GEP1620S-X, GEP1625S-X, GEP1810S-X, GEP1812S-X, GEP1815S-X, GEP1816S-X, GEP1820S-X, GEP1825S-X, GEP2010S-X, GEP2015S-X, GEP2020S-X, Automatic Biopsy Needle / Katracore: GKR1406, GKR1409, GKR1410, GKR1411, GKR1412, GKR1415, GKR1416, GKR1420, GKR1609, GKR1610, GKR1612, GKR1615, GKR1616, GKR1620, GKR1625, GKR1806, GKR1809, GKR1810, GKR1812, GKR1815, GKR1816, GKR1820, GKR1825, GKR1830, GKR2006, GKR2009, GKR2010, GKR2015, GKR2020 GKR1409-X, GKR1410-X, GKR1412-X, GKR1415-X, GKR1416-X, GKR1420-X, GKR1610-X, GKR1612-X, GKR1615-X, GKR1616-X, GKR1620-X, GKR1625-X, GKR1809-X, GKR1810-X, GKR1812-X, GKR1815-X, GKR1816-X, GKR1820-X, GKR1825-X, GKR2010-X, GKR2015-X, GKR2020-X, Bone Biopsy Needle: GBN0810, GBN0815, GBN0910, GBN0915, GBN1110, GBN1115, GBN1310, GBN1315, GBN1410, GBN1415, GBN1610, GBN1615, Oocyte Aspiration Needle: GOA1730, GOA1732, GOA1735, GOA1730-F, GOA1732-F, GOA1735-F, GOA1632, GOA1635, Seldinger Needle(One wall) : GSE1807, GSE1907, GSE1815, GSE1915, Bone Marrow Aspiration Needle: GBA1450, GBA1550, GBA1650, GBA1850, GBA1470, GBA1570, GBA1670, Franseen Biopsy Needle: GFN1810, GFN1815, GFN1820, GFN2010, GFN2015, GFN2020, GFN2210, GFN2215, GFN2220, Westcott Biopsy Needle: GWN1810, GWN1815, GWN1820, GWN2010, GWN2015, GWN2020, GWN2210, GWN2215, GWN2220, TRUS Biopsy Kit (Transrectal Ultrasonography BiopsyKit ): GTR01, GTR02, GTR03, GTR04, GTR05, GTR06, GTR07, GTR08, GTR09, GTR10, GTR11, GTR12, GTR13, GTR14, GTR-A, GTR-B, GTR-C, GTR-D, GTR-E, GTR-F, GTR-G, Disposable Needle Guide /Needle Guide kit: GTKS01, GTKS02, GTKS03, GTKS04, GTKS05, GTKS06, GTKS07, GTKS08, GTKS08-R, GTKS09, GTKS09-R, GTKS09-RS, GTKS10, GTKS11, GTKS11-R, GTKS12, GTKS13, GTKS14, GTKS15, GTKS16, GTKS17, GTKS18, GTKS19, GTKS20, GTKS100, GTKS101, GTKS102, GTKS103, GTKS104, GTKS105, GTKS106, GTKS107, GTKS108, GTKS109, GTKS110, GTKS111, GTKS112, GTKS113, GTKS114, GTKS115, GTKS120, GTKS121, GTKS122, GTKS123, GTKS124, GTKS125, GTKS130, GTKS131, GTKS132, GTKS133, GTKS134, GTKS135, GTKS140, GTKS141, GTKS142, GTKS143, GTKS144, GTKS145, GTKS150, GTKS151, GTKS152, GTKS153, GTKS154, GTKS155, GTK01-P, GTK02-P, GTK03-P, GTK04-P, GTK05-P, GTK06-P, GTK07-P, GTK08-P, GTK08-R-P, GTK09-P, GTK09-R-P, GTK09-RS-P, GTK10-P, GTK11-P, GTK12-P, GTK13-P, GTK14-P, GTK15-P, GTK16-P, GTK17-P, GTK18-P, GTK19-P, GTK20-P, GTK100-P, GTK101-P, GTK102-P, GTK103-P, GTK104-P, GTK105-P, GTK106-P, GTK107-P, GTK108-P, GTK109-P, GTK110-P, GTK120-P, GTK121-P, GTK122P, GTK123-P, GTK124-P, GTK125-P, GTK130-P, GTK131-P, GTK132-P, GTK133-P, GTK134-P, GTK135-P, GTK140-P, GTK141-P, GTK142-P, GTK143-P, GTK144-P, GTK145-P, GTK150-P, GTK151-P, GTK152-P, GTK153-P, GTK154-P, GTK155-P, Nephrostomy Drainage Catheters / Pigtail: GNC06, GNC08, GNC10, GNC12, GNC14, GNC16, GNCH06, GNCH08, GNCH10, GNCH12, GNCH14, GNCH16, GNC06-L, GNC08-L, GNC10-L, GNC12-L, GNC14-L, GNC16-L ,GNCH06-L, GNCH08-L, GNCH10-L, GNCH12-L, GNCH14-L, GNCH16-L, Nephrostomy Drainage Catheters / Direct Puncture: GDPN06, GDPN08, GDPN10, GDPN12, GDPN14, GDPN16, GDPNH06, GDPNH08, GDPNH10, GDPNH12, GDPNH14, GDPNH16 ,GDPN06-L, GDPN08-L, GDPN10-L, GDPN12-L, GDPN14-L, GDPN16-L, GDPNH06-L, GDPNH08-L, GDPNH10-L, GDPNH12-L, GDPNH14-L, GDPNH16-L, Nephrostomy Drainage Catheters / Malecot: GRM1430, GRM1630, GRM1830, GRM2030, GMC10, GMC12, GMC14, GMC16, GMC18, Nephrostomy Drainage Catheters / Suprapubic: GSP10, GSP12, GSP14, GSP16, GSP18, Nephrostomy Drainage Sets / Pigtail: GPNS06, GPNS08, GPNS10, GPNS12, GPNS14, GPNS16, GPNSH06, GPNSH08, GPNSH10, GPNSH12, GPNSH14, GPNSH16, GPNS06-L, GPNS08-L, GPNS10-L, GPNS12-L, GPNS14-L, GPNS16-L, GPNSH06-L, GPNSH08-L, GPNSH10-L, GPNSH12-L, GPNSH14-L, GPNSH16-L, Automatic Biopsy Needle / Vescut: GVS1409, GVS1410, GVS1412, GVS1415, GVS1416, GVS1420, GVS1609, GVS1610, GVS1612, GVS1615, GVS1616, GVS1620, GVS1625, GVS1809, GVS1810, GVS1812, GVS1815, GVS1816, GVS1820, GVS1825, GVS1830, GVS2009, GVS2010, GVS2015, GVS2020, GVS1409-X, GVS1410-X, GVS1412-X, GVS1415-X, GVS1416-X, GVS1420-X, GVS1609-X, GVS1610-X, GVS1612-X, GVS1615-X, GVS1616-X, GVS1620-X, GVS1625-X, GVS1809-X, GVS1810-X, GVS1812-X, GVS1815-X, GVS1816-X, GVS1820-X, GVS1825-X, GVS2010-X, GVS2015-X, GVS2020-X, Nephrostomy Drainage Sets / Malecot: GMNS06, GMNS08, GMNS10, GMNS12, GMNS14, GMNS16, Ureteral Catheter-Open end: GUC370-OE, GUC470-OE, GUC570-OE, GUC670-OE, GUC770-OE, Ureteral Catheter-Closed end: GUC370-CE, GUC470-CE, GUC570-CE, GUC670-CE, GUC770-CE, Dilators / Ureteral Dilator;Amplatz Renal Dilator: GUDS-12, GUDS-20, GUDS-24, GUDS-26, GUDS-28, GUDS-30, GDS-12, Dilators / Baloon Dilator: GNBD10, GBD0544, GBD0546, GBD5410, GBD0554, GBD0556, GBD5510, GBD0564, GBD0566, GBD5610, GBD0444, GBD0454, Dilators / Access Sheath: GUA1125, GUA1135, GUA1138, GUA1145, GUA1225, GUA1235, GUA1238, GUA1245, GUA1425, GUA1435, GUA1438, GUA1445, Stone Basket / Stainless Steel: GSBH390, GSBH3110, GSBH490, GSBH4110, GSBH590, GSBH5110, GSBS390, GSBS3110, GSBS490, GSBS4110, GSBS590, GSBS5110, Stone Basket / Nitinol: GSBN1990, GSBN19110, GSBN19120, GSBN2290, GSBN22110, GSBN390, GSBN3110, GSBN490, GSBN4110, GSBN590, GSBN5110, Stone Basket / Tippless: GSBZ2290, GSBZ22110, GSBZ22120, GSBZ2590, GSBZ25110, GSBZ1990, GSBZ19110, GSBZ19120, GSBZ390, GSBZ3110, GSBZ490, GSBZ4110, GSBZ590, GSBZ5110, Stone Basket / Grasper: GSG390, GSG490, GSG590, Amniosynthesis Needle: GAN2010, GAN2015, GAN2020, GAN2110, GAN2115, GAN2120, GAN2210, GAN2215, GAN2220 | E v i t a | 2023-03-31T00:00:00.000+02:00 | GEOTEK MEDIKAL VE SAGLIK HIZMETLERI TIC. SAN. LTD. STI Ivedik OSB Ağaç Metal İşleri Sitesi 1436 sk. NO:12 YENIMAHALLE /ANKARA / TURKEY | Automatic Biopsy Needle / Estacore-PRO: GEP1409, GEP1410, GEP1412, GEP1415, GEP1416, GEP1420, GEP1609, GEP1610, GEP1612, GEP1615, GEP1616, GEP1620, GEP1625, GEP1809, GEP1810, GEP1812, GEP1815, GEP1816, GEP1820, GEP1825, GEP1830, GEP2009, GEP2010, GEP2015, GEP2020 GEP1410-X, GEP1412-X, GEP1415-X, GEP1416-X, GEP1420-X, GEP1610-X, GEP1612-X, GEP1615-X, GEP1616-X, GEP1620-X, GEP1625-X, GEP1810-X, GEP1812-X, GEP1815-X, GEP1816-X, GEP1820-X, GEP1825-X, GEP2010-X, GEP2015-X, GEP2020-X, GEP1409-S, GEP1410-S, GEP1412-S, GEP1415-S, GEP1416-S, GEP1420-S, GEP1609-S, GEP1610-S, GEP1612-S, GEP1615-S, GEP1616-S, GEP1620-S, GEP1625-S, GEP1809-S, GEP1810-S, GEP1812-S, GEP1815-S, GEP1816-S, GEP1820-S, GEP1825-S, GEP1830-S, GEP2009-S, GEP2010-S, GEP2015-S, GEP2020-S, GEP1410S-X, GEP1412S-X, GEP1415S-X, GEP1416S-X, GEP1420S-X, GEP1610S-X, GEP1612S-X, GEP1615S-X, GEP1616S-X, GEP1620S-X, GEP1625S-X, GEP1810S-X, GEP1812S-X, GEP1815S-X, GEP1816S-X, GEP1820S-X, GEP1825S-X, GEP2010S-X, GEP2015S-X, GEP2020S-X, Automatic Biopsy Needle / Katracore: GKR1406, GKR1409, GKR1410, GKR1411, GKR1412, GKR1415, GKR1416, GKR1420, GKR1609, GKR1610, GKR1612, GKR1615, GKR1616, GKR1620, GKR1625, GKR1806, GKR1809, GKR1810, GKR1812, GKR1815, GKR1816, GKR1820, GKR1825, GKR1830, GKR2006, GKR2009, GKR2010, GKR2015, GKR2020 GKR1409-X, GKR1410-X, GKR1412-X, GKR1415-X, GKR1416-X, GKR1420-X, GKR1610-X, GKR1612-X, GKR1615-X, GKR1616-X, GKR1620-X, GKR1625-X, GKR1809-X, GKR1810-X, GKR1812-X, GKR1815-X, GKR1816-X, GKR1820-X, GKR1825-X, GKR2010-X, GKR2015-X, GKR2020-X, Bone Biopsy Needle: GBN0810, GBN0815, GBN0910, GBN0915, GBN1110, GBN1115, GBN1310, GBN1315, GBN1410, GBN1415, GBN1610, GBN1615, Oocyte Aspiration Needle: GOA1730, GOA1732, GOA1735, GOA1730-F, GOA1732-F, GOA1735-F, GOA1632, GOA1635, Seldinger Needle(One wall) : GSE1807, GSE1907, GSE1815, GSE1915, Bone Marrow Aspiration Needle: GBA1450, GBA1550, GBA1650, GBA1850, GBA1470, GBA1570, GBA1670, Franseen Biopsy Needle: GFN1810, GFN1815, GFN1820, GFN2010, GFN2015, GFN2020, GFN2210, GFN2215, GFN2220, Westcott Biopsy Needle: GWN1810, GWN1815, GWN1820, GWN2010, GWN2015, GWN2020, GWN2210, GWN2215, GWN2220, TRUS Biopsy Kit (Transrectal Ultrasonography BiopsyKit ): GTR01, GTR02, GTR03, GTR04, GTR05, GTR06, GTR07, GTR08, GTR09, GTR10, GTR11, GTR12, GTR13, GTR14, GTR-A, GTR-B, GTR-C, GTR-D, GTR-E, GTR-F, GTR-G, Disposable Needle Guide /Needle Guide kit: GTKS01, GTKS02, GTKS03, GTKS04, GTKS05, GTKS06, GTKS07, GTKS08, GTKS08-R, GTKS09, GTKS09-R, GTKS09-RS, GTKS10, GTKS11, GTKS11-R, GTKS12, GTKS13, GTKS14, GTKS15, GTKS16, GTKS17, GTKS18, GTKS19, GTKS20, GTKS100, GTKS101, GTKS102, GTKS103, GTKS104, GTKS105, GTKS106, GTKS107, GTKS108, GTKS109, GTKS110, GTKS111, GTKS112, GTKS113, GTKS114, GTKS115, GTKS120, GTKS121, GTKS122, GTKS123, GTKS124, GTKS125, GTKS130, GTKS131, GTKS132, GTKS133, GTKS134, GTKS135, GTKS140, GTKS141, GTKS142, GTKS143, GTKS144, GTKS145, GTKS150, GTKS151, GTKS152, GTKS153, GTKS154, GTKS155, GTK01-P, GTK02-P, GTK03-P, GTK04-P, GTK05-P, GTK06-P, GTK07-P, GTK08-P, GTK08-R-P, GTK09-P, GTK09-R-P, GTK09-RS-P, GTK10-P, GTK11-P, GTK12-P, GTK13-P, GTK14-P, GTK15-P, GTK16-P, GTK17-P, GTK18-P, GTK19-P, GTK20-P, GTK100-P, GTK101-P, GTK102-P, GTK103-P, GTK104-P, GTK105-P, GTK106-P, GTK107-P, GTK108-P, GTK109-P, GTK110-P, GTK120-P, GTK121-P, GTK122P, GTK123-P, GTK124-P, GTK125-P, GTK130-P, GTK131-P, GTK132-P, GTK133-P, GTK134-P, GTK135-P, GTK140-P, GTK141-P, GTK142-P, GTK143-P, GTK144-P, GTK145-P, GTK150-P, GTK151-P, GTK152-P, GTK153-P, GTK154-P, GTK155-P, Nephrostomy Drainage Catheters / Pigtail: GNC06, GNC08, GNC10, GNC12, GNC14, GNC16, GNCH06, GNCH08, GNCH10, GNCH12, GNCH14, GNCH16, GNC06-L, GNC08-L, GNC10-L, GNC12-L, GNC14-L, GNC16-L ,GNCH06-L, GNCH08-L, GNCH10-L, GNCH12-L, GNCH14-L, GNCH16-L, Nephrostomy Drainage Catheters / Direct Puncture: GDPN06, GDPN08, GDPN10, GDPN12, GDPN14, GDPN16, GDPNH06, GDPNH08, GDPNH10, GDPNH12, GDPNH14, GDPNH16 ,GDPN06-L, GDPN08-L, GDPN10-L, GDPN12-L, GDPN14-L, GDPN16-L, GDPNH06-L, GDPNH08 | Klasa IIa | Biopsy Needles-Gjilpëra biopsie me madhësi dhe struktura të ndryshme te majes për marrjen e mostrave të qelizave ose indeve nga nje organ i caktuar ose pjesë e trupit të njeriut., Gjilpëra me madhësi dhe struktura të ndryshme te majes për marrjen e mostrave të qelizave ose indeve nga nje organ i caktuar ose pjesë e trupit të njeriut., Set i plotë për procedurat e biopsisë së prostatës me ultratinguj transrektal, Kite qe përmirësojnë dukshmërinë dhe saktësinë e vendosjes së gjilpërës se biopsise, Kateter qe futet përmes lëkurës në zonën ku jane mbledhur fluidet per ti nxjerre jashte trupit te njeriut, Stete dreinazhi qe perdoren per te nxjerre jashte trupit te njeriut fluidet e mbedhura ne zonen e caktuar, Pajisje te synuara per te realizuar dilatim/zgjerim ne rast te obstruksineve te ureterit, Pajisje qe përdoret për të hequr gurët ose fragmentet e gurëve nga trakti biliar, veshkat ose ureteri | Pajisje nje perdorimeshe
13840 | i-PAK IPU11, i-PAK IPU01, i-PAK IPU02, i-PAK IPU03 | MOTO-MANIA | 2023-04-12T00:00:00.000+02:00 | UAB "Medicinos linija"Aviacijos str. 28, LT-77103 Siauliai, Lithuania | i-PAK IPU11, i-PAK IPU01, i-PAK IPU02, i-PAK IPU03 | Klasa I | Fill retraktues per marrjen e mases | Pajisje dentare
13940 | HS-201Q (Aneroid Sphygmomanometer) | T R I M E D | 2023-04-20T00:00:00.000+02:00 | "HONSUN (Nantong) Co., Ltd. No.8, Tongxing Road, Economic&Technical Development Area, 226009 Nantong City, P.R.China" | HS-201Q (Aneroid Sphygmomanometer) | Im | Aparat elektronik që shërben për matjen e presionit të gjakut. Matja bëhet në mënyrë digjitale, duke vendosur manshetën tek krahu. | Tjeter
13944 | Implant, Hyaluronic Acid Gel with Lidocaine- Class III - Sterile e.p.t.q. Lidocaine S500/ S300/ S100 | Beauty and health distribution | 2023-04-24T00:00:00.000+02:00 | JETEMA Co., Ltd. 16-25, Dongbaekjungang-ro 16beon-gil, Giheung-gu, Yongin-si, Gyeonggi-do, Republic of Korea | Implant, Hyaluronic Acid Gel with Lidocaine- Class III - Sterile e.p.t.q. Lidocaine S500/ S300/ S100 | Klasa III | Acid hyaluronik qe perdoret ne estetike. | Tjeter
13900 | Sterilization Flat Reel 5 cm * 200 m SDM05200, Sterilization Flat Reel 7.5 cm * 200 m SDM75200, Sterilization Flat Reel 10 cm * 200 m SDM10200, Sterilization Flat Reel 15 cm * 200 m SDM15200, Sterilization Flat Reel 20 cm * 200 m SDM20200, Sterilization Flat Reel 25 cm * 200 m SDM25200, Sterilization Flat Reel 30 cm * 200 m SDM30200, Sterilization Flat Reel 35 cm * 200 m SDM35200, Sterilization Flat Reel 40 cm * 200 m SDM40200, Sterilization Flat Reel 45 cm * 200 m SDM45200, Sterilization Flat Reel 50 cm * 200 m SDM50200, Sterilization Flat Reel 55 cm * 200 m SDM55200, Sterilization Flat Reel 60 cm * 200 m SDM60200, Sterilization Reel made of DuPont tm Tyvek 5 cm * 70 m SDMTY0570, Sterilization Reel made of DuPont tm Tyvek 7.5 cm * 70 m SDMTY7570, Sterilization Reel made of DuPont tm Tyvek 10 cm * 70 m SDMTY1070, Sterilization Reel made of DuPont tm Tyvek 15 cm * 70 m SDMTY1570, Sterilization Reel made of DuPont tm Tyvek 20 cm * 70 m SDMTY2070, Sterilization Reel made of DuPont tm Tyvek 25 cm * 70 m SDMTY2570, Sterilization Reel made of DuPont tm Tyvek 30 cm * 70 m SDMTY3070, Sterilization Reel made of DuPont tm Tyvek 35 cm * 70 m SDMTY3570, Sterilization Reel made of DuPont tm Tyvek 40 cm * 70 m SDMTY4070, Sterilization Reel made of DuPont tm Tyvek 50 cm * 70 m SDMTY5070, Sterilization Reel made of DuPont tm Tyvek 60 cm * 70 m SDMTY6070, Bowie & Dick Test Pack 13 cm * 13 cm SDMBD200, Class 4 H2O2 Plasma Indicator 10 cm * 19 cm SDMCLS4P, Autoclave Tape 12 cm * 2 cm SDMATS1950, Ethylene Oxide Chemical Indicator Class 5 9 cm * 7 cm SDMCLS5E, Class 6 Steam Chemical Indicator 8 cm * 7 cm SDMCLS6S, Indicator Label & Label Gun 21 cm * 27 cm SDM-GUN, Sterilization Crepe Paper 90 * 120 cm SDM-CR, Sterilization SMS Paper 90 * 120 cm SDM-SMS, SMS PAPER 30 * 30 CM SDMSMS3030, SMS PAPER 50 * 50 CM SDMSMS5050, SMS PAPER 75 * 75 CM SDMSMS7575, SMS PAPER 100 * 100 CM SDMSMS100100, SMS PAPER 120 * 120 CM SDMSMS120120, SMS PAPER 130 * 150 CM SDMSMS130150, SMS PAPER 150 * 180 CM SDMSMS150180, CREPE PAPER 30 * 30 CM SDMCRP3030, CREPE PAPER 50 * 50 CM SDMCRP5050, CREPE PAPER 75 * 75 CM SDMCRP7575, CREPE PAPER 100 * 100 CM SDMCRP100100, CREPE PAPER 120 * 120 CM SDMCRP120120, CREPE PAPER 150 * 180 CM SDMCRP150180 | Amber Dental | 2023-04-26T00:00:00.000+02:00 | Sudemed Tıbbi Ürünler Emlak İnş. San. Ve Tic. Ltd. Şti. İvedik O.S.B Ağaç İşleri San. Sit. 1357. Sok. No:26-28 Yenimahalle/Ankara Türkiye | Sterilization Flat Reel 5 cm * 200 m SDM05200, Sterilization Flat Reel 7.5 cm * 200 m SDM75200, Sterilization Flat Reel 10 cm * 200 m SDM10200, Sterilization Flat Reel 15 cm * 200 m SDM15200, Sterilization Flat Reel 20 cm * 200 m SDM20200, Sterilization Flat Reel 25 cm * 200 m SDM25200, Sterilization Flat Reel 30 cm * 200 m SDM30200, Sterilization Flat Reel 35 cm * 200 m SDM35200, Sterilization Flat Reel 40 cm * 200 m SDM40200, Sterilization Flat Reel 45 cm * 200 m SDM45200, Sterilization Flat Reel 50 cm * 200 m SDM50200, Sterilization Flat Reel 55 cm * 200 m SDM55200, Sterilization Flat Reel 60 cm * 200 m SDM60200, Sterilization Reel made of DuPont tm Tyvek 5 cm * 70 m SDMTY0570, Sterilization Reel made of DuPont tm Tyvek 7.5 cm * 70 m SDMTY7570, Sterilization Reel made of DuPont tm Tyvek 10 cm * 70 m SDMTY1070, Sterilization Reel made of DuPont tm Tyvek 15 cm * 70 m SDMTY1570, Sterilization Reel made of DuPont tm Tyvek 20 cm * 70 m SDMTY2070, Sterilization Reel made of DuPont tm Tyvek 25 cm * 70 m SDMTY2570, Sterilization Reel made of DuPont tm Tyvek 30 cm * 70 m SDMTY3070, Sterilization Reel made of DuPont tm Tyvek 35 cm * 70 m SDMTY3570, Sterilization Reel made of DuPont tm Tyvek 40 cm * 70 m SDMTY4070, Sterilization Reel made of DuPont tm Tyvek 50 cm * 70 m SDMTY5070, Sterilization Reel made of DuPont tm Tyvek 60 cm * 70 m SDMTY6070, Bowie & Dick Test Pack 13 cm * 13 cm SDMBD200, Class 4 H2O2 Plasma Indicator 10 cm * 19 cm SDMCLS4P, Autoclave Tape 12 cm * 2 cm SDMATS1950, Ethylene Oxide Chemical Indicator Class 5 9 cm * 7 cm SDMCLS5E, Class 6 Steam Chemical Indicator 8 cm * 7 cm SDMCLS6S, Indicator Label & Label Gun 21 cm * 27 cm SDM-GUN, Sterilization Crepe Paper 90 * 120 cm SDM-CR, Sterilization SMS Paper 90 * 120 cm SDM-SMS, SMS PAPER 30 * 30 CM SDMSMS3030, SMS PAPER 50 * 50 CM SDMSMS5050, SMS PAPER 75 * 75 CM SDMSMS7575, SMS PAPER 100 * 100 CM SDMSMS100100, SMS PAPER 120 * 120 CM SDMSMS120120, SMS PAPER 130 * 150 CM SDMSMS130150, SMS PAPER 150 * 180 CM SDMSMS150180, CREPE PAPER 30 * 30 CM SDMCRP3030, CREPE PAPER 50 * 50 CM SDMCRP5050, CREPE PAPER 75 * 75 CM SDMCRP7575, CREPE PAPER 100 * 100 CM SDMCRP100100, CREPE PAPER 120 * 120 CM SDMCRP120120, CREPE PAPER 150 * 180 CM SDMCRP150180 | Klasa I | Qese per plastifikim | Pajisje dentare
14001 | Desco Drill (inc.Color Variants)00-815-010 RU 1L.00815-020-EXD-01 2L.00-815-050-EXD/00-815-050 RU 5LL | MOTO-MANIA | 2023-04-27T00:00:00.000+02:00 | Dr Schumacher GMBH,Am Roggenfeld 3. D 34223 Malsfeld Germany | Desco Drill (inc.Color Variants)00-815-010 RU 1L.00815-020-EXD-01 2L.00-815-050-EXD/00-815-050 RU 5LL | Klasa IIb | Dezifektant per instrumenta dentare | Pajisje dentare
14008 | FTRD GASTRODUODENAL,gastroduodenal FTRD Set 200.72 | GREEMED | 2023-04-27T00:00:00.000+02:00 | Ovesco Endoscopy AG;Friedrich-Miescher-Str.9,D-72076 Tubingen, Germany | FTRD GASTRODUODENAL,gastroduodenal FTRD Set 200.72 | Klasa IIb | Set per rezeksionin e plote ne sitemin gastrointestinal | Pajisje nje perdorimeshe
14020 | BARS SET,BARS,component of Ref. 100.60 | GREEMED | 2023-04-28T00:00:00.000+02:00 | Ovesco Endoscopy AG;Friedrich-Miescher-Str.9,D-72076 Tubingen, Germany | BARS SET,BARS,component of Ref. 100.60 | Klasa IIb | Set endoskopik per mbylljen e plote ose te pjesshme te mureve te stomakut | Pajisje nje perdorimeshe
14026 | OTSC ANCHOR,200.10/200.11/200.61;OTSC Twin Grasper 200.44,200.45 | GREEMED | 2023-04-28T00:00:00.000+02:00 | Ovesco Endoscopy AG;Friedrich-Miescher-Str.9,D-72076 Tubingen, Germany | OTSC ANCHOR,200.10/200.11/200.61;OTSC Twin Grasper 200.44,200.45 | Is | Kapese per elevimin e shtreses mukozale dhe kapese dyshe per mbylljen e perforacioneve | Pajisje nje perdorimeshe
14028 | OTSG XCAVATOR 200.15 | GREEMED | 2023-04-28T00:00:00.000+02:00 | Ovesco Endoscopy AG;Friedrich-Miescher-Str.9,D-72076 Tubingen, Germany | OTSG XCAVATOR 200.15 | Is | Instrument per kapjen e indeve ose trupave te huaj | Pajisje nje perdorimeshe
14061 | YAG Laser System and Accesories Lpulsa SYL9000/Aura PT LightLas SeLecTor Deux | PEGASUS. | 2023-05-02T00:00:00.000+02:00 | Lightmed Corporation No.1-1, Lane 1, Sec.3,Pao An St.., Shulin District, New Taipei City 23861, Taiwan | YAG Laser System and Accesories Lpulsa SYL9000/Aura PT LightLas SeLecTor Deux | Klasa IIb | Aparat lazeri dhe aksesoret e tij qe perdoren ne procedura kirurgjikale oftalmike. | Pajisje oftalmike dhe optike
13762 | Blood Typing Manager 210404 | PEGASUS. | 2023-03-13T00:00:00.000+01:00 | Diagnostic Grifols SA Passeig Fluvial 24 085150 Parets del Valles Spain | Blood Typing Manager 210404 | In vitro | Software i menaxhimit te te dhenave te gjakut per transfuzion | Pajisje te diagnostifikimit in vitro
13800 | Synthetic Absorbable Knotless Suture V-Loc 180™ and V-Loc™ 90 Absorbable Wound Closure Device, V-LOC™ PBT Non-absorbable Wound Closure Device, VLOCL0004 -VLOCL0004 V-LOC 180 3-0 CLR 15CM P12: VLOCL0114-VLOCL0114 V-LOC 180 3-0 CLR 30CM P14:VLOCM0124 VLOCM0124 V-LOC 90 3-0 CLR 45CM P14X12: VLOCM0344 VLOCM0344 V-LOC 90 3-0 VIO 23CM GS21 , VLOCM0345 VLOCM0345 V-LOC 90 2-0 VIO 23CM GS21 :VLOCM0624 VLOCM0624 :V-LOC 90 3-0 VIO 45CM V20X12 VLOCM082 : VLOCM0824 V-LOC 90 3-0 VIO 45CM CV23 VLOCM1704 :VLOCM1704 V-LOC 90 3-0 VIO 15CM GU46, VLOCN0325 VLOCNO325 V-LOC PBT 2-0 BLU 45CM GS21:VLOCN0326 VLOCNO326 V-LOC PBT 0 BLU 45CM GS21X12 :VLOCN0327 VLOCNO327 V-LOC PBT 1 BLU 45CM GS21X12 :VLOCN0345 VLOCNO347 VLOC PBT 1 BLU 9 GS-21, VLOCN0346 VLOCL4824 VLOC 180 3-0 GR 18 C-23 :VLOCN0604 VLOCNO604 V-LOC PBT 3-0 BLU 15CM V20 :VLOCN0605 VLOCN0605 V-LOC PBT 2-0 BLU 15CM V20 :VLOCN0614 VLOCNO614 V-LOC PBT 3-0 BLU 30CM V20, VLOCN0615 VLOCNO615 V-LOC PBT 2-0 BLU 30CM V20 :VLOCN0624 VLOCNO624 V-LOC PBT 3-0 BLU 45CM V20 :VLOCN0804 VLOCN0804 V-LOC PBT 3-0 BLU 15CM CV23 :VLOCN0814 VLOCN0814 V-LOC PBT 3-0 BLU 30CM CV23 | O.E.S DISTRIMED | 2023-03-23T00:00:00.000+01:00 | Covidien Ilc 15 Hampshire Street Mansfield, MA 02048 USA | Synthetic Absorbable Knotless Suture V-Loc 180™ and V-Loc™ 90 Absorbable Wound Closure Device, V-LOC™ PBT Non-absorbable Wound Closure Device, VLOCL0004 -VLOCL0004 V-LOC 180 3-0 CLR 15CM P12: VLOCL0114-VLOCL0114 V-LOC 180 3-0 CLR 30CM P14:VLOCM0124 VLOCM0124 V-LOC 90 3-0 CLR 45CM P14X12: VLOCM0344 VLOCM0344 V-LOC 90 3-0 VIO 23CM GS21 , VLOCM0345 VLOCM0345 V-LOC 90 2-0 VIO 23CM GS21 :VLOCM0624 VLOCM0624 :V-LOC 90 3-0 VIO 45CM V20X12 VLOCM082 : VLOCM0824 V-LOC 90 3-0 VIO 45CM CV23 VLOCM1704 :VLOCM1704 V-LOC 90 3-0 VIO 15CM GU46, VLOCN0325 VLOCNO325 V-LOC PBT 2-0 BLU 45CM GS21:VLOCN0326 VLOCNO326 V-LOC PBT 0 BLU 45CM GS21X12 :VLOCN0327 VLOCNO327 V-LOC PBT 1 BLU 45CM GS21X12 :VLOCN0345 VLOCNO347 VLOC PBT 1 BLU 9 GS-21, VLOCN0346 VLOCL4824 VLOC 180 3-0 GR 18 C-23 :VLOCN0604 VLOCNO604 V-LOC PBT 3-0 BLU 15CM V20 :VLOCN0605 VLOCN0605 V-LOC PBT 2-0 BLU 15CM V20 :VLOCN0614 VLOCNO614 V-LOC PBT 3-0 BLU 30CM V20, VLOCN0615 VLOCNO615 V-LOC PBT 2-0 BLU 30CM V20 :VLOCN0624 VLOCNO624 V-LOC PBT 3-0 BLU 45CM V20 :VLOCN0804 VLOCN0804 V-LOC PBT 3-0 BLU 15CM CV23 :VLOCN0814 VLOCN0814 V-LOC PBT 3-0 BLU 30CM CV23 | Klasa III, Klasa IIb | Sutura kirurgjikale te absorbueshme dhe jo te absorbueshme , perdorim ne kirurgji te ndryshme/te pergjithshme, Sutura kirurgjikale jo te absorbueshme , perdorim ne kirurgji te ndryshme/te pergjithshme | Pajisje te implantueshme jo aktive
13804 | Sterile Anatomic Shoulder Prothesis, Modeli: 200-134 HUMERAL KOMPONENT CEMENTEDTA6V SIZE 5, Sterile Anatomic Shoulder Prothesis, Modeli: 200-136 HUMERAL KOMPONENT CEMENTEDTA6V SIZE 6, Sterile Anatomic Shoulder Prothesis, Modeli: 200-138 HUMERAL KOMPONENT CEMENTEDTA6V SIZE 0, Sterile Anatomic Shoulder Prothesis, Modeli: 300-110 HUMERAL KOMPONENT CEMENTLESS TA6V SIZE 1-10, Sterile Anatomic Shoulder Prothesis, Modeli: 300-112 HUMERAL KOMPONENT CEMENTLESS TA6V SIZE 2-12, Sterile Anatomic Shoulder Prothesis, Modeli: 300-114 HUMERAL KOMPONENT CEMENTLESS TA6V SIZE 3-14, Sterile Anatomic Shoulder Prothesis, Modeli: 300-132 HUMERAL KOMPONENT CEMENTLESS TA6V SIZE 4-32, Sterile Anatomic Shoulder Prothesis, Modeli: 300-134 HUMERAL KOMPONENT CEMENTLESS TA6V SIZE 5-34, Sterile Anatomic Shoulder Prothesis, Modeli: 200-110 HUMERAL KOMPONENT CEMENTEDTA6V SIZE 1, Sterile Anatomic Shoulder Prothesis, Modeli: 200-112 HUMERAL KOMPONENT CEMENTEDTA6V SIZE 2, Sterile Anatomic Shoulder Prothesis, Modeli: 200-114 HUMERAL KOMPONENT CEMENTEDTA6V SIZE 3, Sterile Anatomic Shoulder Prothesis, Modeli: 200-132 HUMERAL KOMPONENT CEMENTEDTA6V SIZE 4, Sterile Anatomic Shoulder Prothesis, Modeli: 106-035 LOCKING SCREW FOR GLENOID Ø4.5 X 35MM , Sterile Anatomic Shoulder Prothesis, Modeli: 106-040 LOCKING SCREW FOR GLENOID Ø4.5 X 40MM , Sterile Anatomic Shoulder Prothesis, Modeli: 107-018 CORTICAL SCREW 4.5MM X 18, Sterile Anatomic Shoulder Prothesis, Modeli: 107-020 CORTICAL SCREW 4.5MM X 20, Sterile Anatomic Shoulder Prothesis, Modeli: 107-022 CORTICAL SCREW 4.5MM X 22, Sterile Anatomic Shoulder Prothesis, Modeli: 107-024 CORTICAL SCREW 4.5MM X 24, Sterile Anatomic Shoulder Prothesis, Modeli: 107-026 CORTICAL SCREW 4.5MM X 26, Sterile Anatomic Shoulder Prothesis, Modeli: 107-028 CORTICAL SCREW 4.5MM X 28, Sterile Anatomic Shoulder Prothesis, Modeli: 110-040 CONNECTION SCREW FOR HUMERAL STEM 2, Sterile Anatomic Shoulder Prothesis, Modeli: 110-050 CONNECTION SCREW FOR HUMERAL STEM 3, Sterile Anatomic Shoulder Prothesis, Modeli: 110-060 CONNECTION SCREW FOR HUMERAL STEM 4, Sterile Anatomic Shoulder Prothesis, Modeli: 110-070 CONNECTION SCREW FOR HUMERAL STEM 5, Sterile Anatomic Shoulder Prothesis, Modeli: 110-080 CONNECTION SCREW FOR HUMERAL STEM 6, Sterile Anatomic Shoulder Prothesis, Modeli: 110-090 CONNECTION SCREW FOR HUMERAL STEM 7, Sterile Anatomic Shoulder Prothesis, Modeli: 110-100 CONNECTION SCREW FOR HUMERAL STEM 8, Sterile Anatomic Shoulder Prothesis, Modeli: 110-110 CONNECTION SCREW FOR HUMERAL STEM 9, Sterile Anatomic Shoulder Prothesis, Modeli: 110-120 CONNECTION SCREW FOR HUMERAL STEM 10, Sterile Anatomic Shoulder Prothesis, Modeli: 112-000 METAPHYSIS-NECK+0mm TA6V°0 , Sterile Anatomic Shoulder Prothesis, Modeli: 112-003 METAPHYSIS-NECK+3mm TA6V°0 , Sterile Anatomic Shoulder Prothesis, Modeli: 112-005 METAPHYSIS-NECK+5mm TA6V°0 , Sterile Anatomic Shoulder Prothesis, Modeli: 101-039 HUMERAL HEAD CoCr Ø39*14 CENTERED , Sterile Anatomic Shoulder Prothesis, Modeli: 101-043 HUMERAL HEAD CoCr Ø43*16 CENTERED , Sterile Anatomic Shoulder Prothesis, Modeli: 101-046 HUMERAL HEAD CoCr Ø46*17 CENTERED , Sterile Anatomic Shoulder Prothesis, Modeli: 101-050 HUMERAL HEAD CoCr Ø50*19 CENTERED , Sterile Anatomic Shoulder Prothesis, Modeli: 102-039 HUMERAL HEAD CoCr Ø39*15 ECCENTERED , Sterile Anatomic Shoulder Prothesis, Modeli: 102-043 HUMERAL HEAD CoCr Ø43*17 ECCENTERED , Sterile Anatomic Shoulder Prothesis, Modeli: 102-046 HUMERAL HEAD CoCr Ø46*18 ECCENTERED , Sterile Anatomic Shoulder Prothesis, Modeli: 102-050 HUMERAL HEAD CoCr Ø50*20 ECCENTERED , Sterile Anatomic Shoulder Prothesis, Modeli: 201-001 COLLAR IMPLANT Ti6AI4V SIZE 1 , Sterile Anatomic Shoulder Prothesis, Modeli: 201-002 COLLAR IMPLANT Ti6AI4V SIZE 2 , Sterile Anatomic Shoulder Prothesis, Modeli: 202-004 HEXAGONAL SCREW Ø3.5mm M4, Sterile Anatomic Shoulder Prothesis, Modeli: 202-006 HEXAGONAL SCREW Ø3.5mm M6, Sterile Anatomic Shoulder Prothesis, Modeli: 500-001 3/4 PEGLi GLENOID PE EBAT XS , Sterile Anatomic Shoulder Prothesis, Modeli: 500-002 3/4 PEGLi GLENOID PE EBAT S, Sterile Anatomic Shoulder Prothesis, Modeli: 500-003 3/4 PEGLi GLENOID PE EBAT M, Sterile Anatomic Shoulder Prothesis, Modeli: 500-004 3/4 PEGLi GLENOID PE EBAT L, Sterile Anatomic Shoulder Prothesis, Modeli: 105-020 STANDARD SCREW FOR GLENOID Ø4.5 X 20MM , Sterile Anatomic Shoulder Prothesis, Modeli: 105-025 STANDARD SCREW FOR GLENOID Ø4.5 X 25MM , Sterile Anatomic Shoulder Prothesis, Modeli: 105-030 STANDARD SCREW FOR GLENOID Ø4.5 X 30MM , Sterile Anatomic Shoulder Prothesis, Modeli: 105-035 STANDARD SCREW FOR GLENOID Ø4.5 X 35MM , Sterile Anatomic Shoulder Prothesis, Modeli: 105-040 STANDARD SCREW FOR GLENOID Ø4.5 X 40MM , Sterile Anatomic Shoulder Prothesis, Modeli: 106-020 LOCKING SCREW FOR GLENOID Ø4.5 X 20MM , Sterile Anatomic Shoulder Prothesis, Modeli: 106-025 LOCKING SCREW FOR GLENOID Ø4.5 X 25MM , Sterile Anatomic Shoulder Prothesis, Modeli: 106-030 LOCKING SCREW FOR GLENOID Ø4.5 X 30MM , Sterile Anatomic Shoulder Prothesis, Modeli: 300-136 HUMERAL KOMPONENT CEMENTLESS TA6V SIZE 6-36, Sterile Anatomic Shoulder Prothesis, Modeli: 205-008 HUMERAL STEM Ø08mm CEMENTED L.50mm, Sterile Anatomic Shoulder Prothesis, Modeli: 205-009 HUMERAL STEM Ø09mm CEMENTED L.50mm, Sterile Anatomic Shoulder Prothesis, Modeli: 205-010 HUMERAL STEM Ø10mm CEMENTED L.50mm, Sterile Anatomic Shoulder Prothesis, Modeli: 220-009 HUMERAL STEM Ø09mm CEMENTED L.200mm, Sterile Anatomic Shoulder Prothesis, Modeli: 220-010 HUMERAL STEM Ø10mm CEMENTED L.200mm, Sterile Anatomic Shoulder Prothesis, Modeli: 220-011 HUMERAL STEM Ø11mm CEMENTED L.200mm, Sterile Anatomic Shoulder Prothesis, Modeli: 220-012 HUMERAL STEM Ø12mm CEMENTED L.200mm, Sterile Anatomic Shoulder Prothesis, Modeli: 220-013 HUMERAL STEM Ø13mm CEMENTED L.200mm, Sterile Anatomic Shoulder Prothesis, Modeli: 220-014 HUMERAL STEM Ø14mm CEMENTED L.200mm, Sterile Anatomic Shoulder Prothesis, Modeli: 220-015 HUMERAL STEM Ø15mm CEMENTED L.200mm, Sterile Anatomic Shoulder Prothesis, Modeli: 305-008 HUMERAL STEM Ø08mm CEMENTLESS L.50mm, Sterile Anatomic Shoulder Prothesis, Modeli: 305-009 HUMERAL STEM Ø09mm CEMENTLESS L.50mm, Sterile Anatomic Shoulder Prothesis, Modeli: 305-010 HUMERAL STEM Ø10mm CEMENTLESS L.50mm, Sterile Anatomic Shoulder Prothesis, Modeli: 305-011 HUMERAL STEM Ø11mm CEMENTLESS L.50mm, Sterile Anatomic Shoulder Prothesis, Modeli: 305-012 HUMERAL STEM Ø12mm CEMENTLESS L.50mm, Sterile Anatomic Shoulder Prothesis, Modeli: 305-013 HUMERAL STEM Ø13mm CEMENTLESS L.50mm, Sterile Anatomic Shoulder Prothesis, Modeli: 305-014 HUMERAL STEM Ø14mm CEMENTLESS L.50mm, Sterile Anatomic Shoulder Prothesis, Modeli: 305-015 HUMERAL STEM Ø15mm CEMENTLESS L.50mm, Sterile Anatomic Shoulder Prothesis, Modeli: 312-008 HUMERAL STEM Ø08mm CEMENTLESS L.120mm, Sterile Anatomic Shoulder Prothesis, Modeli: 312-009 HUMERAL STEM Ø09mm CEMENTLESS L.120mm, Sterile Anatomic Shoulder Prothesis, Modeli: 312-010 HUMERAL STEM Ø10mm CEMENTLESS L.120mm, Sterile Anatomic Shoulder Prothesis, Modeli: 312-011 HUMERAL STEM Ø11mm CEMENTLESS L.120mm, Sterile Anatomic Shoulder Prothesis, Modeli: 312-012 HUMERAL STEM Ø12mm CEMENTLESS L.120mm, Sterile Anatomic Shoulder Prothesis, Modeli: 312-013 HUMERAL STEM Ø13mm CEMENTLESS L.120mm, Sterile Anatomic Shoulder Prothesis, Modeli: 312-014 HUMERAL STEM Ø14mm CEMENTLESS L.120mm, Sterile Anatomic Shoulder Prothesis, Modeli: 312-015 HUMERAL STEM Ø15mm CEMENTLESS L.120mm, Sterile Anatomic Shoulder Prothesis, Modeli: 316-008 HUMERAL STEM Ø08mm CEMENTLESS L.160mm, Sterile Anatomic Shoulder Prothesis, Modeli: 316-009 HUMERAL STEM Ø09mm CEMENTLESS L.160mm, Sterile Anatomic Shoulder Prothesis, Modeli: 316-010 HUMERAL STEM Ø10mm CEMENTLESS L.160mm, Sterile Anatomic Shoulder Prothesis, Modeli: 316-011 HUMERAL STEM Ø11mm CEMENTLESS L.160mm, Sterile Anatomic Shoulder Prothesis, Modeli: 316-012 HUMERAL STEM Ø12mm CEMENTLESS L.160mm, Sterile Anatomic Shoulder Prothesis, Modeli: 316-013 HUMERAL STEM Ø13mm CEMENTLESS L.160mm, Sterile Anatomic Shoulder Prothesis, Modeli: 316-014 HUMERAL STEM Ø14mm CEMENTLESS L.160mm, Sterile Anatomic Shoulder Prothesis, Modeli: 316-015 HUMERAL STEM Ø15mm CEMENTLESS L.160mm, Sterile Anatomic Shoulder Prothesis, Modeli: 318-008 HUMERAL STEM Ø08mm CEMENTLESS L.180mm, Sterile Anatomic Shoulder Prothesis, Modeli: 318-009 HUMERAL STEM Ø09mm CEMENTLESS L.180mm, Sterile Anatomic Shoulder Prothesis, Modeli: 318-010 HUMERAL STEM Ø10mm CEMENTLESS L.180mm, Sterile Anatomic Shoulder Prothesis, Modeli: 318-011 HUMERAL STEM Ø11mm CEMENTLESS L.180mm, Sterile Anatomic Shoulder Prothesis, Modeli: 318-012 HUMERAL STEM Ø12mm CEMENTLESS L.180mm, Sterile Anatomic Shoulder Prothesis, Modeli: 318-013 HUMERAL STEM Ø13mm CEMENTLESS L.180mm, Sterile Anatomic Shoulder Prothesis, Modeli: 318-014 HUMERAL STEM Ø14mm CEMENTLESS L.180mm, Sterile Anatomic Shoulder Prothesis, Modeli: 318-015 HUMERAL STEM Ø15mm CEMENTLESS L.180mm, Sterile Anatomic Shoulder Prothesis, Modeli: 320-008 HUMERAL STEM Ø08mm CEMENTLESS L.200mm, Sterile Anatomic Shoulder Prothesis, Modeli: 320-009 HUMERAL STEM Ø09mm CEMENTLESS L.200mm, Sterile Anatomic Shoulder Prothesis, Modeli: 320-010 HUMERAL STEM Ø10mm CEMENTLESS L.200mm, Sterile Anatomic Shoulder Prothesis, Modeli: 320-011 HUMERAL STEM Ø11mm CEMENTLESS L.200mm, Sterile Anatomic Shoulder Prothesis, Modeli: 320-012 HUMERAL STEM Ø12mm CEMENTLESS L.200mm, Sterile Anatomic Shoulder Prothesis, Modeli: 320-013 HUMERAL STEM Ø13mm CEMENTLESS L.200mm, Sterile Anatomic Shoulder Prothesis, Modeli: 320-014 HUMERAL STEM Ø14mm CEMENTLESS L.200mm, Sterile Anatomic Shoulder Prothesis, Modeli: 320-015 HUMERAL STEM Ø15mm CEMENTLESS L.200mm, Sterile Anatomic Shoulder Prothesis, Modeli: 110-004 CONNECTION SCREW FOR HUMERAL STEM 1 , Sterile Anatomic Shoulder Prothesis, Modeli: 205-011 HUMERAL STEM Ø11mm CEMENTED L.50mm, Sterile Anatomic Shoulder Prothesis, Modeli: 205-012 HUMERAL STEM Ø12mm CEMENTED L.50mm, Sterile Anatomic Shoulder Prothesis, Modeli: 205-013 HUMERAL STEM Ø13mm CEMENTED L.50mm, Sterile Anatomic Shoulder Prothesis, Modeli: 205-014 HUMERAL STEM Ø14mm CEMENTED L.50mm, Sterile Anatomic Shoulder Prothesis, Modeli: 205-015 HUMERAL STEM Ø15mm CEMENTED L.50mm, Sterile Anatomic Shoulder Prothesis, Modeli: 212-008 HUMERAL STEM Ø08mm CEMENTED L.120mm, Sterile Anatomic Shoulder Prothesis, Modeli: 212-009 HUMERAL STEM Ø09mm CEMENTED L.120mm, Sterile Anatomic Shoulder Prothesis, Modeli: 212-010 HUMERAL STEM Ø10mm CEMENTED L.120mm, Sterile Anatomic Shoulder Prothesis, Modeli: 212-011 HUMERAL STEM Ø11mm CEMENTED L.120mm, Sterile Anatomic Shoulder Prothesis, Modeli: 212-012 HUMERAL STEM Ø12mm CEMENTED L.120mm, Sterile Anatomic Shoulder Prothesis, Modeli: 212-013 HUMERAL STEM Ø13mm CEMENTED L.120mm, Sterile Anatomic Shoulder Prothesis, Modeli: 212-014 HUMERAL STEM Ø14mm CEMENTED L.120mm, Sterile Anatomic Shoulder Prothesis, Modeli: 212-015 HUMERAL STEM Ø15mm CEMENTED L.120mm, Sterile Anatomic Shoulder Prothesis, Modeli: 216-008 HUMERAL STEM Ø08mm CEMENTED L.160mm, Sterile Anatomic Shoulder Prothesis, Modeli: 216-009 HUMERAL STEM Ø09mm CEMENTED L.160mm, Sterile Anatomic Shoulder Prothesis, Modeli: 216-010 HUMERAL STEM Ø10mm CEMENTED L.160mm, Sterile Anatomic Shoulder Prothesis, Modeli: 216-011 HUMERAL STEM Ø11mm CEMENTED L.160mm, Sterile Anatomic Shoulder Prothesis, Modeli: 216-012 HUMERAL STEM Ø12mm CEMENTED L.160mm, Sterile Anatomic Shoulder Prothesis, Modeli: 216-013 HUMERAL STEM Ø13mm CEMENTED L.160mm, Sterile Anatomic Shoulder Prothesis, Modeli: 216-014 HUMERAL STEM Ø14mm CEMENTED L.160mm, Sterile Anatomic Shoulder Prothesis, Modeli: 216-015 HUMERAL STEM Ø15mm CEMENTED L.160mm, Sterile Anatomic Shoulder Prothesis, Modeli: 218-008 HUMERAL STEM Ø08mm CEMENTED L.180mm, Sterile Anatomic Shoulder Prothesis, Modeli: 218-009 HUMERAL STEM Ø09mm CEMENTED L.180mm, Sterile Anatomic Shoulder Prothesis, Modeli: 218-010 HUMERAL STEM Ø10mm CEMENTED L.180mm, Sterile Anatomic Shoulder Prothesis, Modeli: 218-011 HUMERAL STEM Ø11mm CEMENTED L.180mm, Sterile Anatomic Shoulder Prothesis, Modeli: 218-012 HUMERAL STEM Ø12mm CEMENTED L.180mm, Sterile Anatomic Shoulder Prothesis, Modeli: 218-013 HUMERAL STEM Ø13mm CEMENTED L.180mm, Sterile Anatomic Shoulder Prothesis, Modeli: 218-014 HUMERAL STEM Ø14mm CEMENTED L.180mm, Sterile Anatomic Shoulder Prothesis, Modeli: 218-015 HUMERAL STEM Ø15mm CEMENTED L.180mm, Sterile Anatomic Shoulder Prothesis, Modeli: 220-008 HUMERAL STEM Ø08mm CEMENTED L.200mm | KLINIKA ZOGU I PARE | 2023-03-23T00:00:00.000+01:00 | Next Saglik Urunleri A.S. Ivedik OSB 88 Oto San.Sit.3.Bolge 2284 Cd.No:101 Yenimahalle ANKARA/TURKEY | Sterile Anatomic Shoulder Prothesis, Modeli: 200-134 HUMERAL KOMPONENT CEMENTEDTA6V SIZE 5, Sterile Anatomic Shoulder Prothesis, Modeli: 200-136 HUMERAL KOMPONENT CEMENTEDTA6V SIZE 6, Sterile Anatomic Shoulder Prothesis, Modeli: 200-138 HUMERAL KOMPONENT CEMENTEDTA6V SIZE 0, Sterile Anatomic Shoulder Prothesis, Modeli: 300-110 HUMERAL KOMPONENT CEMENTLESS TA6V SIZE 1-10, Sterile Anatomic Shoulder Prothesis, Modeli: 300-112 HUMERAL KOMPONENT CEMENTLESS TA6V SIZE 2-12, Sterile Anatomic Shoulder Prothesis, Modeli: 300-114 HUMERAL KOMPONENT CEMENTLESS TA6V SIZE 3-14, Sterile Anatomic Shoulder Prothesis, Modeli: 300-132 HUMERAL KOMPONENT CEMENTLESS TA6V SIZE 4-32, Sterile Anatomic Shoulder Prothesis, Modeli: 300-134 HUMERAL KOMPONENT CEMENTLESS TA6V SIZE 5-34, Sterile Anatomic Shoulder Prothesis, Modeli: 200-110 HUMERAL KOMPONENT CEMENTEDTA6V SIZE 1, Sterile Anatomic Shoulder Prothesis, Modeli: 200-112 HUMERAL KOMPONENT CEMENTEDTA6V SIZE 2, Sterile Anatomic Shoulder Prothesis, Modeli: 200-114 HUMERAL KOMPONENT CEMENTEDTA6V SIZE 3, Sterile Anatomic Shoulder Prothesis, Modeli: 200-132 HUMERAL KOMPONENT CEMENTEDTA6V SIZE 4, Sterile Anatomic Shoulder Prothesis, Modeli: 106-035 LOCKING SCREW FOR GLENOID Ø4.5 X 35MM , Sterile Anatomic Shoulder Prothesis, Modeli: 106-040 LOCKING SCREW FOR GLENOID Ø4.5 X 40MM , Sterile Anatomic Shoulder Prothesis, Modeli: 107-018 CORTICAL SCREW 4.5MM X 18, Sterile Anatomic Shoulder Prothesis, Modeli: 107-020 CORTICAL SCREW 4.5MM X 20, Sterile Anatomic Shoulder Prothesis, Modeli: 107-022 CORTICAL SCREW 4.5MM X 22, Sterile Anatomic Shoulder Prothesis, Modeli: 107-024 CORTICAL SCREW 4.5MM X 24, Sterile Anatomic Shoulder Prothesis, Modeli: 107-026 CORTICAL SCREW 4.5MM X 26, Sterile Anatomic Shoulder Prothesis, Modeli: 107-028 CORTICAL SCREW 4.5MM X 28, Sterile Anatomic Shoulder Prothesis, Modeli: 110-040 CONNECTION SCREW FOR HUMERAL STEM 2, Sterile Anatomic Shoulder Prothesis, Modeli: 110-050 CONNECTION SCREW FOR HUMERAL STEM 3, Sterile Anatomic Shoulder Prothesis, Modeli: 110-060 CONNECTION SCREW FOR HUMERAL STEM 4, Sterile Anatomic Shoulder Prothesis, Modeli: 110-070 CONNECTION SCREW FOR HUMERAL STEM 5, Sterile Anatomic Shoulder Prothesis, Modeli: 110-080 CONNECTION SCREW FOR HUMERAL STEM 6, Sterile Anatomic Shoulder Prothesis, Modeli: 110-090 CONNECTION SCREW FOR HUMERAL STEM 7, Sterile Anatomic Shoulder Prothesis, Modeli: 110-100 CONNECTION SCREW FOR HUMERAL STEM 8, Sterile Anatomic Shoulder Prothesis, Modeli: 110-110 CONNECTION SCREW FOR HUMERAL STEM 9, Sterile Anatomic Shoulder Prothesis, Modeli: 110-120 CONNECTION SCREW FOR HUMERAL STEM 10, Sterile Anatomic Shoulder Prothesis, Modeli: 112-000 METAPHYSIS-NECK+0mm TA6V°0 , Sterile Anatomic Shoulder Prothesis, Modeli: 112-003 METAPHYSIS-NECK+3mm TA6V°0 , Sterile Anatomic Shoulder Prothesis, Modeli: 112-005 METAPHYSIS-NECK+5mm TA6V°0 , Sterile Anatomic Shoulder Prothesis, Modeli: 101-039 HUMERAL HEAD CoCr Ø39*14 CENTERED , Sterile Anatomic Shoulder Prothesis, Modeli: 101-043 HUMERAL HEAD CoCr Ø43*16 CENTERED , Sterile Anatomic Shoulder Prothesis, Modeli: 101-046 HUMERAL HEAD CoCr Ø46*17 CENTERED , Sterile Anatomic Shoulder Prothesis, Modeli: 101-050 HUMERAL HEAD CoCr Ø50*19 CENTERED , Sterile Anatomic Shoulder Prothesis, Modeli: 102-039 HUMERAL HEAD CoCr Ø39*15 ECCENTERED , Sterile Anatomic Shoulder Prothesis, Modeli: 102-043 HUMERAL HEAD CoCr Ø43*17 ECCENTERED , Sterile Anatomic Shoulder Prothesis, Modeli: 102-046 HUMERAL HEAD CoCr Ø46*18 ECCENTERED , Sterile Anatomic Shoulder Prothesis, Modeli: 102-050 HUMERAL HEAD CoCr Ø50*20 ECCENTERED , Sterile Anatomic Shoulder Prothesis, Modeli: 201-001 COLLAR IMPLANT Ti6AI4V SIZE 1 , Sterile Anatomic Shoulder Prothesis, Modeli: 201-002 COLLAR IMPLANT Ti6AI4V SIZE 2 , Sterile Anatomic Shoulder Prothesis, Modeli: 202-004 HEXAGONAL SCREW Ø3.5mm M4, Sterile Anatomic Shoulder Prothesis, Modeli: 202-006 HEXAGONAL SCREW Ø3.5mm M6, Sterile Anatomic Shoulder Prothesis, Modeli: 500-001 3/4 PEGLi GLENOID PE EBAT XS , Sterile A | Klasa III | Sterile Anatomic Shoulder Prothesis perfishin te gjithe komponentet dhe vidat te cilat nevojiten per te perbere setin e protezes se shpatulles, e cila perdoret ne procedura kirurgjikale ortopedike nga specialist kirurg ortoped | Pajisje nje perdorimeshe
13771 | 12F X 20CM DOUBLE LUMEN CATHETER SET XTP128MT=, 12F X 20CM DOUBLE LUMEN CATHETER SET W/SYRINGE &amp; SCALPEL XTP128MT===, 14F X 20CM DOUBLE LUMEN CATHETER SET XTP148MTA | INCOMED | 2023-03-23T00:00:00.000+01:00 | Medical Components, Inc . (dba. Medcomp®) 1499 Delp Drive Harleysville, PA 19438 USA | 12F X 20CM DOUBLE LUMEN CATHETER SET XTP128MT=, 12F X 20CM DOUBLE LUMEN CATHETER SET W/SYRINGE &amp; SCALPEL XTP128MT===, 14F X 20CM DOUBLE LUMEN CATHETER SET XTP148MTA | Klasa IIa | Kateter Dialize Dopio Lumen | Pajisje nje perdorimeshe
13813 | Urology – Catheters ;Close Tip, Open Tip, Angle Tip, Cone Tip, Whistle Tip, PCN Catheter;PCN Catheter with Needle;PCN Catheter Set;Malecot Catheter;Suprapubic Catheter;Malecot Catheter Set;Re-Entry Malecot Catheter;CIC Catheter;Tiemann Catheter; | O.E.S DISTRIMED | 2023-03-28T00:00:00.000+02:00 | MED pro Medical B.V.Vendelier 45E 3905 PC Veenendaal the Netherlands | Urology – Catheters ;Close Tip, Open Tip, Angle Tip, Cone Tip, Whistle Tip, PCN Catheter;PCN Catheter with Needle;PCN Catheter Set;Malecot Catheter;Suprapubic Catheter;Malecot Catheter Set;Re-Entry Malecot Catheter;CIC Catheter;Tiemann Catheter; | Klasa IIa | kateter per Urologji | Pajisje nje perdorimeshe
13784 | Clinisafe 01315 Nitrile powder free glove disposable non sterile Size 5 9 | PEGASUS. | 2023-04-06T00:00:00.000+02:00 | Clini Lab Srl Via II Strada 14 ZI 35026 Conselve Italy | Clinisafe 01315 Nitrile powder free glove disposable non sterile Size 5 9 | Klasa I | Doreza njeperdorimshe mbrojtese kunder kimikateve dhe mikroorganizmave | Pajisje te implantueshme aktive
13891 | Philips Hemodynamic Application (002010) | Health & Light | 2023-04-11T00:00:00.000+02:00 | Philips Medical Systems Nederland B.V. Veenpluis 6, 5684 PC Best, The Netherlands | Philips Hemodynamic Application (002010) | Klasa IIb | Instrumenta per Poligrafi Kardilogjike, Software dhe Aksesore | Pajisje diagnostikuese dhe terapeutike me rezatim
13919 | SenSight Depth Stop and Cranial Tunneler Kit B31010 | O.E.S DISTRIMED | 2023-04-13T00:00:00.000+02:00 | Medtronic Inc. 710 Medtronic Parkway Minneapolis,MN 55432 USA | SenSight Depth Stop and Cranial Tunneler Kit B31010 | Te implantueshme aktive | Kompleti i ndalimit të thellësisë dhe tunelerit kranial per neurostimulatorin | Pajisje te implantueshme aktive
13920 | SenSight Extension Tunneler Kit B31030 | O.E.S DISTRIMED | 2023-04-13T00:00:00.000+02:00 | Medtronic Inc. 710 Medtronic Parkway Minneapolis,MN 55432 USA | SenSight Extension Tunneler Kit B31030 | Te implantueshme aktive | Komplet Zgjatues tunelues per perdorim ne neurostimulim | Pajisje te implantueshme aktive
13858 | 9561424 DL DILATOR 20.8MM, 9569309 STABILITY PIN, 9CM, 9569310 STABILITY PIN, 10CM, 9569311 STABILITY PIN, 11CM, 9569312 STABILITY PIN, 12CM, 9569313 STABILITY PIN, 13CM, 9569315 STABILITY PIN, 15CM, 9569650 BAYONET PENFIELD #4, PUSH/PULL, LONGSep, NAV0200 PROBE, NAV, NAV2017K DILATOR NAV2017K SOLERA AWLTIPTAP, NAV2018K DILATOR NAV2018K SOLERA AWLTIPTAP, 5580152 Inner Guide 4.75 §, 5580162 Inner Guide 5.5/6.0 §, RBT052202 RG BALLAST DRILL GUIDE 4.2 LONG, 5580168 INNER GUIDE, 9116880 8mm TREPHINE, 9116883 6mm TREPHINE, 9339096 AWL, QUICK CONNECT, 8670045 4.5MM DIA SEXTANT TAP, 8670055 5.5MM DIA SEXTANT TAP, 8670065 6.5MM DIA SEXTANT TAP, 8670085 4.5MM-5.5MM SELF DRILLING TAP, 8670087 5.5-6.5 SELF DRILLING TAP, 8674000 4.0MM CANNULATED TAP, 8670075 7.5MM DIA SEXTANT TAP, 9491014 DIAM CURVED KERRISON 3MM, 4360713 13mm CALIPER, 4360720 20mm/25mm CALIPER, 2900260 15MM X 18° SPREADER, 5580101 Distractor Rack *, 5580102 Distractor Pinion *, 5580103 Distractor Key *, 5580111 Distractor Rack L *, 5580112 Distractor Pinion L *, 5580113 Distractor Key L *, 5580115 Lordosis Ratchet *, 5580116 Lordosis Rack *, 5580120 Extender Adapter *, 5580130 Extender Open *, 9491024 SMALL DISTRACTOR W/ KNOB, 9491034 LARGE DISTRACTOR W/ KNOB, 5580150 Sleeve 4.75 - type A §, 5580151 Sleeve 4.75 - type B §, 5580160 Sleeve 5.5/6.0 - type A §, 5580161 Sleeve 5.5/6.0 - type B §, 5580165 SLEEVE CLOSED 5.5/6.0 LEFT, 5580166 SLEEVE CLOSED 5.5/6.0 RIGHT, 5580167 HANDLE, 7350142 FORCEP ROCKER, 7350162 ROD BENDER F/ 3.5MM ROD, 7350280 FIXED SCREWDRIVER, 7480175 ROD GRIPPER, 7480220 WIDE LAMINAR ELEVATOR, 7480225 PEDICLE FINDER, 7480255 INSITU BENDER-LEFT, 7480260 INSITU BENDER-RIGHT, 7480265 CORONAL PLANE BENDER-LEFT, 7480270 CORONAL PLANE BENDER-RIGHT, 7480305 THREADED, BREAK-OFF, 907370 MALLET, 9491008 DIAM IMPACTOR, 9491015 DIAM BI-LATERAL IMPACTOR, 905-820 MESH IMPACTOR, STRAIGHT, 905-825 ANGLED MESH IMPACTOR, 9050700 PYMSH END CAP INSERTER, 5580144 BREAKOFF NUT DRIVER°, 5580145 RETAINER SHAFT°, 4360513 T 10 DRIVER, 4360520 T 17 DRIVER, 7426006 Tamp, 9359904 BONE TAMP, LARGE, 5330012 Straight Tamp, 4591000 MAS Driver, 5484180 4.75 LOCK SLEEVE°, 5484184 FAS 4.75 SCREW ADAPTER°, 5580135 Setscrew Driver T27 *, 5584180 5.5/6.0 LOCK SLEEVE°, 5584182 4.75-5.5/6.0 MAS SHAFT°, 5584183 FAS/SAS SHAFT°, 5584184 FAS-SAS 5.5 SCREW ADAPTER°, 5584780 5.5 MAS HEX SHAFT°, 6550031 NUT DRIVER Ø5.5/6.0, 905-880 ENDCAP SCREWDRIVER, 7426001 Depth Stop Assembly, 5580121 Adapter Template *, 6550000 TAP SLEEVE, 6642014 DILATOR 6642014 ONE-STEP INNER, 6642015 DILATOR 6642015 ONE-STEP SMALL OUTE, 6642016 One-Step Large Outer Dilator, 2940350 9MM SHAVER, 2940351 10MM SHAVER, 2940352 11MM SHAVER, 2940353 12MM SHAVER, 2940354 13MM SHAVER, 2940355 14MM SHAVER, 2940356 15MM SHAVER, 2940357 8MM SHAVER, 4360030 30mm Extended TEMPLATE, 4360035 35mm Extended TEMPLATE, 4360040 40mm Extended TEMPLATE, 4360045 45mm Extended TEMPLATE, 4361316 13mm/16mm TEMPLATE, 4362025 20mm/25mm TEMPLATE, 4362230 22mm/30mmTEMPLATE, 5330020 Removal tool, RBT024101 RG 4.75 OUTER CANNULA SHORT, RBT024102 RG 4.75 OUTER CANNULA LONG, RBT034201 RG 5.5/6.0 OUTER CANNULA SHORT, RBT034202 RG 5.5/6.0 OUTER CANNULA LONG, RBT054202 RG 5.5/6.0 BALLAST OUTER CANNULA LON, 25010600 BIASED ANGLE POSITIONER, 5482300 5/16" Revision Driver, 5482304 7/32" BREAKOFF DRIVER, 6550003 T25 NON-RETAINING DRIVER Ø5.5/6.0, 6550004 T25 BALL-ENDED DRIVER Ø5.5/6.0, 6550006 Ø5.5/6.0 SV SET SCREW DRIVER, 6640004 DRIVER 6640004 4.75 BALL-ENDED DRIVE, 6640005 DRIVER 6640005 4.75 NON-RETAINING DRJune, 6640008 DRIVER 6640008 4.75 SCREWDRIVER, 6642002 DRIVER 6642002 4.75 SET SCRW RETAININ, 7426007 Guide Pin, 2mm, 7426008 Trocar End Guide Pin, 2mm, NAV2017 Tissue Protector, Small, NAV2018 Tissue Protector, Large, 9491017 CRIMPER, 8239000 Tensioner, 5580133 Rod Persuader *, 5580134 Rod Reducer *, 6550027 Ø5.5/6.0 ROD REDUCER, 6550034 Ø5.5/6.0 REINFORCEMENT SLEEVE, 905-830 MESH TRIMMER, 2900607L 7MM INSERTER SHAFT, LONG, 2900609L 9MM INSERTER SHAFT, LONG, 2900609S 9MM INSERTER SHAFT, SHORT, 2900611L 11MM INSERTER SHAFT, LONG, 2900611M 11MM INSERTER SHAFT, MEDIUM, 2900611S 11MM INSERTER SHAFT, SHORT, 905-810 MESH HOLDER, STRAIGHT, 905-815 MESH HOLDER, SMALL, 9564000 Retractor Forceps - Upward#, 9564001 Retractor Forceps - Downward#, 9564002 Retractor Key#, 9564005 Blade Holder#, 9564006 Endoscope Holder 16#, 9564008 Endoscope Holder 18#, 9564010 One-step Dilator#, 9564030 Micro Dilator#, 9564034 Blade Quarter Tube 40 Ti #, 9564035 Blade Quarter Tube 50 Ti #, 9564036 Blade Quarter Tube 60 Ti #, 9564037 Blade Quarter Tube 70 Ti #, 9564038 Blade Quarter Tube 80 Ti #, 9564039 Blade Quarter Tube 90 Ti #, 9564040 Micro Dilator Small #, 9564044 Blade Quarter Tube S 40 Ti #, 9564045 Blade Quarter Tube S 50 Ti #, 9564046 Blade Quarter Tube S 60 Ti #, 9564047 Blade Quarter Tube S 70 Ti #, 9564048 Blade Quarter Tube S 80 Ti #, 9564049 Blade Quarter Tube S 90 Ti #, 5613040 30-40mm Non-Expandable Template 6.0, 5613545 35-45mm Non-Expandable Template 6.0, 5614560 45-60mm Non-Expandable Template 6.0, 5616090 60-90mm Non-Expandable Template 6.0, 6550013 Rod Template 5.5, 6642011 TEMPLATE 6642011 ROD TEMPLATE, 5580154 Rod curve template 4.75 §, 5580164 Rod curve template 5.5/6.0 §, 25010800 COUNTERTORQUE, 5482301 Counter Torque, 5484250 QC 4.75 COUNTERTORQUE°, 5584250 QC 5.5/6.0 COUNTERTORQUE°, 6550021 Ø5.5/6.0 REDUCER COUNTER TORQUE, 6550022 Ø5.5/6.0 RING COUNTER TORQUE, 6550037 Ø5.5/6.0 COUNTER TORQUE, 6642004 COUNTERTORQUE 6642004 COUNTERTOR, 6642008 PUSHER 6642008 ROD PUSHER, 8239002 Counter Torque Handle, 5580153 CounterTorque 4.75 §, 5580163 CounterTorque 5.5/6.0 §, 4360413 13mm EXPANSION DRIVER, 4360420 20MM/25MM EXPANSION DRIVER, 4369225 20mm/25mm ANGLED EXPANSION DRIVE, 6550039 Open Cement Delivery Guide Sleeve, 6550041 Cement Delivery Guide Sleeve, 7426009 RialtoTM SI FUSION Packing Fixture, 7426010 RialtoTM SI FUSION Packing Fixture Lid, 79960011 FORCEP ROD HOLDER, 6550014 ROD GRIPPER 5.5 mm, 6642009 GRIPPER 6642009 ROD GRIPPER, 7480211 TRAD LATERAL IMPLANT HOLDER, 7480216 TRAD STRAIGHT IMPLANT HOLDER, 7480231 HOOK PUSHER FOR IMPLANT HOLDER, 7480315 SACRAL PLATE HOLDER, 9491023 HOLDER, 5330021 Slap Hammer, 5330023 Trial Handle, 8239001 Tensioner T-Handle, 6550016 Ø5.5/6.0 CAP, 6550017 Ø5.5/6.0 TAB EXTENDER, 6642006 CAP 6642006 TAB EXTENDER CAP, 6642007 EXTENDER 6642007 TAB EXTENDER, 6550007 Ø5.5/6.0 COMPRESSOR/DISTRACTOR A, 6550008 Ø5.5/6.0 COMPRESSOR/DISTRACTOR B, 6550009 Ø5.5/6.0 PLIER COMPRESSOR, 6550011 Ø5.5/6.0 RACK COMPRESSOR/DISTRACTO, 6550035 Ø5.5/6.0 FULCRUM PLIERS, 6550036 Ø5.5/6.0 SV FULCRUM, 6642000 COMPRESSOR 6642000 COMPR/DISTR A, 6642001 COMPRESSOR 6642001 COMPR/DISTR B, 6642017 COMPRESSOR PLIERS COMPRESSOR, 9491018 COMPRESSION PLIERS, 7426005 Funnel, 2900259 13MM X 18° SPREADER, 9059105 MESH CUTTER, 9059108 MESH CUTTER CHEATER BAR, NAV2071 Rotating Shaver 8mm, NAV2072 Rotating Shaver 10mm, NAV2073 Rotating Shaver 12mm, NAV2074 Rotating Shaver 14mm, 2900605 INSERTER, 9491011 UNILATERAL INSERTER, 5330008 Articulating Inserter, 5330009 Inserter Inner Shaft, 4360002 END CAP REMOVAL TOOL, 4360113 13mm INSERTER, 4360120 20mm/25mm INSERTER, 4360221 20m/25mm ANGLED INSERTER, 4360320 IMPLANT REMOVAL TOOL, NAV4360030 30MM NAVIGATED EXTENDED ENDCAP T, NAV4360113 13mm NAVIGATED INSERTER, NAV4360120 20mm/25mm NAVIGATED INSERTER, NAV4360221 20MM/25MM NAVIGATED ANGLED INSERSep-19, NAV4361316 13MM NAVIGATED TEMPLATE, NAV4362022 20MM NAVIGATED TEMPLATE, NAV4362530 25MM NAVIGATED TEMPLATE, NAV2132 Navigated Elevate Inserter, NAV2133 Inner Locking Tube, NAV2134 Inserter Drive Shaft, NAV2058 NAV STRAIGHT OSTEOTOME 1/4", 2900249 SHUCKER, 3289413 COUNTERSINK ADAPTER, +3MM, 3289416 COUNTERSINK ADAPTER, +6MM, 3289423 OBL GRAFT CS ADAPTER, +3MM, 3289426 OBL GRAFT CS ADAPTER, +6MM, 3289710 SPREADER, 10MM, 3289712 SPREADER, 12MM, 3289714 SPREADER, 14MM, 3289716 SPREADER, 16MM, 3289718 SPREADER, 18MM, 3289720 SPREADER, 20MM, 3289808 OBL GRAFT SPREADER, 8MM, 3289810 OBL GRAFT SPREADER, 10MM, 3289812 OBL GRAFT SPREADER, 12MM, 3289814 OBL GRAFT SPREADER, 14MM, 3289816 OBL GRAFT SPREADER, 16MM, 3289818 OBL GRAFT SPREADER, 18MM, 3289820 OBL GRAFT SPREADER, 20MM, 5580104 Distractor Nut *, 5580114 Distractor Nut L *, 5580131 Extender Guide *, 5580132 Crossing Block *, 6550019 TAB BREAKER 5.5, 6550020 BREAK-OFF REMOVAL TOOL 5.5/6.0, 6642010 TOOL 6642010 ROD CONFIRMATION TOOJune, 6642012 TOOL 6642012 TAB REMOVAL TOOL, 6642013 TOOL 6642013 TAB BREAKOFF TOOL, 7967012 COVERPLATE INSERTER, 7974111 13MM RELEASE FORK, 7974112 16MM RELEASE FORK, 7974113 19MM RELEASE FORK, 7974114 22MM RELEASE FORK, 7974115 25MM RELEASE FORK, 7975116 LOADING BLOCK, 803-290 HOLT PROBE FLAT, 890-501 INSTRUMENT REMOVER, LARGE., 890-609 20MM BONE PRESS PLUG, 8910700 INSERTER, SMALL, 8910710 INSERTER, LARGE, 8951401 DISCECTOMY TEMPLATE, 14mm, 8951601 DISCECTOMY TEMPLATE, 16mm, 8951801 DISCECTOMY TEMPLATE, 18mm, 901-451 CENTER MARKER, 901-456 DRIVER CAP, 9050011 LARGE OVOID INSERTER, 9059103 LOCK NUT DRIVER, 9198990 MODULAR OPENER, 9296000 INSERTER, 9296001 ANTERIOR PUSHER, 9296007 BALL TIP PUSHER, 9296012 35 DEGREE ROTATOR, 9296014 STRAIGHT ADJUSTER, 9296098 CURVED ADJUSTER, 9359001 SMALL RELEASE INSTRUMENT, 9359002 LARGE RELEASE INSTRUMENT, 9359003 BONE TAMP, SMALL, 9491001 SICARD SMALL, 9491002 SICARD LARGE, 9491012 DIAM TISSUE RESECTOR - LEFT, 9491013 DIAM TISSUE RESECTOR - RIGHT, 9491026 BULLETED STAPLE SIZE 8, 9491027 BULLETED STAPLE SIZE 10, 9491028 BULLETED STAPLE SIZE 12, 9491029 BULLETED STAPLE SIZE 14, 950-146 MICRO-ENDO RULER, 9561421 DILATOR 10.6MM, 9561422 DILATOR 16MM, 3695600 POSITIONING GUIDE, 3695700 GRAFT LOADER, 3990057 Adjuster, 5480131V PROVISIONAL DRVR 6.35 HEX, 5480140V ADJUSTABLE DRIVER, 5484010 TOOL 5484010 SET SCRW CONFIRM 4.75, 5484335 4.75 RMAS Tab Breaker, 5484801 SOLERA SEXTANT REDUCTION OUTER EXT, 5484802 SOLERA SEXTANT REDUCTION MIDDLE EXJune, 5484803 SOLERA SEXTANT REDUCTION S/L EXTENDJune, 5484804 SOLERA SEXTANT REDUCTION S/L EXTENDJune, 5484900 ROD ENTRY POINT ESTIMATOR, 5584007 SCREW CONFIRMATION TOOL, 5584171 5.5/6.0 Distractor, 5585335 5.5/6.0 RMAS TAB BREAKER, 6480144 INSTRUMENT 6480144 BREAK-OFF DRIVE, 6481010 INSTRUMENT 6481010 SCREW POSITIONE, 7350112 PROBE, 7480100 DUAL ENDED FEELER, 7480110 LUMBAR PROBE, 7480112 THORACIC PROBE, 7480122 SET SCREW STARTER, 7480141 ROCKER PUSH BUTTON, 7480142 LEGACY 5.5 ROCKER, 7480154 T27 WITH OBTURATOR, 7480483 SSR ALIGNMENT TOOL, 7480484 SSR RELEASE FORK, 7480493 MANIPULATOR, 7480494 SETSCREW LOADER 5.5, 7480511 POSTERIOR BODY RESECTOR, 15MM, 5484329 MEASURING CALIPER, 3289001 MALLET, 907-404 MALLET, 2346010 Set Screw Breakoff Instrument, 8350399 3.2mm Hex Bit, 9568264 26mm LEFT HALF TUBE, 4cm, 9568265 26mm LEFT HALF TUBE, 5cm, 9568266 26mm LEFT HALF TUBE, 6cm, 9568267 26mm LEFT HALF TUBE, 7cm, 9568268 26mm LEFT HALF TUBE, 8cm, 9569264 26mm RIGHT HALF TUBE, 4cm, 9569265 26mm RIGHT HALF TUBE, 5cm, 9569266 26mm RIGHT HALF TUBE, 6cm, 9569267 26mm RIGHT HALF TUBE, 7cm, 9569268 26mm RIGHT HALF TUBE, 8cm, 7578000 DEPTH GAUGE SCALE, 8110502 MEASURING CALIPER, 8114502 MEASURING CALIPER, 4.5MM ROD, 870-501 DEPTH GAGE, 9339075 SCREW GAGE, 2940068 ROTATING KERRISON, SIZE 3MM, 2940069 ROTATING KERRISON, SIZE 5MM, 2940075 4MM PITUITARY, 2940076 4MM UPBITING PITUITARY, 3280001 PIT RONGEUR, 6 X 14, STR, 3280002 PIT RONGEUR, 4 X 10, STR, 3280003 PIT RONGEUR, 6 X 14, UPBITE, 3280004 PIT RONGEUR, 4 X 10, UPBITE, 906-521 PITUITARY RONG LONG STRAIGHT, 906-522 PITUITARY RONG LONG UPBITING, 7480512 POSTERIOR BODY RESECTOR, 20MM, 7480513 POSTERIOR BODY RESECTOR, 20MM WID, 7480514 POSTERIOR BODY RESECTOR, 25MM, 7480515 POSTERIOR BODY RESECTOR, 34MM, 7480665 DILATOR INITIAL, 7480666 DILATOR 7X6 mm, 7480667 DILATOR 9X8 mm, 7480668 VERTEBRAL BODY PROBE, 7480669 VERTEBRAL BODY SCRAPPER, 7480672 POSTERIOR BODY IMPACTOR 20MM, 7480680 REDUCTION PLIER, 7480682 ADAPTOR 5.5/6.0, 7480683 ADAPTOR SACRAL CONNECTOR, 7480684 BRIDGING LINK, 7480685 DOVE TAIL NUT, 7480686 INSERTER, 7480689 ADAPTOR POST M5, 7480760 STABILIZATION CLIP, 7484225 PEDICLE FINDER, 7509001 Small Delivery Tube 0 Deg, 7509002 Small Delivery Tube 15 Deg, 7509003 Small Delivery Tube 30 Deg, 7509004 SMALL GRAFT PUSHER, 7509005 Medium Delivery Tube 0 Deg, 7509006 Medium Delivery Tube 15 Deg, 7509008 Medium Delivery Tube 30 Deg, 7509012 MEDIUM GRAFT PUSHER, 7570011 ROD CONFIRMATION TOOL, 75700350 Nitinol Blunt Guidewire 350mm, 75700450 Nitinol Blunt Guidewire 450mm, 75700610 Nitinol Blunt Guidewire 610mm, 75701450 Nitinol Sharp Guidewire 450mm, 75701610 Nitinol Sharp Guidewire 610mm, 75701720 Nitinol Sharp Guidewire 720mm, 7570398 MAST Deformity VCM Adapter, 7570800 ROD ENTRY POINT ESTIMATOR, 7570930 LONGITUDE COMPRESSOR/ DISTRACTOR, 7570942 FRACTURE REDUCER, 7570944 EXTENDER COLLAR, 7570946 SCREW GHOST, 7570947 Fracture Reducer Clip, 7570948 Compressor-Distractor Clip, 7570988 SEXTANT II REDUCTION T27 REMOVAL, 75753019 MULTI-LEVEL OUTER EXTENDER, 75753029 MULTI-LEVEL MIDDLE EXTENDER, 75753039 SINGLE LEVEL EXTENDER A, 75753049 SINGLE LEVEL EXTENDER B, 75753059 EXTENDER INNER SLEEVE, 7578011 THREADED HANDLE, 7578200 ROD VERIFIER, 7578911 Longitude LX Rod Confirmation Tool, 7579000 QC RATCHETING T-HANDLE, 7967060 SOVEREIGN CATALYST ADAPTOR, SMALL,, 7967061 SOVEREIGN CATALYST ADAPTOR, MEDIUM, 7967062 SOVEREIGN CATALYST ADAPTOR, LARGE,, 7967073 SOVEREIGN CATALYST ADAPTOR, SMALL,, 7967074 SOVEREIGN CATALYST ADAPTOR, MEDIUM, 7967075 SOVEREIGN CATALYST ADAPTOR, LARGE,, 7967086 COVERPLATE REMOVER PROBE, 803-108 GUIDE WIRE INSERTER, 803-291 HOLT PROBE ROUND, 803-292 HOLT PROBE ROUND STRAIGHT, 803-808 RATCHETING HANDLE, 80615510 UNIVERSAL HOLDER, 808-529 TABLE TOP ROD CUTTER, RMV HNDL, 8110510 HOLDER, FORCEPS STYLE, 8110511 INLINE X10 CROSSLINK HOLDER, 8114510 HOLDER, L4.5, FORCEPS STYLE, 8114545 IMPLANT POSITIONER, L4.5, 820-555 3/16" ROD / PLATE HOLDER, 823-365 PROBE, 823-366 CURVED PROBE, 8350292 STRAIGHT PROBE, 8350293 LUMBAR PROBE, 8350294 THORACIC PROBE, 8350302 DUAL FEELER, 8350303 STRAIGHT FEELER, 8350536 Rigid Extender, 50mm, 8350537 Rigid Extender, 70mm, 8350538 Rigid Extender, 90mm, 8350539 Rigid Extender, 110mm, 8350540 Rigid Extender, 130mm, 8360201 5.2MM BOLT CUTTER, OUTER TUBE, 8360202 5.2MM BOLT CUTTER INNER TUBE, 836-034 STRAIGHT PROBE, 8360908 PEDICLE MARKER, SPHERE, 8360909 PEDICLE MARKER, CYLINDER, 8360911 PEDICLE MARKER, CONICAL W/ HEX, SHO, 8360912 PEDICLE MARKER, CONICAL W/ CYL, SHOR, 8361029 NITINOL SCREW EXTENDER, 8369043 MODULAR CUTTER OBTURATOR, 84677H 5.5MM CAPTIVE HOOK PUSHER, 84689E LATERAL IMPLANT HOLDER, 84694H IMPLANT HOLDER / SCREWDRIVER, 8572102 SOUDING/FEELER PROBE, 2MM, 8581901 ILIO-SACRAL STRAIGHT PROBE, 8616035 DISMANTLING SOCKET, 8670003 SEXTANT Q/C PEDICLE PROBE, 8675422 SEXTANT DILATOR, 890-504 TREPHINE AIR DRIVE ADAPTOR, 893-597 20MM BONE DOWEL INSERTER HEAD, 8950001 DOUBLE DISTRACTOR DRIVER CAP, 8950005 SINGLE OUTER SLEEVE DRIVER CAP, 8950013 SINGLE BARREL REAMER PLUG SHAFT, 8951407 14mm IMPLANT REAMER PLUG, 8951409 IMPLANT HOLDER, 14mm X 20mm, 8951410 IMPLANT HOLDER, 14mm X 23mm, 8951413 SINGLE BARREL REAMER PLUG, 14mm, 8951416 14mm IMPLANT ADJUSTER, 8951607 16mm IMPLANT REAMER PLUG, 8951609 IMPLANT HOLDER, 16mm X 20mm, 8951610 IMPLANT HOLDER, 16mm X 23mm, 8951611 IMPLANT HOLDER, 16mm X 26mm, 8951613 SINGLE BARREL REAMER PLUG, 16mm, 8951616 16mm IMPLANT ADJUSTER, 8951807 18mm IMPLANT REAMER PLUG, 8951810 IMPLANT HOLDER, 18mm X 23mm, 8951811 IMPLANT HOLDER, 18mm X 26mm, 8951813 SINGLE BARREL REAMER PLUG, 18mm, 8951816 18mm IMPLANT ADJUSTER, 897-403 RETRACTOR BLADE PUSHER, 897-424 ENDO RING HANDLE, 902-112 ADJUSTABLE DEPTH STOP, 902-114 DOUBLE DRIVER CAP, 902-125 BONE DOWEL HOLDER, 902-126 REAMER CLEAN OUT TOOL, 902-221 16MM DOWEL ADJUSTER, 902-223 16MM SGL BARREL REMOVER ATTCH, 902-323 18MM SGL BARREL REMOVER ATTCH, 902-421 20MM DOWEL ADJUSTER, 902-423 20MM SGL BARREL REMOVER ATTCH, 9060265 CURVED ANTERIOR SPREADER, 9060270 LAMINAR SPREADER, 906-710 POSTERIOR SPREADER, 906-730 INTERBODY POSTERIOR POSITIONER, 9110270 SIZING ADAPTER, 14mm TAPERED, 9110276 IMPLANT ADJUSTER, 14mm TAPERED, 9110375 SIZING ADAPTER, 16mm TAPERED, 9110376 IMPLANT ADJUSTER, 16mm TAPERED, 9110470 SIZING ADAPTER, 18mm TAPERED, 9110476 IMPLANT ADJUSTER, 18mm TAPERED, 9115826 HOUSING ASSEMBLY, 9115874 HOUSING INSERT, 9115877 DRIVER CAP, 9197005 MICRO ANTERIOR PUSHER, 9198230 PULL SCRAPER, 9198231 PUSH SCRAPER, 922505C CYLINDER MARKER, 922505S SPHERE MARKER, 9296097 TUNING FORK, 9297009 TRIAL HANDLE, 9339012 QUICK CONNECT EGG HANDLE, BLUE, 9339082 MODIFIED QC RATCHET HANDLE, 950-970 RIB RESSECTOR, 950-972 45D LATERAL BND IVD RONGEUR RT, 950-973 45D LATERAL BND IVD RONGEUR LF, 9569324 STABILITY PIN, 14CM, 9569326 Stability Pin, 16CM, 9569327 Stability Pin, 17CM, 9870001 HOLDER 9870001 4HOLE PLATE - FREE HAJun, 9874145 STAND ALONE HOLDER, 9874640 PLATE HOLDER, 4 HOLE, C6301 SCREWDRIVER FOR CLOSED SACRAL, C6880 FINAL PLUG DRIVER, 893-509 T-HANDLE TREPHINE (6MM TIP), 893-510 T-HANDLE TREPHINE (8MM TIP), 893-511 T-HANDLE TREPHINE (10MM TIP), 893-530 16MM BONE GRAFT TREPHINE, 2151130 Straight Awl - Bevel Tip, 2152130 Straight Awl - Trocar Tip, 6481000 INSTRUMENT 6481000 QUICK CONNECT, 7480104 ROUND AWL, INLINE HANDLE, 7967003 STRAIGHT AWL, 7967010 MIDLINE MARKER, 7967082 U-JOINT AWL, 808-660 STRAIGHT AWL, 8350005 AWL, 8350291 AWL, 8968004 RETRACTABLE AWL, 922501L SQUARE AWL, LONG, 922501S SQUARE AWL, SHORT, 9870004 AWL 9870004 3.5 X 20MM, 7480165 PARALLEL COMPRESSOR, SMALL, 7480166 PARALLEL COMPRESSOR, LARGE, 7570095 SET SCREW RETAINING COMPRESSOR, 7578095 MODULAR SET SCREW RETAINING COMPR, 80615513 COMPRESSOR, 8350319 PARELLEL COMPRESSOR, 8350385 COMPRESSOR, 9339094 PARALLEL COMPRESSOR, TI, 94633 CURVED SPREADER W/30 DEG AXIS, 9560787 MECHANICAL COMPRESSOR, 5480035 3.75mm DUAL LEAD TAP, 5480040 4.0mm DUAL LEAD TAP, 5480045 4.5mm DUAL LEAD TAP, 5480050 5.0mm DUAL LEAD TAP, 5480055 5.5mm DUAL LEAD TAP, 5480060 6.0mm DUAL LEAD TAP, 5480065 6.5mm DUAL LEAD TAP, 5480075 7.5mm DUAL LEAD TAP, 5480085 8.5mm DUAL LEAD TAP, 5484840 8.5mm Cannulated Tap, 5484841 9.5mm Cannulated Tap, 5484845 4.5mm Cannulated Tap, 5484855 5.5mm Cannulated Tap, 5484865 6.5mm Cannulated Tap, 5484875 7.5mm Cannulated Tap, 5484885 4.5-5.5mm Self-Drilling Cannulated Tap, 5484887 5.5-6.5mm Self-Drilling Cannulated Tap, 7352030 3.5MM TAP, 7352032 4.5MM TAP, 7352034 5.5MM TAP, 7480885 8.5MM TAP, 8350055 Ø5.5 DUAL THREAD TAP, 8350065 Ø6.5 DUAL THREAD TAP, 8350075 Ø7.5 DUAL THREAD TAP, 8350380 4.5MM DUAL LEAD TAP, 8350381 5.5MM DUAL LEAD TAP, 8350382 6.5MM DUAL LEAD TAP, 8350383 7.5MM DUAL LEAD TAP, 8350420 3.75MM TAP, 8350421 4.0MM TAP, 8350422 4.5MM TAP, 8350423 5.0MM TAP, 8350424 5.5MM TAP, 8350425 6.0MM TAP, 8350426 6.5MM TAP, 8350428 7.5MM TAP, 8350429 8.0MM TAP, 8350430 8.5MM TAP, 8350432 9.5MM TAP, 836-014 4.5MM DIA. SOLID TAP, 836-015 5.5MM TAP, 836-016 6.5MM TAP, 836-018 7.5MM TAP, 8683750 3.75MM SOLID TAP, 8684000 4.0MM SOLID TAP, 8684500 4.5 TAP, 8685000 5.0 TAP, 900-442 14MM TAP, 902-241 16MM TCD ADJUSTABLE TAP, 902-341 18MM TCD ADJUSTABLE TAP, 902-441 20MM TCD ADJUSTABLE TAP, 9870060 TAP 9870060 6.0MM, 9870065 TAP 9870065 6.5MM, 2900350 9MM SHAVER, 2900351 10MM SHAVER, 2900353 12MM SHAVER, 2900354 13MM SHAVER, 2900355 14MM SHAVER, 2900356 15MM SHAVER, 2900357 16MM SHAVER, 2941608 8 X 45 MM PADDLE SHAVER, 2941610 10 X 45 MM PADDLE SHAVER, 2941612 12 X 45 MM PADDLE SHAVER, 2941614 14 X 45 MM PADDLE SHAVER, 2941616 16 X 45 MM PADDLE SHAVER, 5331010 BOX SCRAPER 9X9, 5331012 BOX SCRAPER 11x11, 5341010 CURVED BOX SCRAPER 10X10, 7480670 CURETTE ANGLED INTERNAL, 7480671 CURETTE ANGLED EXTERNAL, 807-925 STRAIGHT SERRATED CUP CURETTE, 807-926 LEFT ANG SERRATED CUP CURETTE, 807-927 RIGHT ANG SERRATED CUP CURETTE, 89662 CURRETTE, 9225030 CURETTE, 950-931 ANTERIOR KERRISON RANGEUR,5MM, NAV2060 NAV STRAIGHT CURETTE, NAV2061 NAV RING CURETTE, NAV2062 NAV RIGHT ANGLED CUP CURETTE, NAV2063 NAV LEFT ANGLED CUP CURETTE, NAV2064 NAV PUSH CURETTE, NAV2065 NAV PULL CURETTE, NAV2069 NAV UTERINE CURETTE, 5482302 Caliper, 7480320 DRIVER - NUT REMOVAL, 7480325 PROVISIONAL DRIVER, 8MM HEX, 7484142 ROCKER, L4.5, 7485248 5.5MM RING COUNTERTORQUE, 7485249 5.5 TAB BREAKER, 7485250 SHORT DRIVER RMAS L5.5, 7486260 6.35 INSITU BENDER-RIGHT, 7570900 ROD INSERTER ASSEMBLY, 7570901 LONGITUDE REDUCTION EXTENDER ASSE, 7576301 SEXTANT II REDUCTION OUTER EXTENDER, 7576302 SEXTANT II REDUCTION MIDDLE EXTENDE, 7576303 SEXTANT II REDUCTION EXTENDER A S/L, 7576304 SEXTANT II REDUCTION EXTENDER B S/L, 810-525 LOW PRFL CRSLNK PLT BENDER, 8150500 EXTENDED ROCKER, 8367745 4.5MM BONE SCREW TREPHINE, 8367750 5.0MM BONE SCREW TREPHINE, 8367755 5.5MM BONE SCREW TREPHINE, 8367760 6.0MM BONE SCREW TREPHINE, 8367765 6.5MM BONE SCREW TREPHINE, 8367770 7.0MM BONE SCREW TREPHINE, 8367775 7.5MM BONE SCREW TREPHINE, 8367780 8.0MM BONE SCREW TREPHINE, 848-946 T-HANDLE CLEANER, 8670021 SEXTANT M8 REATTACHMENT DRIVER, 8670086 SEXTANT CANNULATED DRILL BIT, 9166050 STRAIGHT IMPLANT HOLDER, 9166060 LATERAL IMPLANT HOLDER, 4369002 2mm SLOTTED MACHINE SCREW, 4369003 3mm SLOTTED MACHINESCREW, 778000009 DIA. 5.5MM ROD OSTEOTOME - STRAIGH, 778000010 DIA. 5.5MM ROD OSTEOTOME, ANGLED, 778000018 DIA. 6.35MM ROD OSTEOTOME, STRAIGH, 778000019 DIA. 6.35MM ROD OSTEOTOME, ANGLED, 9198108 CHISEL - 8MM, 9198110 CHISEL - 10MM, 9198112 CHISEL - 12MM, 9198114 CHISEL - 14MM, 9198408 CHISEL DR - 8MM, 9198410 CHISEL DR - 10MM, 9198412 CHISEL DR - 12MM, 9198414 CHISEL DR - 14MM, 2942023 Full Assembly, 14 mm Wedge Distractor, 9339060 MODULAR DISTRACTOR RACK, 2151160 Screw Depth Sleeve, 2162000 OLIF25 Interbody Remover, 2942001 DL Inserter, 2980008 GRASPING INSERTER, 2990001 Threaded Capstone Inserter, 2990002 Extractor, 2990003 CAPSTONE THREADED INSERTER SHAFT, 3289401 INSERTER SHAFT, 3695110 INSERTER INNER SHAFT, 3695120 INSERTER OUTER SLEEVE, 3990001 LONG INSERTER OUTER SLEEEVE, 3990002 LONG INSERTER THREADED SHAFT, 3990004 SHORT INSERTER THREADED SHAFT, 3990056 Clamping Extractor, 3990070 Short Tapping Extractor, 3990071 Long Tapping Extractor, 5484800 SOLERA SEXTANT ROD INSERTER, 6640002 Percutaneous Inserter, 6660000 Inserter, 6660004 Inserter Threaded Shaft, 7967011 MARKER INSERTER, 8657001 INSERTER, 8657002 INSERTER INNER LOCKING TUBE, 8657003 INSERTER DRIVE SHAFT, 8657012 Extractor Forceps, 892.603 EXTRACTOR, 9010000849 PERCUTANEOUS ROD INSERTER, 902-216 16MM, OPEN ANT, BD INSERTER, 902-318 18MM, OPEN ANT, BD INSERTER, 902-321 18MM DOWEL ADJUSTER, 902-420 20MM OPEN ANT, BD INSERTER, 9060250 STRAIGHT IMPLANT INSERTER, 9060255 CURVED IMPLANT INSERTER, 9074121 TANGENT MAST INSERTER, 9074122 THREADED MAST INSERTER, 9096100 STRAIGHT IMPLANT INSERTER, 9096200 OBLIQUE IMPLANT INSERTER, 9197007 STRAIGHT INSERTER, 9296099 EXTRACTOR, 2982001 THREADED INSERTER, 2942020 Full Assembly, Osteotome, 2980100 6MM OSTEOTOME, 3280046 OSTEOTOME, 15MM, 3280047 OSTEOTOME, 25MM, 5332015 Cupped Osteotome 15mm, 5332017 Cupped Osteotome, 17mm, 5333010 STRAIGHT OSTEOTOME 10MM, 5333015 STRAIGHT OSTEOTOME 15MM, 7480560 L-OSTEOTOME, 8 X 6MM, 7480561 L-OSTEOTOME, 6 X 8MM, 7480572 10MM STRAIGHT OSTEOTOME, 7480660 OSTEOTOME CORNER 7X7 mm, 7480661 OSTEOTOME FOOTED 12.5 mm, 7480662 OSTEOTOME FOOTED 17.5 mm, 7480663 OSTEOTOME GUILLOTINE 7.5 mm, 7480664 OSTEOTOME TILE SHARP 10 mm, 807-923 ANGLED OSTEOTOME, 907338 8MM OSTEOTOME, 907406 DISTRACTING OSTEOTOME, 9198120 STRAIGHT OSTEOTOME - 1/4", 9198125 STRAIGHT OSTEOTOME - 1/2", 9198130 ANGLED OSTETOME - 1/4", 9198135 ANGLED OSTEOTOME - 1/2", NAV2059 NAV STRAIGHT OSTEOTOME 1/2", NAV2070 NAV STRAIGHT LATERAL OSTEOTOME, 2150600 O51 LOADING BLOCK, 2160600 ALIF LOADING BLOCK, 2345050 THREADED BLUNT 24" GUIDEWIRE, 2346011 4.75 MAS/FAS Counter Torque, 2346012 5.5/6.0 MAS/FAS Counter Torque, 2346013 5.5/6.0 MAS/FAS Counter Torque, 2346020 POST CUTTER, 2346030 ROD CUTTER, 2346050 1/4" Square Adapter, 2346051 Handle Adapter, 25000200 PROBE, STRAIGHT, 25000300 PROBE, CURVED, 2900250 SPREADER 6MM, 2900251 SPREADER 8MM, 2900252 SPREADER 10MM X 6°, 2900253 SPREADER 12MM X 6°, 2900254 SPREADER 14MM X 6°, 2900255 SPREADER 16MM X 6°, 2900256 SPREADER 12MM X 12°, 2900257 SPREADER 14MM X 12°, 2900258 SPREADER 16MM X 12°, 2901250 6MM CAM SPREADER, 2901252 10MM X 6° CAM SPREADER, 2940050 COMBO TOOL, 2940051 ANGLED COMBO TOOL, 2940052 REVERSE ANGLED COMBO TOOL, 2940057 COBB ELEVATOR 10 MM, 2940059 COBB ELEVATOR 18 MM, 2940200 SUCKER, 180MM WORKING LENGTH, 2942011 DL Retractor Opener, 2942035 Full Assembly, 10 mm Straight Cobb, 2942036 Full Assembly, 18 mm Straight Cobb, 2942037 10 mm Endplate Protector, 2942050 Access Handle Right, 2942058 18 mm Endplate Protector, 2980003 SLAP PLATE, 3280012 COBB ELEVATOR, 20MM, 3280013 COBB ELEVATOR, 32MM, 3289610 STRAIGHT BLADE, TOP, 3289611 STRAIGHT BLADE, BOTTOM, 3289708 SPREADER, 8MM, 3695510 SHIM DISTRACTOR 6MM 8MM, 3695520 SHIM DISTRACTOR 10MM 12MM, 9563002 BLADE HANDLE MIDLINE, 9563060 MIDLINE BLADE ASSEMBLY, LEFT, 4, 9563061 MIDLINE BLADE ASSEMBLY, LEFT, 5, 9563062 MIDLINE BLADE ASSEMBLY, LEFT, 6, 9563063 MIDLINE BLADE ASSEMBLY, LEFT, 7, 9563064 MIDLINE BLADE ASSEMBLY, LEFT, 8, 9563065 MIDLINE BLADE ASSEMBLY, LEFT, 9, 9563066 MIDLINE BLADE ASSEMBLY, LEFT, 10, 9563067 MIDLINE BLADE ASSEMBLY, LEFT, 11, 9563080 MIDLINE BLADE HANDLE ASSEMBLY, 9563081 D Adapter, 9563082 Midline Speculum, 9563083 Midline Weitlaner, 9563084 Midline Blade, Left, 4, 9563085 Midline Blade, Left, 5, 9563086 Midline Blade, Left, 6, 9563087 Midline Blade, Left, 7, 9563088 Midline Blade, Left, 8, 9563089 Midline Blade, Left, 9, 9563090 Midline Blade, Left, 10, 9563091 Midline Blade, Left, 11, 9563160 MIDLINE BLADE ASSEMBLY, RIGHT, 4, 9563161 MIDLINE BLADE ASSEMBLY, RIGHT, 5, 9563162 MIDLINE BLADE ASSEMBLY, RIGHT, 6, 9563163 MIDLINE BLADE ASSEMBLY, RIGHT, 7, 9563164 MIDLINE BLADE ASSEMBLY, RIGHT, 8, 9563165 MIDLINE BLADE ASSEMBLY, RIGHT, 9, 9563166 MIDLINE BLADE ASSEMBLY, RIGHT, 10, 9563167 MIDLINE BLADE ASSEMBLY, RIGHT, 11, 907381 BAYONETED FORCEPS, 907571 4MM DOWNBITING PITUITARY, 907610 8MM PITUITARY RONGEUR, 9115780 PITUITARY RONGEUR, 4mm X 12mm, 9116882 PITUITARY RONGEUR, 7mm X 12mm, 9198420 PITUITARY RONG LONG DOWNBITING, 950-930 ANTERIOR KERRISON RONGEUR,3MM, 950-940 ANTERIOR INTERVERTEBRAL DISC R, 950-941 ANT INTERVERTEBRAL DISC RONGEU, 950-945 STRT FERRIS-SMITH RONGEUR W/TE, 950-947 DWN ANGLE FERRIS-SMITH RONGEUR, 3695200 PUSHER, 6481005 INSTRUMENT 6481005 STAPLE IMPACTOR, 6481205 INSTRUMENT 6481205 STAPLE IMPACTOR, 6660078 ANTERIOR PUSHER 7MM AND 8MM, 6660910 ANTERIOR PUSHER 9MM AND 10MM, 6661112 ANTERIOR PUSHER 11MM AND 12MM, 6661314 ANTERIOR PUSHER 13MM AND 14MM, 6661516 ANTERIOR PUSHER 15MM AND 16MM, 7509013 GRAFT IMPACTOR 15 DEG, 7509015 GRAFT IMPACTOR 45 DEG, 807-913 STRAIGHT GRAFT IMPACTOR, 8691005 Staple Impactor, 907382 GRAFT IMPACTOR, 907-606 GRAFT IMPACTOR, 9198250 STRAIGHT GRAFT IMPACTOR, 9198251 ANGLED GRAFT IMPACTOR, 9339002 STAPLE IMPACTOR SHAFT, 7967084 SCREW HOLDER, 2150100 SCREWDRIVER, T25, 5484113 DRIVER TWISTED T-25, 5484280 FIXED SCREWDRIVER 4.75 OR 4.5, 5484302 PLUG STARTER WITH PROVISIONAL DRIVE, 5484305 SCREWDRIVER MAS T25, 5484331 RMAS LOCK SLEEVE SCREWDRIVER, 5484334 FAS LOCK SLEEVE SCREWDRIVER, 5484336 RMAS Breakoff Driver, 5484337 RMAS Provisional Driver, 5484338 RMAS SWIZZLE STICK PROVISIONAL DRIVE, 5484339 4.75 Dual Purpose Screwdriver, 5484823 RETAINING BONE SCREWDRIVER, 5485903 Driver - 5.5/6.0, 5485905 Hex Driver, 5584002 NON B/O PROVISIONAL DRIVER INSERT, 5584005 NON B/O DUAL ENDED PLUG STARTER, 5584009 RMAS BREAK OFF DRIVER 5.5/6.0, 5584157 5.5/6.0 MAS SCREWDRIVER WITH THUMB, 5584332 5.5 CNRMAS SCREWDRIVER LOCK SLEEVE, 5584334 FAS LOCK SLEEVE SCREWDRIVER, 5.5/6.0, 5584339 5.5/6.0 EAC FAS Driver, 6480122 INSTRUMENT 6480122 PLUG STARTER, 7350122 3MM HEX PLUG STARTER, 7480113 LEGACY 5.5 MAS DRIVER, 7480280 LEGACY 5.5 FIXED SCRWDRVR, 7480282 LEGACY 5.5 IMAGE GUIDED FIXED DRIVER, 7480741 ADAPTER DRIVER QC SHAFT, 7480741T ADAPTER DRIVER T25, 7480745 LOCK SLEEVE 4.75, 7480745T LOCK SLEEVE DRIVER 4.75, 7480755 LOCK SLEEVE 5.5/6.0, 7480755T LOCK SLEEVE DRIVER 5.5/6.0, 7484147 T25 DRIVER, QUICK-CONNECT, 7484282 LEGACY 4.5 IMAGE GUIDED FIXED DRIVER, 7486113 LEGACY 6.35 MAS DRIVER, 7486280 LEGACY 6.35 FIXED DRIVER, 7486282 I/G FIXED SCREWDRIVER, L6.35, 7578195 SEXTANT 2 FOR M8 COMPRESSOR, 80615518 NUT DRIVER, 8230911 3.5MM CAPTIVE TWIST HEX DRIVER, 8230912 3.5MM BONE SCREW HEX DRVR LONG, 8350374 T25 PROVISIONAL DRIVER, 8350392 SCREW ADJUSTMENT DRIVER, 8350393 Primary Driver Shaft, 8350517 T25 SWIZZLE STICK, 8361027 SCREW REMOVAL DRIVER, 8361028 SCREW REMOVAL SLEEVE, 8367645 4.5MM BONE SCREW EXTRACTOR, 8367650 5.0MM BONE SCREW EXTRACTOR, 8367655 5.5MM BONE SCREW EXTRACTOR, 8367660 6.0MM BONE SCREW EXTRACTOR, 8367665 6.5MM BONE SCREW EXTRACTOR, 8367670 7.0MM BONE SCREW EXTRACTOR, 8367675 7.5MM BONE SCREW EXTRACTOR, 8367680 8.0MM BONE SCREW EXTRACTOR, 84693E PLUG SET SCREW STARTER, 8616001 DUAL PURPOSE NUT DRIVER, 8616021 NUT AND SCREWDRIVER SHAFT, 8970400 STABILITY PIN DRIVER, 5484285 ROD ROTATION WRENCH, 7480285 ROD ROTATION WRENCH, 7484285 ROD ROTATION WRENCH, 4.5MM ROD, 80615515 T-WRENCH, 808-553 OPEN END WRENCH, ANGLED, 836-050 DEFLECTION BEAM TORQUE WRENCH, 8361546 Counter Torque Wrench, 8369041 MODULAR CUTTER OPEN WRENCH, 8369042 MODULAR CUTTER CLOSED WRENCH, 84679 CD UNIVERSAL WRENCH, 8616002 NUT BREAKING WRENCH, 8950003 IMPLANT DRIVER WRENCH, 897-423 TIGHTENING WRENCH, 9339040 COUNTER TORQUE WRENCH, 2900151 DUAL ENDED BONE TAMP, 2940172 BONE FUNNEL TAMP, 3280044 BONE GRAFT TAMP, 6MM, 3289003 GRAFT TAMP, 26MM, 7967069 TAMP, 9197002 MICRO STRAIGHT TAMP, 9197003 MICRO ANGLED TAMP, 9197004 MICRO BALL NOSE TAMP, 9198260 STRAIGHT BONE GRAFT TAMP, 9297000 STRAIGHT TAMP, 9297001 ANGLED TAMP, 2342280L 4.75 FAS SCREWDRIVER, LONG, 2342280M 4.75 FAS SCREWDRIVER, MEDIUM, 2342280S 4.75 FAS SCREWDRIVER, SHORT, 2342281L 5.5 FAS SCREWDRIVER, LONG, 2342281M 5.5 FAS SCREWDRIVER, MEDIUM, 2342281S 5.5 FAS SCREWDRIVER, SHORT, 2342300L 4.75 RMAS SCREWDRIVER, LONG, 2342300M 4.75 RMAS SCREWDRIVER, MEDIUM, 2342300S 4.75 RMAS SCREWDRIVER, SHORT, 2342301L 5.5 RMAS SCREWDRIVER, LONG, 2342301M 5.5 RMAS SCREWDRIVER, MEDIUM, 2342301S 5.5 RMAS SCREWDRIVER, SHORT, 2342305L 4.75 MAS SCREWDRIVER, LONG, 2342305M 4.75 MAS SCREWDRIVER, MEDIUM, 2342305S 4.75 MAS SCREWDRIVER, SHORT, 2342306L 5.5 MAS SCREWDRIVER, LONG, 2342306M 5.5 MAS SCREWDRIVER, MEDIUM, 2342306S 5.5 MAS SCREWDRIVER, SHORT, 2342326M THREADED POST SCREWDRIVER, MEDIUM, 2342393M PRIMARY SCREWDRIVER SHAFT, MEDIUM, 2342401 Locking MPA Driver, 2342402 Locking MPA Sleeve, 5480004V BALL ENDED REMOVAL T-25, 5484157 MAS SCREWDRIVER WITH THUMBWEEL, 5484306 SCREWDRIVER LOCK SLEEVE 4.75, 5484821 MAS SCREW DRIVER, 5484901 MAST DEF 4.75 RMAS DRIVER, 5485201V T25 MAS SCREWDRIVER, 5584099 MAST DEF 5.5/6.0 RMAS DRIVER, 5584109 5.5 STANDARD SLEEVE SCREWDRIVER, 5584111 5.5/6.0 SCREWDRIVER LOCK SLEEVE, 5584331 5.5/6.0 RMAS LOCK SLEEVE SCREWDRIVE, 5584922 MAST DEF T25 BALL-END REMOVAL, 5584928 FAS DRIVER, 5584999 MAST DEF MAS SCREW DRIVER, 5618007 HOOK CLAW SCREWDRIVER, 6480282 INSTRUMENT 6480282 SCREWDRIVER, 7221002 6.35 COUNTER TORQUE, 7221005 ATTACHMENT DRIVER - PR, 7221007 SHORT SCREWDRIVER FOR MAS, 7350131 3.0MM PROVISIONAL DRIVER, 7350132 2.5MM REVISION DRIVER, 7350144 3.0MM DRIVER, 7350145 T-HANDLE BREAK OFF DRIVER, 7480109 LEGACY 5.5 SHORT MAS DRIVER, 7480114 TAPERED HEX SCREWDRIVER, 7480116 MAS SCREWDRIVER - T BASIC, 7480117 MAS SCREWDRIVER - T, 7480118 SCREWDRIVER T20, 7480119 MAS SCREWDRIVER WITH THUMBWEEL, 7480126 ROD INSERTER, 7480130 DRIVER, PROVISIONAL, 7480131 PROVISIONAL DRIVER, SHORT, 7480144 DRIVER, BREAK-OFF, 6.35MM HEX, 7480147 DRIVER, QUICK CONNECT, T27, 7480156 T27 NON BREAKOFF PLUG STARTER, 7480205 DUAL PURPOSE SCREWDRIVER, 7480300 DRIVER, BREAK-OFF, 8MM HEX, 7480495 DRIVER HEX 5, 7480496 THIN DRIVER T27, 7480523 FNS Adapter Driver, 7480687 DRIVER HEX 9, 7480688 DRIVER HEX | O.E.S DISTRIMED | 2023-04-18T00:00:00.000+02:00 | Medtronic Sofamor Danek USA, Inc. 1800 Pyramid Place Memphis, Tennessee 38132 USA | 9561424 DL DILATOR 20.8MM, 9569309 STABILITY PIN, 9CM, 9569310 STABILITY PIN, 10CM, 9569311 STABILITY PIN, 11CM, 9569312 STABILITY PIN, 12CM, 9569313 STABILITY PIN, 13CM, 9569315 STABILITY PIN, 15CM, 9569650 BAYONET PENFIELD #4, PUSH/PULL, LONGSep, NAV0200 PROBE, NAV, NAV2017K DILATOR NAV2017K SOLERA AWLTIPTAP, NAV2018K DILATOR NAV2018K SOLERA AWLTIPTAP, 5580152 Inner Guide 4.75 §, 5580162 Inner Guide 5.5/6.0 §, RBT052202 RG BALLAST DRILL GUIDE 4.2 LONG, 5580168 INNER GUIDE, 9116880 8mm TREPHINE, 9116883 6mm TREPHINE, 9339096 AWL, QUICK CONNECT, 8670045 4.5MM DIA SEXTANT TAP, 8670055 5.5MM DIA SEXTANT TAP, 8670065 6.5MM DIA SEXTANT TAP, 8670085 4.5MM-5.5MM SELF DRILLING TAP, 8670087 5.5-6.5 SELF DRILLING TAP, 8674000 4.0MM CANNULATED TAP, 8670075 7.5MM DIA SEXTANT TAP, 9491014 DIAM CURVED KERRISON 3MM, 4360713 13mm CALIPER, 4360720 20mm/25mm CALIPER, 2900260 15MM X 18° SPREADER, 5580101 Distractor Rack *, 5580102 Distractor Pinion *, 5580103 Distractor Key *, 5580111 Distractor Rack L *, 5580112 Distractor Pinion L *, 5580113 Distractor Key L *, 5580115 Lordosis Ratchet *, 5580116 Lordosis Rack *, 5580120 Extender Adapter *, 5580130 Extender Open *, 9491024 SMALL DISTRACTOR W/ KNOB, 9491034 LARGE DISTRACTOR W/ KNOB, 5580150 Sleeve 4.75 - type A §, 5580151 Sleeve 4.75 - type B §, 5580160 Sleeve 5.5/6.0 - type A §, 5580161 Sleeve 5.5/6.0 - type B §, 5580165 SLEEVE CLOSED 5.5/6.0 LEFT, 5580166 SLEEVE CLOSED 5.5/6.0 RIGHT, 5580167 HANDLE, 7350142 FORCEP ROCKER, 7350162 ROD BENDER F/ 3.5MM ROD, 7350280 FIXED SCREWDRIVER, 7480175 ROD GRIPPER, 7480220 WIDE LAMINAR ELEVATOR, 7480225 PEDICLE FINDER, 7480255 INSITU BENDER-LEFT, 7480260 INSITU BENDER-RIGHT, 7480265 CORONAL PLANE BENDER-LEFT, 7480270 CORONAL PLANE BENDER-RIGHT, 7480305 THREADED, BREAK-OFF, 907370 MALLET, 9491008 DIAM IMPACTOR, 9491015 DIAM BI-LATERAL IMPACTOR, 905-820 MESH IMPACTOR, STRAIGHT, 905-825 ANGLED MESH IMPACTOR, 9050700 PYMSH END CAP INSERTER, 5580144 BREAKOFF NUT DRIVER°, 5580145 RETAINER SHAFT°, 4360513 T 10 DRIVER, 4360520 T 17 DRIVER, 7426006 Tamp, 9359904 BONE TAMP, LARGE, 5330012 Straight Tamp, 4591000 MAS Driver, 5484180 4.75 LOCK SLEEVE°, 5484184 FAS 4.75 SCREW ADAPTER°, 5580135 Setscrew Driver T27 *, 5584180 5.5/6.0 LOCK SLEEVE°, 5584182 4.75-5.5/6.0 MAS SHAFT°, 5584183 FAS/SAS SHAFT°, 5584184 FAS-SAS 5.5 SCREW ADAPTER°, 5584780 5.5 MAS HEX SHAFT°, 6550031 NUT DRIVER Ø5.5/6.0, 905-880 ENDCAP SCREWDRIVER, 7426001 Depth Stop Assembly, 5580121 Adapter Template *, 6550000 TAP SLEEVE, 6642014 DILATOR 6642014 ONE-STEP INNER, 6642015 DILATOR 6642015 ONE-STEP SMALL OUTE, 6642016 One-Step Large Outer Dilator, 2940350 9MM SHAVER, 2940351 10MM SHAVER, 2940352 11MM SHAVER, 2940353 12MM SHAVER, 2940354 13MM SHAVER, 2940355 14MM SHAVER, 2940356 15MM SHAVER, 2940357 8MM SHAVER, 4360030 30mm Extended TEMPLATE, 4360035 35mm Extended TEMPLATE, 4360040 40mm Extended TEMPLATE, 4360045 45mm Extended TEMPLATE, 4361316 13mm/16mm TEMPLATE, 4362025 20mm/25mm TEMPLATE, 4362230 22mm/30mmTEMPLATE, 5330020 Removal tool, RBT024101 RG 4.75 OUTER CANNULA SHORT, RBT024102 RG 4.75 OUTER CANNULA LONG, RBT034201 RG 5.5/6.0 OUTER CANNULA SHORT, RBT034202 RG 5.5/6.0 OUTER CANNULA LONG, RBT054202 RG 5.5/6.0 BALLAST OUTER CANNULA LON, 25010600 BIASED ANGLE POSITIONER, 5482300 5/16" Revision Driver, 5482304 7/32" BREAKOFF DRIVER, 6550003 T25 NON-RETAINING DRIVER Ø5.5/6.0, 6550004 T25 BALL-ENDED DRIVER Ø5.5/6.0, 6550006 Ø5.5/6.0 SV SET SCREW DRIVER, 6640004 DRIVER 6640004 4.75 BALL-ENDED DRIVE, 6640005 DRIVER 6640005 4.75 NON-RETAINING DRJune, 6640008 DRIVER 6640008 4.75 SCREWDRIVER, 6642002 DRIVER 6642002 4.75 SET SCRW RETAININ, 7426007 Guide Pin, 2mm, 7426008 Trocar End Guide Pin, 2mm, NAV2017 Tissue Protector, Small, NAV2018 Tissue Protector, Large, 9491017 CRIMPER, 8239000 Tensioner, 5580133 Rod Persuader *, 5580134 Rod Reducer *, 6550027 Ø5.5/6.0 ROD REDUCER, 655 | Klasa I | Instrumenta kirurgjikal Torakolumbar | Instrumenta shumeperdorimeshe
13942 | CareLink SmartSync™ Claria Amplia Compia Application , D00U009, CareLink SmartSync™ Evera MRI Application,D00U010, CareLink SmartSync™ Visia AF Application,D00U011, CareLink SmartSync™ Viva Brava Evera Application,D00U012 | O.E.S DISTRIMED | 2023-04-18T00:00:00.000+02:00 | Medtronic Inc. 710 Medtronic Parkway Minneapolis,MN 55432 USA | CareLink SmartSync™ Claria Amplia Compia Application , D00U009, CareLink SmartSync™ Evera MRI Application,D00U010, CareLink SmartSync™ Visia AF Application,D00U011, CareLink SmartSync™ Viva Brava Evera Application,D00U012 | Klasa III | Pajisje ,aplikacion qe perdoret per programimin dhe testimin e pajisjeve Kardiake | Tjeter
13853 | Bevisto W2 : 3112, 3113, 3117 | Amber Dental | 2023-04-19T00:00:00.000+02:00 | Beviston GmbH Scharnstedter Weg 34 - 36 27639 Wurster Nordseekuste (Nordholz) Germany | Bevisto W2 : 3112, 3113, 3117 | Klasa I | dezifektues dhe zhbllokues aspiratori | Pajisje dentare
13952 | Diagnostic X-ray Equipment RAY98(P) | MOTO-MANIA | 2023-04-20T00:00:00.000+02:00 | Ningbo Runyes Medical Instrument Co., Ltd. 032 Building, No. 456,Tonghui Road, Jiangbei Investment & Pioneering Park C, 315033 Ningbo, PEOPLE'S REPUBLIC OF CHINA | Diagnostic X-ray Equipment RAY98(P) | Klasa IIb | Grafi dore | Pajisje dentare
13980 | Coulter DxH Diluent - 628017 | GENIUS SHPK | 2023-04-26T00:00:00.000+02:00 | Beckman Coulter Ireland, Inc. Lismeehan, O'Callaghan's Mills Co. Clare Ireland | Coulter DxH Diluent - 628017 | In vitro | Diluent DxH eshte solucion i perdor si medium per hollimin e rruazave te gjakut gjate matjes pos edhe si solucion pastrimi per instrumentet hematologjike te serise DxH | Pajisje te diagnostifikimit in vitro
14009 | DLP® Tube-Style Tourniquet Sets,DLP®5.5 in (14.0 cm) Tourniquet Kit-79003 Variants 79004 ,79006, 79015, 79016 ,79019 ,79022 ,79023, 79026 ,79027, Tournikwik Style Tourniquet Sets,TourniKwikTm 6 in (15.2 cm) Tourniquet Kit-79010 Variants 79011,79012,79013*, Sure-Snare Style Tourniquets,Sure-SnareTM 7.5 in (19.1 cm) Tourniquet Kit-79008,Variant 79020, DLP® Vena Cava and Tube-Style Tourniquet Sets,DLP® 7 in (17.8 cm) Tourniquet Kit-79005 Variant 79009 | O.E.S DISTRIMED | 2023-05-02T00:00:00.000+02:00 | Medtronic Inc. 710 Medtronic Parkway Minneapolis,MN 55432 USA | DLP® Tube-Style Tourniquet Sets,DLP®5.5 in (14.0 cm) Tourniquet Kit-79003 Variants 79004 ,79006, 79015, 79016 ,79019 ,79022 ,79023, 79026 ,79027, Tournikwik Style Tourniquet Sets,TourniKwikTm 6 in (15.2 cm) Tourniquet Kit-79010 Variants 79011,79012,79013*, Sure-Snare Style Tourniquets,Sure-SnareTM 7.5 in (19.1 cm) Tourniquet Kit-79008,Variant 79020, DLP® Vena Cava and Tube-Style Tourniquet Sets,DLP® 7 in (17.8 cm) Tourniquet Kit-79005 Variant 79009 | Klasa IIa | Sete Torniketash (kapëse për ndaljen e gjakut), Sete Torniketash (kapëse për ndaljen e gjakut) | Pajisje nje perdorimeshe
14029 | Sterile dental implants K25 implants: 33009K25i/MRS – 33011K25i/MRS – 33013K25i/MRS – 33015K25i/MRS – 33018K25i/MRS – 38009K25i/MRS – 38011K25i/MRS – 38013K25i/MRS – 38015K25i/MRS – 38018K25i/MRS – 45009K25i/MRS – 45011K25i/MRS – 45013K25i/MRS – 45015K25i/MRS – 45018K25i/MRS – 52009K25i/MRS – 52011K25i/MRS – 52013K25i/MRS – 52015K25i/MRS – 59009K25i/MRS – 59011K25i/MRS – 59013K25i/MRS | ALBADENT plus | 2023-05-02T00:00:00.000+02:00 | BIOSAF IN SRL Via Tiraboschi 36/G 60131 Ancona | Sterile dental implants K25 implants: 33009K25i/MRS – 33011K25i/MRS – 33013K25i/MRS – 33015K25i/MRS – 33018K25i/MRS – 38009K25i/MRS – 38011K25i/MRS – 38013K25i/MRS – 38015K25i/MRS – 38018K25i/MRS – 45009K25i/MRS – 45011K25i/MRS – 45013K25i/MRS – 45015K25i/MRS – 45018K25i/MRS – 52009K25i/MRS – 52011K25i/MRS – 52013K25i/MRS – 52015K25i/MRS – 59009K25i/MRS – 59011K25i/MRS – 59013K25i/MRS | Klasa IIb | Implante dentare. | Pajisje dentare
14030 | ID V31-100/F FRT,HPV 14 Screening &amp;16,18,45 Typing Real-TM Quant | AESKULAP | 2023-05-02T00:00:00.000+02:00 | Sacace Biotechnologies Srl,Via Scalabrini 44, 22100 Como, ITALY | ID V31-100/F FRT,HPV 14 Screening &amp;16,18,45 Typing Real-TM Quant | In vitro | Reagent për shërben për identifikimin e HPV | Pajisje laboratori
14119 | IPS Empress Esthetic | FUTURA-DENT | 2023-05-18T00:00:00.000+02:00 | Ivoclar Vivadent AG Benderer Strasse 2 9494 Schaan Liechtenstein T +423 235 35 35 F +423 235 33 60 ivoclar.com | IPS Empress Esthetic | Klasa IIa | Kompozit per mbushjen e dhembit | Pajisje te implantueshme aktive
14031 | "VACUUM ADJUSTMENT SYSTEMS - HYDRAULIC HEAD VALVE (Water manometer type VA/600 – inlet ¼" m - 000190000 ) | 2 A - PHARMA | 2023-05-10T00:00:00.000+02:00 | FLOW METER S.p.A. Via del Lino 6 - 24040 Levate (BG) - Italia | "VACUUM ADJUSTMENT SYSTEMS - HYDRAULIC HEAD VALVE (Water manometer type VA/600 – inlet ¼" m - 000190000 ) | Klasa IIa | Sisteme te rregullimit te vakumit | Instrumenta shumeperdorimeshe
14387 | Phosphorus2 04T0720, Phosphorus2 04T0730 | PEGASUS. | 2023-05-04T00:00:00.000+02:00 | Abbott Ireland Diagnostics Division Lisnamuck Longford, Co. Longford Ireland | Phosphorus2 04T0720, Phosphorus2 04T0730 | In vitro | Reagent i perdorur ne analizen sasiore te fosforit ne gjak, plazme ose urine me aparatin analizues Architect. | Pajisje te diagnostifikimit in vitro
14063 | Phosphorus2 04U0320, Phosphorus2 04U0330 | PEGASUS. | 2023-05-04T00:00:00.000+02:00 | Abbott Ireland Diagnostics Division Lisnamuck Longford, Co. Longford Ireland | Phosphorus2 04U0320, Phosphorus2 04U0330 | In vitro | Reagent i perdorur ne analizen sasiore te fosforit ne gjak, plazme ose urine me aparatin analizues Architect. | Pajisje te diagnostifikimit in vitro
14034 | The dental needle is a sterile, disposable needle for dental anaesthesia, MONOPROTECT INIBSA 30G X 16 V17461EO 5284 , MONOPROTECT INIBSA 30G X 12 V17460EO 5283 , MONOPROTECT INIBSA 30G X 21 V17462EO 5285 , MONOPROTECT INIBSA 30G X 25 V17463EO 5286 , MONOPROTECT INIBSA 27G X 36 V17464EO 5282 , MONOPROTECT INIBSA PLUS 30G X 12 V17470XLEO , MONOPROTECT INIBSA PLUS 30G X 16 V17471XLEO , MONOPROTECT INIBSA PLUS 30G X 21 V17472XLEO , MONOPROTECT INIBSA PLUS 30G X 25 V17473XLEO , MONOPROTECT INIBSA PLUS 27G X 36 V17474XLEO | ALBADENT plus | 2023-05-03T00:00:00.000+02:00 | Tecnofar s.p.a Via della Battaglia,17-23014 Delebio (SO) ITALY | The dental needle is a sterile, disposable needle for dental anaesthesia, MONOPROTECT INIBSA 30G X 16 V17461EO 5284 , MONOPROTECT INIBSA 30G X 12 V17460EO 5283 , MONOPROTECT INIBSA 30G X 21 V17462EO 5285 , MONOPROTECT INIBSA 30G X 25 V17463EO 5286 , MONOPROTECT INIBSA 27G X 36 V17464EO 5282 , MONOPROTECT INIBSA PLUS 30G X 12 V17470XLEO , MONOPROTECT INIBSA PLUS 30G X 16 V17471XLEO , MONOPROTECT INIBSA PLUS 30G X 21 V17472XLEO , MONOPROTECT INIBSA PLUS 30G X 25 V17473XLEO , MONOPROTECT INIBSA PLUS 27G X 36 V17474XLEO | Klasa IIa | Age qe perdoren per anestezi dentare. | Pajisje dentare
13760 | PAXMAN Scalp Cooling System (PSCS) | MONTAL | 2023-03-10T00:00:00.000+01:00 | Paxman Coolers LTD International House, Penistone Road, Fenay Bridge, Huddersfield, HD8 OLE United Kingdom | PSCS1 230v, PSCS2 230v | Klasa IIa | Sistemi i ftohjes së kokës Paxman është nje pajisje mjekesore qe sherben për të reduktuar humbjen e flokëve të shkaktuar nga kimioterapia në pacientët me kancer që marrin kimioterapi sistemike me agjentë kimioterapie që shkaktojnë alopeci. | Pajisje elektromekanike
13799 | Sterile Reverse Shoulder Prothesis ; Model:200-110 Humeral component cemetedta6v size 1, Sterile Reverse Shoulder Prothesis ; Model:200-112 Humeral component cemetedta6v size 2, Sterile Reverse Shoulder Prothesis ; Model:200-114 Humeral component cemetedta6v size 3, Sterile Reverse Shoulder Prothesis ; Model:200-132 Humeral component cemetedta6v size 4, Sterile Reverse Shoulder Prothesis ; Model:200-134 Humeral component cemetedta6v size 5, Sterile Reverse Shoulder Prothesis ; Model:200-136 Humeral component cemetedta6v size 6, Sterile Reverse Shoulder Prothesis ; Model:200-138 Humeral component cemetedta6v size 0, Sterile Reverse Shoulder Prothesis ; Model:300-110 Humeral component cemetlessta6v size 1-10, Sterile Reverse Shoulder Prothesis ; Model:300-112 Humeral component cemetlessta6v size 2-12, Sterile Reverse Shoulder Prothesis ; Model:300-114 Humeral component cemetlessta6v size 3-14, Sterile Reverse Shoulder Prothesis ; Model:300-132 Humeral component cemetlessta6v size 4-32, Sterile Reverse Shoulder Prothesis ; Model:300-134 Humeral component cemetlessta6v size 5-34, Sterile Reverse Shoulder Prothesis ; Model:300-136 Humeral component cemetlessta6v size 6-36, Sterile Reverse Shoulder Prothesis ; Model:205-008 Humeral Stem Ø08mm CEMENTED L.50mm, Sterile Reverse Shoulder Prothesis ; Model:205-009 Humeral Stem Ø09mm CEMENTED L.50mm, Sterile Reverse Shoulder Prothesis ; Model:216-008 Humeral Stem Ø08mm CEMENTED L.160mm, Sterile Reverse Shoulder Prothesis ; Model:216-009 Humeral Stem Ø09mm CEMENTED L.160mm, Sterile Reverse Shoulder Prothesis ; Model:216-010 Humeral Stem Ø10mm CEMENTED L.160mm, Sterile Reverse Shoulder Prothesis ; Model:216-011 Humeral Stem Ø11mm CEMENTED L.160mm, Sterile Reverse Shoulder Prothesis ; Model:216-012 Humeral Stem Ø12mm CEMENTED L.160mm, Sterile Reverse Shoulder Prothesis ; Model:216-013 Humeral Stem Ø13mm CEMENTED L.160mm, Sterile Reverse Shoulder Prothesis ; Model:216-014 Humeral Stem Ø14mm CEMENTED L.160mm, Sterile Reverse Shoulder Prothesis ; Model:216-015 Humeral Stem Ø15mm CEMENTED L.160mm, Sterile Reverse Shoulder Prothesis ; Model:218-008 Humeral Stem Ø08mm CEMENTED L.180mm, Sterile Reverse Shoulder Prothesis ; Model:218-009Humeral Stem Ø09mm CEMENTED L.180mm, Sterile Reverse Shoulder Prothesis ; Model:218-010Humeral Stem Ø10mm CEMENTED L.180mm, Sterile Reverse Shoulder Prothesis ; Model:218-011Humeral Stem Ø11mm CEMENTED L.180mm, Sterile Reverse Shoulder Prothesis ; Model:218-012 Humeral Stem Ø12mm CEMENTED L.180mm, Sterile Reverse Shoulder Prothesis ; Model:218-013 Humeral Stem Ø13mm CEMENTED L.180mm, Sterile Reverse Shoulder Prothesis ; Model:218-014 Humeral Stem Ø14mm CEMENTED L.180mm, Sterile Reverse Shoulder Prothesis ; Model:218-015 Humeral Stem Ø15mm CEMENTED L.180mm, Sterile Reverse Shoulder Prothesis ; Model:220-008 Humeral Stem Ø08mm CEMENTED L.200mm, Sterile Reverse Shoulder Prothesis ; Model:220-009 Humeral Stem Ø09mm CEMENTED L.200mm, Sterile Reverse Shoulder Prothesis ; Model:220-010 Humeral Stem Ø10mm CEMENTED L.200mm, Sterile Reverse Shoulder Prothesis ; Model:220-011 Humeral Stem Ø11mm CEMENTED L.200mm, Sterile Reverse Shoulder Prothesis ; Model:220-012 Humeral Stem Ø12mm CEMENTED L.200mm, Sterile Reverse Shoulder Prothesis ; Model:220-013 Humeral Stem Ø13mm CEMENTED L.200mm, Sterile Reverse Shoulder Prothesis ; Model:220-014 Humeral Stem Ø14mm CEMENTED L.200mm, Sterile Reverse Shoulder Prothesis ; Model:220-015 Humeral Stem Ø15mm CEMENTED L.200mm, Sterile Reverse Shoulder Prothesis ; Model:205-010 Humeral Stem Ø10mm CEMENTED L.50mm, Sterile Reverse Shoulder Prothesis ; Model:205-011 Humeral Stem Ø11mm CEMENTED L.50mm, Sterile Reverse Shoulder Prothesis ; Model:205-012 Humeral Stem Ø12mm CEMENTED L.50mm, Sterile Reverse Shoulder Prothesis ; Model:205-013 Humeral Stem Ø13mm CEMENTED L.50mm, Sterile Reverse Shoulder Prothesis ; Model:205-014 Humeral Stem Ø14mm CEMENTED L.50mm, Sterile Reverse Shoulder Prothesis ; Model:205-015 Humeral Stem Ø15mm CEMENTED L.50mm, Sterile Reverse Shoulder Prothesis ; Model:212-008 Humeral Stem Ø08mm CEMENTED L.120mm, Sterile Reverse Shoulder Prothesis ; Model:212-009 Humeral Stem Ø09mm CEMENTED L.120mm, Sterile Reverse Shoulder Prothesis ; Model:212-010 Humeral Stem Ø10mm CEMENTED L.120mm, Sterile Reverse Shoulder Prothesis ; Model:212-011 Humeral Stem Ø11mm CEMENTED L.120mm, Sterile Reverse Shoulder Prothesis ; Model:212-012 Humeral Stem Ø12mm CEMENTED L.120mm, Sterile Reverse Shoulder Prothesis ; Model:212-013 Humeral Stem Ø13mm CEMENTED L.120mm, Sterile Reverse Shoulder Prothesis ; Model:212-014 Humeral Stem Ø14mm CEMENTED L.120mm, Sterile Reverse Shoulder Prothesis ; Model:212-015 Humeral Stem Ø15mm CEMENTED L.120mm, Sterile Reverse Shoulder Prothesis ; Model:305-008 Humeral Stem Ø08mm CEMENTLESS L.50mm, Sterile Reverse Shoulder Prothesis ; Model:305-009 Humeral Stem Ø09mm CEMENTLESS L.50mm, Sterile Reverse Shoulder Prothesis ; Model:305-010 Humeral Stem Ø10mm CEMENTLESS L.50mm, Sterile Reverse Shoulder Prothesis ; Model:305-011 Humeral Stem Ø11mm CEMENTLESS L.50mm, Sterile Reverse Shoulder Prothesis ; Model:305-012 Humeral Stem Ø12mm CEMENTLESS L.50mm, Sterile Reverse Shoulder Prothesis ; Model:305-013 Humeral Stem Ø13mm CEMENTLESS L.50mm, Sterile Reverse Shoulder Prothesis ; Model:305-014 Humeral Stem Ø14mm CEMENTLESS L.50mm, Sterile Reverse Shoulder Prothesis ; Model:305-015 Humeral Stem Ø15mm CEMENTLESS L.50mm, Sterile Reverse Shoulder Prothesis ; Model:312-008 Humeral Stem Ø08mm CEMENTLESS L.120mm, Sterile Reverse Shoulder Prothesis ; Model:312-009 Humeral Stem Ø09mm CEMENTLESS L.120mm, Sterile Reverse Shoulder Prothesis ; Model:312-010 Humeral Stem Ø10mm CEMENTLESS L.120mm, Sterile Reverse Shoulder Prothesis ; Model:312-011 Humeral Stem Ø11mm CEMENTLESS L.120mm, Sterile Reverse Shoulder Prothesis ; Model:312-012 Humeral Stem Ø12mm CEMENTLESS L.120mm, Sterile Reverse Shoulder Prothesis ; Model:312-013 Humeral Stem Ø13mm CEMENTLESS L.120mm, Sterile Reverse Shoulder Prothesis ; Model:312-014 Humeral Stem Ø14mm CEMENTLESS L.120mm, Sterile Reverse Shoulder Prothesis ; Model:312-015 Humeral Stem Ø15mm CEMENTLESS L.120mm, Sterile Reverse Shoulder Prothesis ; Model:316-008 Humeral Stem Ø08mm CEMENTLESS L.160mm, Sterile Reverse Shoulder Prothesis ; Model:316-009 Humeral Stem Ø09mm CEMENTLESS L.160mm, Sterile Reverse Shoulder Prothesis ; Model:316-010 Humeral Stem Ø10mm CEMENTLESS L.160mm, Sterile Reverse Shoulder Prothesis ; Model:316-011 Humeral Stem Ø11mm CEMENTLESS L.160mm, Sterile Reverse Shoulder Prothesis ; Model:316-012 Humeral Stem Ø12mm CEMENTLESS L.160mm, Sterile Reverse Shoulder Prothesis ; Model:316-013 Humeral Stem Ø13mm CEMENTLESS L.160mm, Sterile Reverse Shoulder Prothesis ; Model:316-014 Humeral Stem Ø14mm CEMENTLESS L.160mm, Sterile Reverse Shoulder Prothesis ; Model:316-015 Humeral Stem Ø15mm CEMENTLESS L.160mm, Sterile Reverse Shoulder Prothesis ; Model:318-008 Humeral Stem Ø08mm CEMENTLESS L.180mm, Sterile Reverse Shoulder Prothesis ; Model:318-009 Humeral Stem Ø09mm CEMENTLESS L.180mm, Sterile Reverse Shoulder Prothesis ; Model:318-010 Humeral Stem Ø10mm CEMENTLESS L.180mm, Sterile Reverse Shoulder Prothesis ; Model:318-011 Humeral Stem Ø11mm CEMENTLESS L.180mm, Sterile Reverse Shoulder Prothesis ; Model:318-012 Humeral Stem Ø12mm CEMENTLESS L.180mm, Sterile Reverse Shoulder Prothesis ; Model:318-013 Humeral Stem Ø13mm CEMENTLESS L.180mm, Sterile Reverse Shoulder Prothesis ; Model:318-014 Humeral Stem Ø14mm CEMENTLESS L.180mm, Sterile Reverse Shoulder Prothesis ; Model:318-015 Humeral Stem Ø15mm CEMENTLESS L.180mm, Sterile Reverse Shoulder Prothesis ; Model:320-008 Humeral Stem Ø08mm CEMENTLESS L.200mm, Sterile Reverse Shoulder Prothesis ; Model:320-009 Humeral Stem Ø09mm CEMENTLESS L.200mm, Sterile Reverse Shoulder Prothesis ; Model:320-010 Humeral Stem Ø10mm CEMENTLESS L.200mm, Sterile Reverse Shoulder Prothesis ; Model:320-011 Humeral Stem Ø11mm CEMENTLESS L.200mm, Sterile Reverse Shoulder Prothesis ; Model:320-012 Humeral Stem Ø12mm CEMENTLESS L.200mm, Sterile Reverse Shoulder Prothesis ; Model:320-013 Humeral Stem Ø13mm CEMENTLESS L.200mm, Sterile Reverse Shoulder Prothesis ; Model:320-014 Humeral Stem Ø14mm CEMENTLESS L.200mm, Sterile Reverse Shoulder Prothesis ; Model:320-015 Humeral Stem Ø15mm CEMENTLESS L.200mm, Sterile Reverse Shoulder Prothesis ; Model:110-004 CONNECTION SCREW FOR HUMERAL STEM 1, Sterile Reverse Shoulder Prothesis ; Model:110-040 CONNECTION SCREW FOR HUMERAL STEM 2, Sterile Reverse Shoulder Prothesis ; Model:110-050 CONNECTION SCREW FOR HUMERAL STEM 3, Sterile Reverse Shoulder Prothesis ; Model:110-060 CONNECTION SCREW FOR HUMERAL STEM 4, Sterile Reverse Shoulder Prothesis ; Model:110-070 CONNECTION SCREW FOR HUMERAL STEM 5, Sterile Reverse Shoulder Prothesis ; Model:110-080 CONNECTION SCREW FOR HUMERAL STEM 6, Sterile Reverse Shoulder Prothesis ; Model:110-090 CONNECTION SCREW FOR HUMERAL STEM 7, Sterile Reverse Shoulder Prothesis ; Model:110-100 CONNECTION SCREW FOR HUMERAL STEM 8, Sterile Reverse Shoulder Prothesis ; Model:110-110 CONNECTION SCREW FOR HUMERAL STEM 9, Sterile Reverse Shoulder Prothesis ; Model:110-120 CONNECTION SCREW FOR HUMERAL STEM 10, Sterile Reverse Shoulder Prothesis ; Model:201-001 COLLAR IMPLANT Ti6AI4V SIZE 1, Sterile Reverse Shoulder Prothesis ; Model:201-002 COLLAR IMPLANT Ti6AI4V SIZE 2, Sterile Reverse Shoulder Prothesis ; Model:202-004 HEXAGONAL SCREW Ø3.5mm M4 , Sterile Reverse Shoulder Prothesis ; Model:202-006 HEXAGONAL SCREW Ø3.5mm M6 , Sterile Reverse Shoulder Prothesis ; Model:105-020 STANDART SCREW FOR GLENOID Ø4.5X20MM , Sterile Reverse Shoulder Prothesis ; Model:105-025 STANDART SCREW FOR GLENOID Ø4.5X25MM , Sterile Reverse Shoulder Prothesis ; Model:105-030 STANDART SCREW FOR GLENOID Ø4.5X30MM , Sterile Reverse Shoulder Prothesis ; Model:105-035 STANDART SCREW FOR GLENOID Ø4.5X35MM , Sterile Reverse Shoulder Prothesis ; Model:105-040 STANDART SCREW FOR GLENOID Ø4.5X40MM , Sterile Reverse Shoulder Prothesis ; Model:106-020 LOCKING SCREW FOR GLENOID Ø4.5X20MM , Sterile Reverse Shoulder Prothesis ; Model:106-025 LOCKING SCREW FOR GLENOID Ø4.5X25MM , Sterile Reverse Shoulder Prothesis ; Model:106-030 LOCKING SCREW FOR GLENOID Ø4.5X30MM , Sterile Reverse Shoulder Prothesis ; Model:106-035 LOCKING SCREW FOR GLENOID Ø4.5X35MM , Sterile Reverse Shoulder Prothesis ; Model:106-040 LOCKING SCREW FOR GLENOID Ø4.5X40MM , Sterile Reverse Shoulder Prothesis ; Model:300-000 METAPHYSIS COMPONENT TA6V 0, Sterile Reverse Shoulder Prothesis ; Model:241-040 ECCENTRIC GLENOSPHERE 40MM VIDASIZ CoCr, Sterile Reverse Shoulder Prothesis ; Model:241-036 ECCENTRIC GLENOSPHERE 36MM VIDASIZ CoCr, Sterile Reverse Shoulder Prothesis ; Model:240-040 CENTRIC GLENOSPHERE 40MM VIDASIZ CoCr, Sterile Reverse Shoulder Prothesis ; Model:240-036 CENTRIC GLENOSPHERE 36MM VIDASIZ CoCr, Sterile Reverse Shoulder Prothesis ; Model:300-009 METAPHYSIS COMPONENT TA6V 1, Sterile Reverse Shoulder Prothesis ; Model:300-020 METAPHYSIS COMPONENT TA6V 2, Sterile Reverse Shoulder Prothesis ; Model:300-030 METAPHYSIS COMPONENT TA6V 3, Sterile Reverse Shoulder Prothesis ; Model:300-040 METAPHYSIS COMPONENT TA6V 4, Sterile Reverse Shoulder Prothesis ; Model:301-3603 HUMERAL LINER Ø36mm UHMWPE +3, Sterile Reverse Shoulder Prothesis ; Model:301-3606 HUMERAL LINER Ø36mm UHMWPE +6, Sterile Reverse Shoulder Prothesis ; Model:301-3609 HUMERAL LINER Ø36mm UHMWPE +9, Sterile Reverse Shoulder Prothesis ; Model:301-4003 HUMERAL LINER Ø40mm UHMWPE +3, Sterile Reverse Shoulder Prothesis ; Model:301-4006 HUMERAL LINER Ø40mm UHMWPE +6, Sterile Reverse Shoulder Prothesis ; Model:301-4009 HUMERAL LINER Ø40mm UHMWPE +9, Sterile Reverse Shoulder Prothesis ; Model:110-006 CONNECTION SCREW FOR GLENOSPHERE , Sterile Reverse Shoulder Prothesis ; Model:241-006 GLENOID EXTENSION L.6mm TA6V , Sterile Reverse Shoulder Prothesis ; Model:241-010 GLENOID EXTENSION L.10mm TA6V , Sterile Reverse Shoulder Prothesis ; Model:241-024 METAL GLENOID COMPONENT TA6V Ø24mm. L.16mm , Sterile Reverse Shoulder Prothesis ; Model:107-018 CORTICAL SCREW 4.5 MMX18 , Sterile Reverse Shoulder Prothesis ; Model:107-020 CORTICAL SCREW 4.5 MMX20 , Sterile Reverse Shoulder Prothesis ; Model:107-022 CORTICAL SCREW 4.5 MMX22 , Sterile Reverse Shoulder Prothesis ; Model:107-024 CORTICAL SCREW 4.5 MMX24 , Sterile Reverse Shoulder Prothesis ; Model:107-026 CORTICAL SCREW 4.5 MMX26, Sterile Reverse Shoulder Prothesis ; Model:107-028 CORTICAL SCREW 4.5 MMX28 | KLINIKA ZOGU I PARE | 2023-03-23T00:00:00.000+01:00 | Next Saglik Urunleri A.S Ivedik OSB 88 Oto San.sit.3.Bolge 2284 Cd.No:101 Yenimahlle ANKARA/TURKEY | Sterile Reverse Shoulder Prothesis ; Model:200-110 Humeral component cemetedta6v size 1, Sterile Reverse Shoulder Prothesis ; Model:200-112 Humeral component cemetedta6v size 2, Sterile Reverse Shoulder Prothesis ; Model:200-114 Humeral component cemetedta6v size 3, Sterile Reverse Shoulder Prothesis ; Model:200-132 Humeral component cemetedta6v size 4, Sterile Reverse Shoulder Prothesis ; Model:200-134 Humeral component cemetedta6v size 5, Sterile Reverse Shoulder Prothesis ; Model:200-136 Humeral component cemetedta6v size 6, Sterile Reverse Shoulder Prothesis ; Model:200-138 Humeral component cemetedta6v size 0, Sterile Reverse Shoulder Prothesis ; Model:300-110 Humeral component cemetlessta6v size 1-10, Sterile Reverse Shoulder Prothesis ; Model:300-112 Humeral component cemetlessta6v size 2-12, Sterile Reverse Shoulder Prothesis ; Model:300-114 Humeral component cemetlessta6v size 3-14, Sterile Reverse Shoulder Prothesis ; Model:300-132 Humeral component cemetlessta6v size 4-32, Sterile Reverse Shoulder Prothesis ; Model:300-134 Humeral component cemetlessta6v size 5-34, Sterile Reverse Shoulder Prothesis ; Model:300-136 Humeral component cemetlessta6v size 6-36, Sterile Reverse Shoulder Prothesis ; Model:205-008 Humeral Stem Ø08mm CEMENTED L.50mm, Sterile Reverse Shoulder Prothesis ; Model:205-009 Humeral Stem Ø09mm CEMENTED L.50mm, Sterile Reverse Shoulder Prothesis ; Model:216-008 Humeral Stem Ø08mm CEMENTED L.160mm, Sterile Reverse Shoulder Prothesis ; Model:216-009 Humeral Stem Ø09mm CEMENTED L.160mm, Sterile Reverse Shoulder Prothesis ; Model:216-010 Humeral Stem Ø10mm CEMENTED L.160mm, Sterile Reverse Shoulder Prothesis ; Model:216-011 Humeral Stem Ø11mm CEMENTED L.160mm, Sterile Reverse Shoulder Prothesis ; Model:216-012 Humeral Stem Ø12mm CEMENTED L.160mm, Sterile Reverse Shoulder Prothesis ; Model:216-013 Humeral Stem Ø13mm CEMENTED L.160mm, Sterile Reverse Shoulder Prothesis ; Model:216-014 Humeral Stem Ø14mm CEMENTED L.160mm, Sterile Reverse Shoulder Prothesis ; Model:216-015 Humeral Stem Ø15mm CEMENTED L.160mm, Sterile Reverse Shoulder Prothesis ; Model:218-008 Humeral Stem Ø08mm CEMENTED L.180mm, Sterile Reverse Shoulder Prothesis ; Model:218-009Humeral Stem Ø09mm CEMENTED L.180mm, Sterile Reverse Shoulder Prothesis ; Model:218-010Humeral Stem Ø10mm CEMENTED L.180mm, Sterile Reverse Shoulder Prothesis ; Model:218-011Humeral Stem Ø11mm CEMENTED L.180mm, Sterile Reverse Shoulder Prothesis ; Model:218-012 Humeral Stem Ø12mm CEMENTED L.180mm, Sterile Reverse Shoulder Prothesis ; Model:218-013 Humeral Stem Ø13mm CEMENTED L.180mm, Sterile Reverse Shoulder Prothesis ; Model:218-014 Humeral Stem Ø14mm CEMENTED L.180mm, Sterile Reverse Shoulder Prothesis ; Model:218-015 Humeral Stem Ø15mm CEMENTED L.180mm, Sterile Reverse Shoulder Prothesis ; Model:220-008 Humeral Stem Ø08mm CEMENTED L.200mm, Sterile Reverse Shoulder Prothesis ; Model:220-009 Humeral Stem Ø09mm CEMENTED L.200mm, Sterile Reverse Shoulder Prothesis ; Model:220-010 Humeral Stem Ø10mm CEMENTED L.200mm, Sterile Reverse Shoulder Prothesis ; Model:220-011 Humeral Stem Ø11mm CEMENTED L.200mm, Sterile Reverse Shoulder Prothesis ; Model:220-012 Humeral Stem Ø12mm CEMENTED L.200mm, Sterile Reverse Shoulder Prothesis ; Model:220-013 Humeral Stem Ø13mm CEMENTED L.200mm, Sterile Reverse Shoulder Prothesis ; Model:220-014 Humeral Stem Ø14mm CEMENTED L.200mm, Sterile Reverse Shoulder Prothesis ; Model:220-015 Humeral Stem Ø15mm CEMENTED L.200mm, Sterile Reverse Shoulder Prothesis ; Model:205-010 Humeral Stem Ø10mm CEMENTED L.50mm, Sterile Reverse Shoulder Prothesis ; Model:205-011 Humeral Stem Ø11mm CEMENTED L.50mm, Sterile Reverse Shoulder Prothesis ; Model:205-012 Humeral Stem Ø12mm CEMENTED L.50mm, Sterile Reverse Shoulder Prothesis ; Model:205-013 Humeral Stem Ø13mm CEMENTED L.50mm, Sterile Reverse Shoulder Prothesis ; Model:205-014 Humeral Stem Ø14mm CEMENTED L.50mm, Sterile Reverse Shoulder Prothesis ; Model:205-015 Humeral Stem Ø15mm CEMENTED L.50mm, Sterile | Klasa III | Paisje sterile nje perdorishme ,component i protezez se shpatulles qe perdoret nga specialistet ortoped ne procedura ortopedike, Paisje sterile nje perdorishme ,component i protezez se shpatulles qe perdoret nga specialistet ortoped ne procedura ortopedike , Vide sterile, nje perdorishme ,component i protezes se shpatulles qe perdoret nga specialistet ortoped ne procedura ortopedike , Pajisje sterile, nje perdorishme ,component i protezes se shpatulles qe perdoret nga specialistet ortoped ne procedura ortopedike | Pajisje nje perdorimeshe
13803 | 08176337001-Tips 1000 µl, Non-conductive pipette tip with filter (Basic UDI-DI: 761333601961BD ) | E v i t a | 2023-03-20T00:00:00.000+01:00 | Roche Diagnostics GmbH, Sandhofer Strasse 116, 68305 Mannheim Germany | 08176337001-Tips 1000 µl, Non-conductive pipette tip with filter (Basic UDI-DI: 761333601961BD ) | In vitro | Maja me filter per pipetimin e serumit ne pajisjet automatike | Pajisje te diagnostifikimit in vitro
13811 | 15F X 42CM Straight Peritoneal Dialysis Catheter W/2 Cuffs (Catheter Only) MDC42S, 15F X 31CM Straight Peritoneal Dialysis Catheter W/2 Cuffs (Catheter Only) MDC31S | INCOMED | 2023-03-23T00:00:00.000+01:00 | Medical Components, Inc . (dba. Medcomp®) 1499 Delp Drive Harleysville, PA 19438 USA | 15F X 42CM Straight Peritoneal Dialysis Catheter W/2 Cuffs (Catheter Only) MDC42S, 15F X 31CM Straight Peritoneal Dialysis Catheter W/2 Cuffs (Catheter Only) MDC31S | Klasa IIb | Kateter per Dialize Peritoneale. | Pajisje nje perdorimeshe
13823 | UNIPLASTIN; RHELAX RF; RHELAX CRP; RHELAX ASO ;RHELAX SLE; CARBOGEN ;CALCIUM CHLORIDE ;TREPOLIPIN ;LIQUICELIN – E ;FIBROQUANT; LIQUIPLASTIN ;MATRIX DILUENT 2 LISS, TYDAL 0 ANTIGEN; BRUCEL — M ;Tulip's FEBRILE ANTIGEN SET | O.E.S DISTRIMED | 2023-03-28T00:00:00.000+02:00 | Tulip Diagnostics (P) LTD Plot Nos.92/96 Phase II C Verna Industrial Estate,Verna Goa -403722 India | UNIPLASTIN; RHELAX RF; RHELAX CRP; RHELAX ASO ;RHELAX SLE; CARBOGEN ;CALCIUM CHLORIDE ;TREPOLIPIN ;LIQUICELIN – E ;FIBROQUANT; LIQUIPLASTIN ;MATRIX DILUENT 2 LISS, TYDAL 0 ANTIGEN; BRUCEL — M ;Tulip's FEBRILE ANTIGEN SET | In vitro | Reagent laboratorik diagnostifikues | Pajisje te diagnostifikimit in vitro
13867 | Sterile single use All Silicone Sengstaken Blakemore Tube (Type 32-42-52-53) | EUROMED | 2023-04-04T00:00:00.000+02:00 | Create Medic Co., Ltd. 2-5-25, Chigasakiminami, Tsuzuki-ku, Yokohama, Kanagawa, 244-0037 Japan | Sterile single use All Silicone Sengstaken Blakemore Tube (Type 32-42-52-53) | Klasa IIa | Tub Sengstaken Blakemore prej silikoni (steril, me nje perdorim )Lloji 42 dhe 32 janë për presionin hemostazen e variçeve të ezofagut. Lloji 52 është për hemostazen e presionit të variçeve gastrike. Lloji 53 është për hemostazën e presionit si të ezofagut ashtu edhe variçet e stomakut. | Pajisje nje perdorimeshe
13871 | STERILE DISPOSABLE SURGICAL DRAPE PACK, STERILE DISPOSABLE E.N.T SURGICAL DRAPE PACK, STERILE DISPOSABLE UROLOGY T.U.R PACK, STERILE DISPOSABLE SIDE ADHESIVE DRAPE | O.E.S DISTRIMED | 2023-04-04T00:00:00.000+02:00 | NURTEKS TEKSTİL VE MEDİKAL SAN. DIŞ TİC. A.Ş. Oruç Reis Mah. Tekstilkent Caddesi Teksilkent Sitesi B Blok İç Kapı No: 031 ve 034 Esenler / İSTANBUL / TÜRKİYE | STERILE DISPOSABLE SURGICAL DRAPE PACK, STERILE DISPOSABLE E.N.T SURGICAL DRAPE PACK, STERILE DISPOSABLE UROLOGY T.U.R PACK, STERILE DISPOSABLE SIDE ADHESIVE DRAPE | Is | Pako sterile kirurgjikale | Pajisje nje perdorimeshe
13874 | Dental Diamond Burs, Dental Carbide Burs | ADVANTAGE DENTAL | 2023-04-03T00:00:00.000+02:00 | Frank Dental GmbH Tölzer Str. 4 83703 Gmund Germany | Dental Diamond Burs, Dental Carbide Burs | Klasa IIa | Freza Dentare Diamanti, Freza dentare karabit | Pajisje dentare
13882 | Disposable Laparoscopic Trocar(T05075V,T05100V,T05150V,T10100V,T10150V,T12100V,T12150V,T15100V,T03065S,T05100S,T10100S,T12100S,T15100S,T05075P,T05100P,T10100P,T12100P,T10100H,T12100H,T05075N,T05100N,T05150N,T10100D,T12100D,TCU05100,TCU10100,TCU12100);disposable Laparoscopic trocar kit (TV02N,TV06N,TV08N,TV28N,TV29N,TS02N,TS06N,TS08N,TS28N,TS29N,TP02N,TP06N,TP08N,TV02,TV06,TV08,TV28,TV29,TS02,TS06,TS08,TS28,TS29);Disposable Veress Needle (VN120,VN150), Disposable Laparoscopic Specimen retrieval bag (RB200A,RB400A,RB450A) | 2 A - PHARMA | 2023-04-05T00:00:00.000+02:00 | Shenzen InnoSurg Medical Technology Co., Ltd,3/F,Building7, No.14 Zhongxing Road, Kengzi,Pingshan district 518122 Shenzhen ,Guangdong China | Disposable Laparoscopic Trocar(T05075V,T05100V,T05150V,T10100V,T10150V,T12100V,T12150V,T15100V,T03065S,T05100S,T10100S,T12100S,T15100S,T05075P,T05100P,T10100P,T12100P,T10100H,T12100H,T05075N,T05100N,T05150N,T10100D,T12100D,TCU05100,TCU10100,TCU12100);disposable Laparoscopic trocar kit (TV02N,TV06N,TV08N,TV28N,TV29N,TS02N,TS06N,TS08N,TS28N,TS29N,TP02N,TP06N,TP08N,TV02,TV06,TV08,TV28,TV29,TS02,TS06,TS08,TS28,TS29);Disposable Veress Needle (VN120,VN150), Disposable Laparoscopic Specimen retrieval bag (RB200A,RB400A,RB450A) | Klasa IIa | Trokar per laparoskopi,trokare optikal, age njeperdorimshe,qese endobegu | Pajisje nje perdorimeshe
13893 | 522102 BGS probe 45mm straight, 522014 Micro fork probe 130mm bayonet, ball tip, 525318 Surgical instrument 85mm dissector, monopolar, curved, 525320 Surgical instrument 85mm Rhizotomy dissector, monopolar, 522010 Micro fork probe 45 mm straight, 522011 Micro hook probe 45mm straight, 522023 Micro hook probe 70mm tripolar, hook angled 90°, 522021 Hook probe 22mm bipolar, straight, 522626 hook probe 25mm tripolar, straight, 525650 Mapping suction probe 120 mm by Raabe, monopolar, 611014 Codex Strip Electrode 4 contacts -1 strip with cable, 611016 Codex Strip Electrode 6 contacts -1 strip with cable | O.E.S DISTRIMED | 2023-04-11T00:00:00.000+02:00 | inomed Medizintechnik GmbH, Im Hausgrün 29, 79312 Emmendingen, Germany | 522102 BGS probe 45mm straight, 522014 Micro fork probe 130mm bayonet, ball tip, 525318 Surgical instrument 85mm dissector, monopolar, curved, 525320 Surgical instrument 85mm Rhizotomy dissector, monopolar, 522010 Micro fork probe 45 mm straight, 522011 Micro hook probe 45mm straight, 522023 Micro hook probe 70mm tripolar, hook angled 90°, 522021 Hook probe 22mm bipolar, straight, 522626 hook probe 25mm tripolar, straight, 525650 Mapping suction probe 120 mm by Raabe, monopolar, 611014 Codex Strip Electrode 4 contacts -1 strip with cable, 611016 Codex Strip Electrode 6 contacts -1 strip with cable | Klasa III | Instrumenta dhe elektroda per stimulim dhe rregjistrim | Pajisje nje perdorimeshe
13788 | Body Box for C2 Xplore 540431, Surface electrodes 23x23mm adhesive, RD/BK/YE 530679, Stimulation cable Cable length 4m 520027 | O.E.S DISTRIMED | 2023-04-11T00:00:00.000+02:00 | inomed Medizintechnik GmbH Im Hausgrün 29, 79312 Emmendingen, Germany | Body Box for C2 Xplore 540431, Surface electrodes 23x23mm adhesive, RD/BK/YE 530679, Stimulation cable Cable length 4m 520027 | Klasa I | Kabuj adaptore dhe aksesore per sistemin IOM ( Intraoperative Monitorues) | Instrumenta shumeperdorimeshe
13933 | ECLIPSE Si RS MCA77200 | PEGASUS. | 2023-04-19T00:00:00.000+02:00 | Nikon Corporation 471 Nagaodai-cho,Sakae-ku, Yokohama, Kanagawa 244-8533 Japan | ECLIPSE Si RS MCA77200 | In vitro | Mikroskop qe perdoret ne laboratore mikrobiologjike per ekzaminimin e kulturave qelizore. | Pajisje te diagnostifikimit in vitro
13834 | Disposable Micro Applicators M6500R/LK4000R, Disposable Micro Applicators M6500F/LK4000F, Disposable Micro Applicators M6500SF/LK4000SF, Disposable Micro Applicators M6500XS/LK4000XS | Amber Dental | 2023-04-14T00:00:00.000+02:00 | Lakong Medical Devices Co., Ltd. No.13 Jingci Road, Shilong, Dongguan, Guangdong, 523326, China | Disposable Micro Applicators M6500R/LK4000R, Disposable Micro Applicators M6500F/LK4000F, Disposable Micro Applicators M6500SF/LK4000SF, Disposable Micro Applicators M6500XS/LK4000XS | Klasa I | furca per aplikimin e bondit | Pajisje dentare
13947 | MAC 600 | MONTAL | 2023-04-19T00:00:00.000+02:00 | GE Medical Systems Information Technologies, Inc. 9900 Innovation Drive, Wauwatosa, WI 53226 USA | MAC 600 | Klasa IIa | MAC 600 eshte një elektrokardiograf profesional me shumë kanale. | Pajisje elektromekanike
13951 | ID V5-96/3FRT, HBV Real-TM Quant Dx, ID V1-96/3FRT, HCV Real-TM Quant Dx | AESKULAP | 2023-04-18T00:00:00.000+02:00 | Sacace Biotechnologies Srl,Via Scalabrini 44, 22100 Como, ITALY | ID V5-96/3FRT, HBV Real-TM Quant Dx, ID V1-96/3FRT, HCV Real-TM Quant Dx | In vitro | Reagent per matjen e shpejte sasiore te Hepatitit B, Reagent per matjen e shpejte sasiore te Hepatitit C | Pajisje laboratori
13992 | LigaSureTM Curved Jaw, Open Sealer/Divider Electrode, 2.5 cm - 25 cm LF3225, LigaSureTM Open Sealer/Divider Electrode, 2.5 cm - 25 cm LF0225G | O.E.S DISTRIMED | 2023-04-26T00:00:00.000+02:00 | Covidien Ilc 15 Hampshire Street Mansfield, MA 02048 USA | LigaSureTM Curved Jaw, Open Sealer/Divider Electrode, 2.5 cm - 25 cm LF3225, LigaSureTM Open Sealer/Divider Electrode, 2.5 cm - 25 cm LF0225G | Klasa IIb | Elektroda elektrokirurgjikale,per perdorim ne kirurgji | Pajisje nje perdorimeshe
14003 | FTRD COLONIC,colonic FTRD Set 200.70 | GREEMED | 2023-04-27T00:00:00.000+02:00 | Ovesco Endoscopy AG;Friedrich-Miescher-Str.9,D-72076 Tubingen, Germany | FTRD COLONIC,colonic FTRD Set 200.70 | Klasa IIb | Set per rezeksionin e plote te kolonit | Pajisje nje perdorimeshe
14023 | FTRD GRASPER,FTRD Grasper 200.73/200.70/200.72/200.76 | GREEMED | 2023-04-28T00:00:00.000+02:00 | Ovesco Endoscopy AG;Friedrich-Miescher-Str.9,D-72076 Tubingen, Germany | FTRD GRASPER,FTRD Grasper 200.73/200.70/200.72/200.76 | Is | kapese endoskopike per elevimin e mases tumorale ne endoskopi | Pajisje nje perdorimeshe
14062 | ID SM007, SaMag STD DNA Extraction kit | AESKULAP | 2023-05-02T00:00:00.000+02:00 | Sacace Biotechnologies Srl,Via Scalabrini 44, 22100 Como, ITALY | ID SM007, SaMag STD DNA Extraction kit | In vitro | Reagent laboratorik per ektraktimin e materialit gjenetik te SST, CLASS A | Pajisje laboratori
13982 | S15/16RCCHE215/16 After5 Gra Curette Rig EE2 S Org, S156/5776Concavity Hoe Scaler DE CH5/6 #7 Hdl Red, S204#204 DE Sickle Scaler, 121-001 #204 DE Sickle Scaler, 121-002 #2045 DE Sickle Scaler, 121-003 #204S DE Scaler, 121-004 #CK6 DE Scaler, 121-005 #H5/33 DE Scaler, 121-006 #H6/H7 DE Scaler, 121-007 #U-15/30 DE SCALER, 121-008 #11/12 McCall DE Scaler, 121-009 #13/14 McCall DE Scaler, 121-010 #13/14S MCCALL SCALER, 121-011 #17/18 McCall DE Scaler, 121-012 #13/14 Columbia DE Curette, 121-013 #2R/2L COLUMBIA DE CURETTE, 121-014 #4R/4L Columbia DE Curette, 121-015 #1/2 Gracey DE Curette, 121-016 #3/4 Gracey DE Curette, 121-017 #5/6 Gracey DE Curette, 121-018 #7/8 Gracey DE Curette, 121-019 #9/10 Gracey DE Curett, 121-020 #11/12 Gracey DE Curette, 121-021 #13/14 Gracey DE Curette, 121-022 Curette Gracey #15/16, 121-023 Curette Gracey #17/18, 121-025 Scaler Darby-Perry #5K/6K, 121-026 File Buck #11/12, 121-040 Scaler #6/7 distal mesial, 121-AF015Curette Gracey #1/2 AF labial/lingual, 121-AF018Curette Gracey #7/8 AF oral/buccal, 121-AF020Curette Gracey #11/12 AF mesial, 121-AF021Curette Gracey #13/14 AF distal, 121-MF015Curette Gracey #1/2 MF oral/labial, 121-MF017Curette Gracey #5/6 MF oral/labial, 121-MF018Curette Gracey #7/8 MF oral/bukkal, 121-MF020Curette Gracey #11/12 MF mesial, 121-MF021Curette Gracey #13/14 MF distal, 131-008#15/16 DE Hatchet (15-8-14), 131-009#17/18 DE Hatchet (10-6-14), 131-010#34/35 DE Angle Former, 131-012#51/52 DE Hatchet (15-8-12), 131-013#53/54 DE Hatchet (10-6-12), 131-014#26 DE Margin Trimmer, (13-95-8), 131-015#27 DE Margin Trimmer (13-80-8), 131-016#28 DE Margin Trimmer (10-95-7), 131-017#29 DE Margin Trimmer (10-80-7), 131-018#77/78 DE Margin Trimmer, 131-019#79/80 DE Margin Trimmer (15-8), 14S#14 Columbia Curette Tip, 204RS#204S SICKLE SCALER-RIGHT, 678-904Scaler Band Pusher, 678-910Dull H5/33 DE Scaler, Satin Steel Handle, 678-911Dull H6/H7 DE Scaler, Satin Steel Handle, 678-913Dull U15 SE Scaler, Satin Steel Handle, 678-914SH6 Scaler Left/Picker, CM7067KTUFTS ENDO SURGICAL DE ANGLED CURETTE, CM96#9 Miller DE Surgical Curette, #6 Handle, CP13/14#13/14 DE Hatchet (20-9-14), CP14/14#14/14 DE Hatchet (15-8-14), CP14/14-0#14/14-0 DE Hatchet (15-10-16), CP14/14-09#14/14-0 DE Hatchet (15-10-16) #9Hdl, CP14/146Off Angle Hatchet, SatinSt. Hd, CP15/15#15/15 DE Hatchet (15-8-14), CP15/15-0#15/15-0 DE Hatchet (15-10-16), CP15/15-09#15/15-0 DE Hatchet (15-10-16) #9Hdl, CP15/156Off Angle Hatchet, SatinStl Hd, CP15/16#15/16 DE Hatchet (15-8-14), CP15/169#15/16 DE Hatchet (15-8-14) #9Hdl, CP17/18#17/18 DE Hatchet (10-6-14), CP17/186#17/18 DE Hatchet (10-6-14), Satin Steel, CP17/189#17/18 DE Hatchet (10-6-14) #9Hdl, CP20#20 SE Hoe (14-6-8), CP20/20C#20/20C DE Hoe (14-6-8), CP21#21 SE Hoe (10-4-8), CP21/21C#21/21C DE Hoe (10-4-8), CP22#22 SE Hoe (10-4-14), CP22/22C#22/22C DE Hoe (10-4-14), CP23#23 SE Hoe (6.5-2.5-9), CP2424 SE Hoe (8-3-25), CP24/24C#24/24C DE Hoe (8-3-25), CP30/3130/31 Angle Former (12-80-5-8), CP32/3332/33 Angle Former (9-80-4-8), CP34/35#34/35 DE Angle Former (7-80-2.5-9), CP44S6#44S OFF ANGLE CAVITY PREP INST, SS, CP44S9#44S Off-Angle Cavity Prep Inst #9Hdl, CP45S6#45s off Angle Cavity Prep Inst, SS, CP45S9#45S Off-Angle Cavity Prep Inst #9Hdl, CP51/52#51/52 DE Hatchet (15-8-12), CP51/52M6#51/52M Hatchet (13-8-12), Satin Steel, CP53/54#53/54 DE Hatchet (10-6-12), CP53/546#53/54 DE Hatchet (10-6-12) SATIN STEEL, CP8/9H#8/9H DE Hatchet (10-7-14), CP8/9H6#8/9H DE Hatchet (10-7-14), Satin Steel, CP8/9H9#8/9H DE Hatchet (10-7-14) #9Hdl, CRSPRCrown Spreader, CS6577CM4 MOLT CURETTE SE, #504 HANDLE, DSC13/14#13/14 COLUMBIA DE CURETTE, DULL, DSC4R/4L4#4R/4L COLUMBIA DE CURETTE, DULL, DSG13/14613/14 Gracey Curette, Satin Steel, DULL, DSG13/148#13/14 Gracey Curette, ResinEight, DULL, DSG15/16#15/16 GRACEY DE CURETTE, DULL, DSG17/18#17/18 GRACEY DE CURETTE, DULL, DSG5/6#5/6 Gracey DE Curette, Dull, DSG7/86#7/8 GRACEY DE CURETTE, 6 HDL, DULL, DSGR11/124#11/12 GRACEY DE CURETTE, 4 HDL, DULL, DSGR13/144#13/14 GRACEY DE CURETTE, 4 HDL, DULL, DSGR5/64#5/6 GRACEY DE CURETTE, 4 HDL, DULL, DSH5/336#H5/H33 DE SCALER, SATIN STEEL, DULL, DSH5/L46Dull Scaler H5/L4, DSH6/7#H6/H7 DE SCALER, DULL, DSH6/74#H6/H7 DE SCALER, #4 HDL, DULL, DSJ30/33#30/33 JACQUETTE DE SCALER, DULL, DSL3/4AF#3/4 LANGER CURETTE AFTER-5, DULL, GF11#11 GF Margin Trimmer 10-95-7-14, GF12#12 GF Margin Trimmer 10-80-7-14, GF13#13 Gold Foil Hatchet 9-7-23-16, GF14#14 Gold Foil Hatchet 9-7-23-16, GF15#15 Gold Foil Hatchet 9-7-23-16, GF16#16 Gold Foil Hatchet 10-7-14, I204SPLEASE SEE IMPL204S, IC4R/4LImplacare Scaler 4R/4L Tips (10 pr), IH6/7Implacare Scaler H6/7 Tips (10 pr), IMP204SDTTitanium Imp Scaler 204SD, IMPL204SImplacare II Scaler, 12 Instr-Satz 204S, IMPL204S6Implacare II Scaler Kit, 204S w/ #6 HDL, IMPL4R/4LImplacare II Scaler, 12 Piece Set 4R/4L, IMPL4R/4L6Implacare II Scaler Kit, 4R/4L w/ #6 HDL, IMPLACAR16Implacare Scaler Kit, 4R/4L (10 pr) 6, IMPLACAR36Implacare Scaler Kit, #6/7 (10 pr) 6 HDL, IMPLBH5/6Implacare II Scaler, 12 Piece Set BH5/6, IMPLBH5/66Implacare II Scaler Kit, BH5/6 w/ #6 HDL, IMPLG1/2TTitanium Imp Scaler Langer 1/2, IMPLH6/7Implacare II Scaler, 12 Piece Set H6/7, IMPLH6/76Implacare II Scaler Kit, H6/7 w/ #6 HDL, IMPLINTRO6Implacare II Scaler Intro Kit, w/ #6 HDL, IMPLLG1/2Implacare II Scaler, 12 Piece Set LG1/2, IMPLLG1/26Implacare II Scaler Kit, LG1/2 w/ #6 HDL, IMPLSORTImplacare II Scaler Assorted Kit, IMPLSORT6Implacare II Scaler Assorted Kit, #6 HDL, IMPM1/2TTitanium Imp Scaler Mini Five 1/2, IMPM11/12TTitanium Imp Scaler Mini Five 11/12, IMPM13/14TTitanium Imp Scaler Mini Five 13/14, INTROKITImplacare Scaler Intro Kit, MAL1#1 Mead Immunity Mallet, MAL1E#1 MEAD IMMUNITY MALLET - GERMAN STYLE, MAL1E-U#1 MEAD IMMUNITY MALLET, GERMAN, MT101/0278Margin Trimmer Dist (MTUF2KC), 7 Hdl Blu, MT105/0673Margin Trimmer Mesial 1.0mm, 7 Hdl Ornge, MT121/2278Margin Trimmer Distal, #7 Hdl Blue, MT125/2673Margin Trimmer Mesial 1.2mm, 7 Hdl Ornge, MT232TBM9232 Tucker Margin Trimmer #9Hdl, MT232TM9232 TruBal Margin Trimmer #9Hdl, MT233TBM9233 Tucker Margin Trimmer #9Hdl, MT233TM9J 3 TruBal Margin Trimmer #9Hdl, MT26H26 H MARGIN TRIMMER, MT26H6Margin Trimmer DE (13-95-8-14), SS Hdl, MT27H27 H MARGIN TRIMMER, MT27H6Margin Trimmer DE (13-80-8-14), SS Hdl, MT289#28 DE Margin Trimmer (10-95-7-14) #9Hdl, MT28H28 H MARGIN TRIMMER, MT28H6Margin Trimmer (10-95-7-14), SS Hdl, MT299#29 DE Margin Trimmer (10-80-7-14) #9Hdl, MT29H29 H MARGIN TRIMMER, MT29H6Margin Trimmer (10-80-7-14), SS Hdl, MT77/78H#77/78H DE MARGIN TRIMMER HEAVY, MT79/80H79/80 HEAVY MARGIN TRIMMER, MTS161/626SF161/162 MARGIN TRIM Satin Steel Handle, MTS165/666SF165/166 MARGIN TRIM Satin Steel Handle, MTSF161/62SF161/162 MARGIN TRIMMER, 71 HDL, MTSF165/66SF165/166 MARGIN TRIMMER, 71 HDL, NTIPCScaler (Interproximal), NTIPKKnife (Interproximal), PMPRODIGYSPM Prodigy Surgical Curette, Short, EE2, PTNFM1Nylon Facing For #1 Mallet, PTNFM2Fiber Facing For #2 Mallet Pair, S026#026 Towner SE Scaler, S048#048 Towner SE Scaler, S103/106#103/106 Cattoni DE Scaler #4 Handle, S103/1066103/106CATTONI DE SCALER SATIN STEEL HDL, S104#104 CATTONI SE SCALER, S104/105#104/105 Cattoni DE Scaler - 4 Hdl, S104/1056104/105CATTONI DE SCALER SATIN STEEL HDL, S1046104 CATTONI SE SCALER SATIN STEEL HANDLE, S107/108#107/108 Cattoni DE Scaler - 4 Hdl, S107/1086#107/108 Cattoni Scaler, Satin Steel, S107/1087#107/108 Cattoni Scaler, #7 Handle, S107/1088#107/108 Cattoni DE Scaler - ResinEight, S107/108S#107/108S Cattoni DE Scaler - 2 Hdl, S107/108S4#107/108S Cattoni DE Scaler - 4 Hdl, S11/12S11/12 SCALER S, 4 HDL, S11/12S6S11/12 SCALER S SATIN STEEL HANDLE, S129#129 DE Scaler, S1294#129 DE Scaler - 4 Hdl, S1296#129 DE SCALER SATIN STEEL HANDLE, S13/14RCCHE213/14 After5 Gra Curette Rig EE2 S Blu, S14173Scaler, sickle, #141 SE, #7 hdl, orange, SA1314RCHEE2#13/14 Mini Five Curette Rigid EE2, SA1516RCHE#15/16 Mini Five Curette Rigid, EE, SS, SA1516RCHEE2#15/16 Mini Five Curette Rigid EE2, SAS1/2#1/2 Mini Five Gracey Curette, SAS1/24#1/2 Mini Five Curette- 4 Hdl, SAS1/26#1/2 Mini Five Gracey Curette, SS, SAS1/27#1/2 Mini Five Gracey Curette, #7 Hdl, SAS1/271#1/2 Mini Five Gracey Curette #7 Hdl Gry, SAS1/28#1/2 Mini Five Curette, ResinEight Hdl, SAS1/2911/2 Mini5 Gracey Curette EE #9 Hdl Gray, SAS1/291E2#1/2 Mini5 Gracey Curette EE2, SAS1/29E2#1/2 Mini 5 Gracey Curette,EE2 #9, SAS1/29PE21/2 Mini5 Gracey Curette EE2 Metal Cone, SAS1/2C8#1/2 Mini Five Curette Resin Grey, SAS1/2C8E2#1/2 Mini 5 Gracey Curette,EE2 Resin 8, SAS1/2C8M#1/2 Mini Five Curette Resin Grey Smooth, SAS1/2C8ME2#1/2 Mini Five Curette Grey Smooth EE2, SAS1/2CH1/2 Mini5 Gracey Curette EE Smooth Metal, SAS1/2CHE2#1/2 Mini5 Gracey Curette EE2 Smooth, SAS1/2R#1/2 Mini Five Curette Rigid, SAS1/2R4#1/2 Mini Five Curette Rigid - 4 Hdl, SAS1/2R6#1/2 Mini Five Curette Rigid, Satin Stl, SAS1/2R7#1/2 Mini Five Curette Rigid, #7 Handle, SAS1/2R8#1/2 Mini Five Curette Rigid, R8 Hdl, SAS1/2R9E2#1/2 Mini 5 Rigid Curette, EE2 #9, SAS1/2RC8E2#1/2 Mini 5 Rigid Curette, EE2 Resin 8, SC13/14XE213/14 Columbia Curette EE2,Harmony Hdl., SC13149AAPAAP SC13/14 Co-Branded Scaler, EverEdge, SC13654SH5/SXS15 SCALER, ROUND EDGES, #4 HDL, SC1377SH5/GIL2 SCALER DE, #2 HDL, SC1393#H5/GF21S SCALER DE, SC1395SU15/DP9K Scaler, #2 HDL, SC14106SDP11K Scaler, SATIN STEEL, SC1420SP3/4 SCALER DE HANDLE #2, SC1504#VP1 SCALER SE, #24 HDL, SC1573SIU17/18L DE SCALER, SC15756SIU17/18XL DE CURETTE, #6 HDL, SC1579FC13/14 DE CURETTE, SC1583NM10 SCALER DE, NEW MEXICO, SC1600#LS3/4 MODIFIED DE SCALER, SC1856#U15/7K DE SCALER, #2 HDL, SC1887SGIL2/YG15 SCALER, #4 HDL, SC1888SGL2/SM0 Scaler with #8 Handle, SC1962S204SL LONG SCALER, #4 HDL, SC19628S204SL long scaler #8 handle, SC20096#H5/YG15 Scaler, Satin Steel Handle, SC2015REMINGTON DE SCALER, SC2027SGFIT 11/12 Curette, SC20276SGFIT Curette 11/126 SATIN STEEL, SC20277SGFIT Curette 11/127, #7 HDL, SC20278SGFIT Curette 11/128, Resin Eight Hdl, SC2065SC4R/4L RIGID COLUMBIA Curette - 2 HDL, SC20654SC4R/4L RIGID COLUMBIA Curette - 4 HDL, SC2R/2L#2R/2L Columbia DE Curette, SAS1/2RXCE2#1/2 Mini 5 Rigid, EE2, Harmony , Grey, SAS1/2RXE2#1/2 Mini 5 Rigid, EE2, Harmony Hdl., SAS1/2XCE2#1/2 Mini 5 Gracey,EE2, Harmony, Grey, SAS1/2XE2#1/2 Mini 5 Gracey,EE2, Harmony Hdl., SAS11/12#11/12 Mini Five Gracey Curette, SAS11/124#11/12 Mini Five Gracey Curette, 4 Hdl, SAS11/126#11/12 Mini Five Gracey Curette, SS, SAS11/127#11/12 Mini Five Gracey Curette, #7 HDL, SAS11/127311/12 Mini5 Gracey Curette #7 HDL Orange, SAS11/128#11/12 Mini Five Gracey Curette, R8 HDL, SAS11/1293#11/12 Mini5 Gracey Curette EE 9 HDL Org, SAS11/1293E2#11/12 Mini5 Gracey Curette EE2 Org, SAS11/129E2#11/12 Mini 5 Gracey Curette,EE2 #9, SAS11/12C8#11/12 Mini5 Gracey Curette Resin Orange, SAS11/12C8E2#11/12 Mini 5 Gracey Curette,EE2 Res 8, SAS11/12CH#11/12 MiniFive Gracey Curette, SS HDL, SAS11/12R#11/12 Mini Five Gracey Curette Rigid, SAS11/12R4#11/12 Mini5 Gracey Curette Rigid 4 HDL, SAS11/12R6#11/12 Mini5 Rigid Gracey Curette, SS, SAS11/12R7#11/12 Mini5 Rigid Gracey Curette #7 HDL, SAS11/12R8#11/12 Mini5 Rigid Gracey Curette R8 HDL, SAS11/12R9E2#11/12 Mini 5 Rigid Curette,EE2 #9, SAS11/12RC8E2#11/12 Mini 5 Rigid Curette,EE2 Resin 8, SAS11/12RXCE2#11/12 Mini5 Rigid,EE2, Harmony, Orange, SAS11/12RXE2#11/12 Mini 5 Rigid,EE2, Harmony Hdl., SAS11/12XCE2#11/12 Mini5 Gracey,EE2,Harmony,Orange, SAS11/12XE2#11/12 Mini 5 Gracey,EE2, Harmony Hdl., SAS11/14#11/14 Mini Five Gracey Curette, SAS11/144#11/14 Mini Five Gracey Curette - 4 Hdl, SAS11/146#11/14 Mini Five Gracey Curette, SS, SAS11/147#11/14 Mini Five Gracey Curette, #7 HDL, SAS11/148#11/14 Mini Five Gracey Curette, R8 Hdl, SAS11/149E2#11/14 MINI 5 Gracey Curette, EE2 #9, SAS11/14C8E2#11/14 MINI 5 Gracey Curette,EE2 Res 8, SAS11/14C9#11/14 Mini5 Gracey Curette, EE Red, SAS11/14CH11/14 Mini5 Gracey Curette EE Smth Metal, SAS11/14R4#11/14 Mini5 Gracey Curette Rigid 4 HDL, SAS11/14XE2#11/14 MINI 5 Gracey,EE2, Harmony Hdl., SAS12/13#12/13 Mini Five Gracey Curette, SAS12/134#12/13 Mini Five Gracey Curette - 4 Hdl, SAS12/136#12/13 Mini Five Gracey Curette, SS, SAS12/137#12/13 Mini Five Gracey Curette, #7 HDL, SAS12/138#12/13 Mini Five Gracey Curette, R8 HDL, SAS12/139E2#12/13 MINI 5 Gracey Curette,EE2 #9, SAS12/13C8E2#12/13 MINI 5 Gracey Curette,EE2 Res 8, SAS12/13C912/13 Mini5 Gracey Curette, EverEdge Red, SAS12/13CH12/13 Mini5 Gracey Curette EE Smth Metal, SAS12/13XE2#12/13 MINI 5 Gracey,EE2, Harmony Hdl., SAS13/14#13/14 Mini Five Gracey Curette, SAS13/144#13/14 Mini Five Gracey Curette - 4 Hdl, SAS13/146#13/14 Mini Five Gracey Curette, SS, SAS13/147#13/14 Mini Five Gracey Curette, #7 HDL, SAS13/1478#13/14 Mini5 Gracey Curette #7 HDL Blue, SAS13/148#13/14 Mini Five Gracey Curette R8 HDL, SAS13/149813/14 Mini5 Gracey Curette EE #9HDL Blue, SAS13/1498E2#13/14 Mini5 Gracey Curette EE2 Blue, SAS13/149E2#13/14 Mini 5 Gracey Curette, EE2 #9, SAS13/149PE213/14 Mini5 Gracey Curette EE2Metal Cone, SAS13/14C8E2#13/14 Mini 5 Gracey Curette,EE2 Res 8, SAS13/14CH#13/14 MiniFive Gracey Curette, SS HDL, SAS13/14R#13/14 Mini Five Gracey Curette Rigid, SAS13/14R4#13/14 Mini5 Gracey Curette Rigid 4 HDL, SAS13/14R6#13/14 Mini Five Gracey Curette Rigid SS, SAS13/14R7#13/14 Mini5 Gracey Curette Rigid #7 HDL, SAS13/14R8#13/14R Mini5 Gracey Curette, R8 HDL, SAS13/14R9E2#13/14 Mini 5 Rigid Curette,EE2 #9, SAS13/14RC8E2#13/14 Mini 5 Rigid Curette,EE2 Res 8, SAS13/14RXCE2#13/14 Mini 5 Rigid,EE2, Harmony, Blue, SAS13/14RXE2#13/14 Mini 5 Rigid,EE2, Harmony Hdl., SAS13/14XCE2#13/14 Mini5 Gracey, EE2, Harmony, Blue, SAS13/14XE2#13/14 Mini 5 Gracey, EE2, Harmony Hdl., SAS15/16#15/16 Mini Five Gracey Curette, SAS15/164#15/16 Mini Five Gracey Curette - 4 Hdl, SAS15/166#15/16 Mini Five Gracey Curette, SS, SAS15/167#15/16 Mini Five Gracey Curette, #7 HDL, SAS15/1673#15/16 Mini5 Gracey Curette #7HDL Orange, SAS15/168#15/16 Mini Five Gracey Curette, R8 HDL, SAS15/169315/16 Mini5 Gracey Curette EE #9 HDL Org, SAS15/1693E2#15/16 Mini5 Gracey Curette EE2 Org, SAS15/169E2#15/16 Mini 5 Gracey Curette,EE2 #9, SAS15/169PE2Gracey Curette Mini5 15/16 EE2Metal Cone, SAS15/16C8E2#15/16 Mini 5 Gracey Curette,EE2 Res 8, SAS15/16CH15/16 Mini5 Gracey Curette EE Smth Metal, SAS15/16R#15/16 Mini Five Gracey Curette Rigid, SAS15/16R6#15/16 Mini5 Gracey Curette Rigid, SS, SAS15/16R7#15/16 Mini5 Gracey Curette Rigid #7 HDL, SAS15/16R8#15/16R Mini5 Gracey Curette R8 Hdl, SAS15/16R9E2#15/16 Mini 5 Rigid Curette,EE2 #9, SAS15/16RC8E2#15/16 Mini 5 Rigid Curette,EE2 Resin 8, SAS15/16RXCE2#15/16 Mini5 Rigid,EE2, Harmony, Orange, SAS15/16RXE2#15/16 Mini 5 Rigid,EE2, Harmony Hdl., SAS15/16XCE2#15/16 Mini5 Gracey,EE2, Harmony,Ornge, SAS15/16XE2#15/16 Mini 5 Gracey,EE2, Harmony Hdl., SAS17/1878Mini Gracey Curette #17/18, #7 Blue, SAS17/189817/18 Mini5 Gracey Curette EE 9 HDL Blue, SAS17/1898E2#17/18 Mini5 Gracey Curette EE2 Blue, SAS17/18CH17/18 Mini5 Gracey Curette EE Smth Metal, SAS17/18XCE2#17/18 Mini5 GraceyEE2, Harmony, Blue, SAS17/18XE2#17/18 Mini5 GraceyEE2, Harmony Hdl., SAS3/4#3/4 Mini Five Gracey Curette, SAS3/44#3/4 Mini Five Gracey Curette - 4 Hdl, SAS3/46#3/4 Mini Five Gracey Curette, SS, SAS3/47#3/4 Mini Five Gracey Curette, #7 Handle, SAS3/48#3/4 Mini Five Gracey Curette, R8 Hdl, SAS3/49E2#3/4 Mini 5 Gracey Curette,EE2 #9, SAS3/4C8E2#3/4 Mini 5 Gracey Curette,EE2 Resin 8, SAS3/4R#3/4 Mini Five Gracey Curette Rigid, SAS3/4R43/4 Mini Five Gracey Curette Rigid 4 Hdl, SAS3/4R6#3/4 Mini Five Gracey Curette Rigid SS, SAS3/4R73/4 Mini Five Gracey Curette Rigid 7 HDL, SAS3/4R83/4 MiniFive Gracey Curette Rigid R8 HDL, SAS3/4R9E2#3/4 Mini 5 Rigid Curette,EE2 #9, SAS3/4RC8E2#3/4 Mini 5 Rigid Curette,EE2 Resin 8, SAS3/4RXE2#3/4 Mini 5 Rigid,EE2, Harmony Hdl., SAS3/4XE2#3/4 Mini 5 Graceye,EE2, Harmony Hdl., SAS5/6#5/6 Mini Five Gracey Curette, SAS5/64#5/6 Mini Five Gracey Curette - 4 Hdl, SAS5/66#5/6 Mini Five Gracey Curette, SS, SAS5/67#5/6 Mini Five Gracey Curette, #7 Handle, SAS5/6755/6 Mini Five Gracey Curette 7 HDL Yellw, SAS5/68#5/6 Mini Five Gracey Curette, R8 HDL, SAS5/695#5/6 Mini5 Gracey Curette EE #9 HDL Yelw, SAS5/695E2#5/6 Mini5 Gracey Curette EE2 Yel, SAS5/69E2#5/6 Mini 5 Gracey Curette,EE2 #9, SAS5/6C8E2#5/6 Mini 5 Gracey Curette,EE2 Resin 8, SAS5/6C8M#5/6 Mini5 Gracey Curette Resin Yel Smth, SAS5/6CCHE2#5/6 Mini5 Gracey Curette EE2 Smth Ylw, SAS5/6CE5/6 Mini Five Gracey Curette Smth Hdl EE, SAS5/6CH#5/6 Mini5 Gracey Curette EE Smth Metal, SAS5/6CHE2#5/6 Mini5 Gracey Curette EE2 Smth, SAS5/6R#5/6 Mini Five Gracey Curette Rigid, SAS5/6R45/6 Mini Five Gracey Curette Rigid 4 HDL, SAS5/6R65/6 Mini Five Gracey Curette Rigid SS, SAS5/6R75/6 MiniFive Gracey Curette Rigid #7 HDL, SAS5/6R85/6 MiniFive Gracey Curette Rigid R8 HDL, SAS5/6R9E2#5/6 Mini 5 Rigid Curette, EE2 #9, SAS5/6RC8E2#5/6 Mini 5 Rigid Curette, EE2 Resin 8, SAS5/6RCCHE2#5/6 Mini5 Gracey Curette Rig EE2 Ylw, SAS5/6RCHE5/6 Mini5 Gracey Curette Rig EE SS HDL, SAS5/6RXCE2#5/6 Mini5 Rigid, EE2, Harmony, Yellow, SAS5/6RXE2#5/6 Mini 5 Rigid, EE2, Harmony Hdl., SAS5/6XCE2#5/6 Mini 5 Gracey,EE2, Harmony,Yellow, SAS5/6XE2#5/6 Mini 5 Gracey,EE2, Harmony Hdl., SAS7/8#7/8 Mini Five Gracey Curette, SAS7/84#7/8 Mini Five Gracey Curette - 4 Hdl, SAS7/86#7/8 Mini Five Gracey Curette, SS, SAS7/87#7/8 Mini Five Gracey Curette, #7 Handle, SAS7/8777/8 Mini Five Gracey Curette #7 HDL Grn, SAS7/877M7/8 Mini5 Mic Gracey Curette SS Clr Grn, SAS7/88#7/8 Mini Five Gracey Curette, R8 Hdl, SAS7/8977/8 Mini5 Gracey Curette, EE #9 HDL Grn, SAS7/897E2#7/8 Mini5 Gracey Curette EE2 Grn, SAS7/89E2#7/8 Mini 5 Gracey Curette,EE2 #9, SAS7/8C8E2#7/8 Mini 5 Gracey Curette,EE2 Resin 8, SAS7/8C8M#7/8 Mini5 Gracey Curette Resin Grn Smth, SAS7/8CCHE2#7/8 Mini5 Gracey Curette EE2 Smth Green, SAS7/8CH#7/8 Mini5 Gracey Curette, EE Smth Metal, SAS7/8R#7/8 Mini Five Gracey Curette Rigid, SAS7/8R47/8 Mini Five Gracey Curette Rigid 4 HDL, SAS7/8R67/8 Mini Five Gracey Curette Rigid SS, SAS7/8R7#7/8 Mini5 Gracey Curette Rigid, #7 HDL, SAS7/8R87/8 MiniFive Gracey Curette Rigid R8 HDL, SAS7/8R9E2#7/8 Mini 5 Rigid Curette, EE2 #9, SAS7/8RC8E2#7/8 Mini 5 Rigid Curette, EE2 Resin 8, SAS7/8RCCHE2#7/8 Mini5 Gracey Curette Rig EE2 Grn, SAS7/8RCHE7/8 Mini5 Gracey Curette Rigid EE SS HDL, SAS7/8RXCE2#7/8 Mini 5 Rigid, EE2, Harmony, Green, SAS7/8RXE2#7/8 Mini 5 Rigid, EE2, Harmony Hdl., SAS7/8XCE2#7/8 Mini 5 Gracey,EE2, Harmony,Green, SAS7/8XE2#7/8 Mini 5 Gracey,EE2, Harmony Hdl., SB1#B1 Ball SE Scaler, SB18/19#18/19 Broome DE Scaler, SB2/3#B2/3 Ball DE Scaler, SB2/34#B2/3 BALL SCALER - 4 HDL, SB2/36#B2/3 Ball DE Scaler, #6 handle, SB4#B4 Ball SE Scaler, SB5/6#B5/6 Ball DE Scaler, SB5/64#B5/6 Ball DE Scaler - 4 Hdl, SBH1/2#1/2 Barnhart DE Curette, SBH1/24#1/2 Barnhart DE Curette - 4 Hdl, SBH1/26#1/2 Barnhart Curette, Satin Steel, SBH1/27#1/2 Barnhart Curette, #7 Handle, SBH1/28#1/2 Barnhart Curette, ResinEight Hdl, SBH1/28Z#1/2 Barnhart Curette AD Style R8 HDL, SBH1/29E2#1/2 Barnhart Curette,EE2 #9 Handle, SBH1/2C8E2#1/2 Barnhart Curette,EE2, Resin 8, SBH1/2R#1/2 Barnhart Rigid DE Curette, SBH1/2R4#1/2 Barnhart Rigid DE Curette - 4 Hdl, SBH1/2R6#1/2 Barnhart Rigid Curette, Satin Steel, SBH1/2R7#1/2 Barnhart Rigid Curette, #7 Handle, SBH1/2R8#1/2 Barnhart Rigid Curette, ResinEight, SBH1/2R9E2#1/2 Barnhart Rigid Curette, EE2 #9, SBH1/2RC8#1/2 Barnhart Rigid Curette Resin Lvndr, SBH1/2RC8E2#1/2 Barnhart Rigid Curette EE2 Resin 8, SBH1/2RXE2#1/2 Barnhart Rigid, EE2, Harmony Hdl., SBH1/2USC9E2#1/2 Barnhart Curette, USC/Suter, EE2 #9, SBH1/2USCXE2#1/2 Barnhart, USC/Suter, EE2, Harmony, SBH1/2V9E2#1/2 Barnhart Curette,EE2#9 Hdl, Orange, SBH1/2XE2#1/2 Barnhart Curette,EE2,Harmony Hdl., SBH5/6#5/6 Barnhart DE Curette, SBH5/64#5/6 Barnhart DE Curette - 4 Hdl, SBH5/66#5/6 Barnhart Curette, Satin Steel, SBH5/67B5/6 Barnhart Curette, #7 Handle, SBH5/68#5/6 Barnhart Curette, ResinEight Hdl, SBH5/68Z#5/6 Barnhart Curette, AD Style, R8 Hdl, SBH5/69E2#5/6 Barnhart Curette,EE2 #9 Handle, SBH5/6C8E2#5/6 Barnhart Curette,EE2 Resin Lavender, SBH5/6R#5/6 Barnhart Rigid DE Curette, SBH5/6R4#5/6 Barnhart Rigid DE Curette - 4 Hdl, SBH5/6R6#5/6 Barnhart Rigid Curette, Satin Steel, SBH5/6R7X #5/6 Barnhart Rigid Curette, #7 Handle, SBH5/6R8#5/6 Barnhart Rigid Curette, ResinEight, SBH5/6R9E2#5/6 Barnhart Rigid Curette, EE2 #9, SBH5/6RC8E2#5/6 Barnhart Rigid Curette, EE2 Resin 8, SBH5/6RXE2#5/6 Barnhart Rigid , EE2, Harmony Hdl., SBH5/6USC9E2#5/6 Barnhart Curette, USC/Suter EE2 #9, SBH5/6USCXE2#5/6 Barnhart, USC/Suter EE2,Harmony, SBH5/6XE2#5/6 Barnhart Curette,EE2,Harmony Hdl., SBN1#1 Bunting SE Curette, SBN1/2#1/2 Bunting DE Curette, SBN1/24#1/2 Bunting DE Curette - 4 Hdl, SBN1/261/2 BUNTING DE CURETTE SATIN STEEL HDL, SBN5/6#5/6 Bunting DE Curette, SBR7/8#7/8 Bier DE Curette, SBT13/14S#13S/14S Bates DE Curette, SBXBX SE Scaler, SC1009PB12/SG13 Palm Beach Curette #4 HDL, SC1017PB12/SG13 RIGID Palm Beach Curette #4HDL, SC1018PB11/SG14 RIGID Palm Beach Curette #4HDL, SC1137#H5/H5 SCALER DE - 2 HDL, SC11376SATIN STEEL H5/H5 SCALER DE, SC11828SOUTH DAKOTA CURETTE DE , #8 HDL, SC1184PB9/10 CURETTE DE #2 HDL, SC11846PB9/10 CURETTE DE SATIN STEEL HDL, SC11848PB9/10 CURETTE RESINEIGHT, SC11857#PB4R/4L CURETTE DE, #7 HDL, SC1189NELU SCALER DE - 4 HDL, SC1191#12KP MARQUETTE SCALER DE, SC1192#WVU 3/4 SCALER DE - 4 HDL, SC1196SH5/00 SCALER DE - 4 HDL, SC11962SH5/00 SCALER DE - 2 HDL, SC11966SH5/00 DE SCALER, SATIN STEEL HDL, SC11967E2Nevi1 Discoid w/ SMO Scaler #9 E2 Handle, SC1197#H5/0 MORSE SCALER DE, SC1199SH5/GIL2 SCALER DE - 4 HDL, SC11996SATIN STEEL SH5/GIL2 SCALER DE, SC12016SATIN STEEL SD11/12 SCALER DE, SC12026SATIN STEEL ODONT1/7K DE SCALER, SC1203SH5/OD1 SCALER DE - 4 HDL, SC12032SH5/OD1 SCALER DE - 2 HDL, SC12036SATIN STEEL SH5/OD1 SCALER DE, SC1207SC13/14MCG LONG CURETTE DE, SC12094#H5/SBN1 SCALER DE - 4 HDL, SC12096SATIN STEEL #H5/SBN1 DE SCALER, SC1210SOD1/U15T SCALER DE - 4 HDL, SC12106SOD1/U15T SCALER W/SATIN STEEL HANDLE, SC1214#TSU204 SCALER DE - 2 HDL, SC1215#U15/XS15 SCALER DE - 2 HDL, SC12154#U15/XS15 SCALER DE - 4 HDL, SC1216#H5/WL9 SCALER DE - 4 HDL, SC1217#GIL2/SM0 CURETTE DE - 4 HDL, SC12176#GIL2/SM0 CURETTE DE - 6 HDL, SC1218#H5/GF21T SCALER - 2 HDL, SC1219#H5/GF21 SCALER DE - 2 HDL, SC12194#H5/GF21 DE SCALER, #4 HDL, SC13/14#13/14 Columbia Curette Immunity Steel, SC13/144#13/14 Columbia DE Curette - 4 Hdl, SC13/146#13/14 Columbia Curette, Satin Steel, SC13/147#13/14 Columbia Curette#7COLOURS(R) Hdle, SC13/148#13/14 Columbia Curette, ResinEight, SC13/148Z#13/14 Columbia Curette AD Style R8 HDL, SC13/149E213/14 Columbia Curette,EE2 #9 Handle, SC13/149PE2Columbia 13/14 Curette EE2 Metal Cone, SC13/14C#13/14C Columbia Curved DE Curette, SC13/14C4#13/14C Columbia Curette Curved DE-4 Hdl, SC13/14C8E213/14 Columbia CuretteEE2 Resin Lavender, SC13/14C9YE2SC13/14 WITH C9YE2 HANDLES, SC13/14KOT13/14 Columbia DE Curette, SC13/14MCG6SC13/14MCG LONG CURETTE # 6 HNDL, SC13/14R#13/14R Columbia Rigid DE Curette, SC13/14R4#13/14R Columbia Curette Rigid DE -4 Hdl, SC13/14R613/14 Rigid Columbia Curette SS Hdl, SC13/14R713/14Rigid Columbia Curette #7 Hdl, SC13/14R813/14 Columbia Rigid Curette Resin8 HDL, SC13/14SKO#13/14S Columbia DE Scaler, SC13/14ST413/14ST COLUMBIA Curette DE #4 HDL, SC13/14V9E213/14 Columbia Curette,EE2#9 Hdl, Yellow, S2044#204 DE Sickle Scaler - 4 Hdl, S2046#204 DE Sickle Scaler, Satin Steel, S204S#204S DE Sickle Scaler, S204S4#204S DE Sickle Scaler - 4 Hdl, S204S4PS#204S DE SCALER-4 HDL, PERMA SHARP, S204S6#204S DE Sickle Scaler, Satin Steel, S204S7#204S DE Sickle Scaler, #7 Handle, S204S8#204S DE Sickle Scaler, ResinEight Hdl, S204S8Z#204S DE Sickle Scaler AD Style Resin8, S204S9E2204S DE Sickle Scaler,EE2 #9 Handle, S204SC8#204S DE Sickle Scaler Resin Red, S204SC8E2204S DE Sickle Scaler,EE2 Resin Red, S204SC8M#204SD DE Scaler Resin Red Smooth, S204SC8ME2#204SD DE Scaler Resin Red Smooth EE2, S204SC9YE2204S DE Sickle Scaler,EE2 #9, Yellow, S204SCCHE2#204S DE Sickle Scaler, EE2 Smooth Red, S204SCH#204S Sickle Scaler, EE, Smooth, Metal, S204SCHE2#204S Sickle Scaler, EE2, Smooth, Metal, S204SD#204SD DE Scaler - 4 Hdl, S204SD2#204SD DE Scaler - 2 Hdl, S204SD6#204SD DE Scaler, Satin Steel, S204SD7#204SD DE Scaler, #7 Handle, S204SD76#204SD DE Scaler, #7 Handle, Red, S204SD8#204SD DE Scaler, ResinEight Hdl, S204SD8Z#204SD DE Scaler, AD Style, ResinEight, S204SD9C#204SD DE Scaler EverEdge #9 handle clr, S204SD9E2#204SD DE Scaler, EE2 #9 Handle, S204SD9STAR#204SD Magen David Star DE Scaler EE #9, S204SD9STARE2#204SD Magen David Star DE Scaler EE2 #9, S204SDC8E2#204SD DE Scaler, EE2 Resin Red, S204SDC8M#204S DE Sickle Scaler Resin Red Smooth, S204SDC8ME2#204S DE Sickle Scaler Red Smooth EE2, S204SDCCHE2#204SD DE Sickle Scaler, EE2 Smooth Red, S204SDCH#204S DE Sickle Scaler, EE, Smooth Metal, S204SDCHE2#204S DE Sickle Scaler, EE2, Smooth, S204SDXE2#204SD DE Scaler, EE2,Harmony Hdl., S204SL#204S LONG DE SCALER #2 HDL, S204SL6#204S LONG DE SCALER, SATIN STEEL, S204SXE2204S DE Sickle Scaler,EE2,Harmony Hdl., S233/477#233/234 Goldman-Fox #3 Scaler, Satin, S266/679Gracey Curette, P3-P4, #7 Hdl, Black, S2YS/3YS8Z#34/35 Jacquette Scaler AD Style Resin8, S311/1276#311/312 Mini Sickle Scaler, #7 HDL, Red, S333/3477Scaler, Mini Kaplan, #7 Hdl, Green, S411/412#411/412 DE Scaler, S411/4124#411/412 DE Scaler - 4 Hdl, S411/412H9E2S411/412 DE Curette, EE2, S413/414#413/414 DE Scaler, S413/4144#413/414 DE Scaler - 4 Hdl, S44/45#44/45 Remington DE Hoe Scaler, S44/45644/45 Remington DE Hoe Scaler, S7K#7K SE Hoe Scaler, SA11/1273M11/12 Mini5 Mic Gracey Curette Org Satin, SA1314RCHE#13/14 Mini Five Curette Rigid, EE, SS, SC5178#BPS1/BPS2 SCALER DE, SC5179#204 SICKLE-RIGHT/#H5 DE SCALER, #6 Hdl, SC5191SATIN STEEL #XS-15 TOWNER SE SCALER, SC5227S7K/J33 DE SCALER, #6 HANDLE, SC5232#9K/SJ33 DE SCALER, #4 HDL, SC52327#9K/SJ33 DE SCALER, #7 HDL, SC5234#H5/7K DE SCALER, #4 HDL, SC52346H5/7K DE SCALER, #6 HDL, SC5246#GF21/DP9K DE, #4 HDL, SC5256NEVI SCALER ANTERIOR D/E, #4 HDL, SC5257#U15/NEVI1 D/E SATIN STEEL, SC5259#GF21 SPOON/SDP9K, #4 HDL, SC5273#107S/108S Cattoni Scaler, Satin Steel, SC5281#GF21S DE SCALER, #4 Hdl, SC52986#7K SE Hoe Scaler, SATIN STEEL, SC5320#H6/H6 DE SCALER, Satin Steel, SC5335SATIN STEEL #15/18 MINI FIVE GRACEY, SC5336SATIN STEEL #16/17 MINI FIVE GRACEY, SC5341#11K Darby-Perry/H5 DE Scaler, #6 HDL, SC5351#14/15R Gracey Rigid, Satin Steel, SC5352#13/16R Gracey Rigid, Satin Steel, SC5355S9K/H5 Darby-Perry Scaler, Satin Steel, SC53568NEVI1/UNC15, DE SCALER, ResinEight HDL, SC5374USC128/NEVI1 DISC END Scaler, SS HDL, SC53848NEVI1 SICKLE/UNC15 Scaler ResinEight HDL, SC5385NEVI SCALER POSTERIOR DE, #4 HDL, SC5389SH5/SXS156 DE SCALER, #6 HDL, SC5390SYG15/SN128 DE SCALER, #6 HDL, SC5393SH5/S104 SCALER, #2 HANDLE, SC5401BX SE SCALER, SATIN STEEL, SC5405#H6/#B25 TOWER SCALER SATIN S, SC5407SGF21S/30 DE SCALER, SC5418#H5 SE SCALER, SATIN STEEL, SC5424#21S/33 DE SCALER-SATIN STEEL HANDLE, SC5435#13/15 MINI-FIVE SATIN STEEL RIGID, SC5436#14/16 MINI-FIVE SATIN STEEL RIGID, SC5449Nevi1Sickle/H33 Scaler, Satin Steel, SC5511#GF-2 Goldman-Fox DE #2 Hdle SGF22, SC5512#GF-4 Goldman-Fox DE #2 Hdle, SC5519SH5/ EXS23, Satin Steel Handle, SC5537NEVI #1 DISC/NEVI #1 DISC Scaler #6 HDL, SC553962 Whiteside/137 Curette, Satin Steel Hdl, SC5541#137 Curette/U15 Towner Satin Steel Hdl, SC5568SNEB128/NEB128 Scaler Satin Steel Handle, SC55682SN128/SN128 Scaler, #2 Handle, SC55688CSNEB128/SNEB128 Scaler Resin Eight Hdl, SC5575#1/2 Turgeon Mod Gracey Satin Steel Hdl, SC5592SG10/11 Gracey Curette Satin Steel Hdl, SC5593#12/13 AfterFive Extra Rigid Satin Steel, SC559411/14 AfterFiveExt Rigid Satin Steel Hdl, SC5623Nevi1 Sickle/Nevi1 Sickle Scaler, #6 Hdl, SC5647H7 SE Scaler Satin Steel, SC5649S204SD SE Scaler Left Satin Steel Handle, SC5650S204SD SE Scaler Right Satin Steel HDL, SC5661SBN1/SBN1 #2 Handle, SG1/29LCE2Labriola-Cortellini Grac Curette 1/2 EE2, SG1/2C8E2#1/2 Gracey Curette, EE2 Resin Grey, SG1/2C8M#1/2 Gracey Curette Resin Grey Smooth, SG1/2CH#1/2 Gracey Curette, EE Smooth Metal, SG1/2CHE2#1/2 Gracey Curette, EE2 Smooth Metal, SG1/2MF#1/2 Gracey Curette MINI FIVE, MODIFIED, SG1/2R6#1/2R Gracey Curette Rigid, Satin Steel, SG1/2R7#1/2R Gracey Curette Rigid, #7 Handle, SG1/2R8#1/2R Gracey Curette Rigid, R8 Hdl, SG1/2R9E2#1/2R Curette Rigid, EE2 #9 Handle, SG1/2RC8E2#1/2R Curette Rigid, EE2, Resin 8, SG1/2RC8M#1/2 Gracey Scaler Rigid Resin Grey Smth, SG1/2RC9YE2#1/2R Curette Rigid, EE2 #9, Yellow, SG1/2RXCE2#1/2R Curette Rigid, EE2, Harmony, Grey, SG1/2RXE2#1/2R Curette Rigid, EE2, Harmony Hdl., SG1/2T#1/2 Gracey Curette, THINNED (2 HDL), SG1/2XCE2#1/2 Gracey Curette, EE2, Harmony,Grey, SG1/2XE2#1/2 Gracey Curette, EE2,Harmony Hdl., SG11/12#11/12 Gracey DE Curette, SG11/126#11/12 Gracey Curette, Satin Steel, SG11/127#11/12 Gracey Curette, #7 Handle, SG11/1273#11/12 Gracey Curette, #7 Handle, Orange, SG11/128#11/12 Gracey Curette, ResinEight Hdl, SG11/128Z#11/12 Gracey Curette, AD Style, R8 Hdl, SG11/129311/12 Gracey Curette,EverEdge #9 Org, SG11/1293E211/12 Gracey Curette,EE2 #9 Org, SC5681#1/2 Langer Rigid After Five Satin Steel, SC5682#3/4 Langer Rigid After Five Satin Steel, SC5684U15 Sickle Scaler #1 Bunting SS HDL, SC5697#5/6 Gracey Curette #7 Handle, SC56979#5/6 Gracey Curette #9 Handle, SC56979E2#5/6 Gracey Curette EE2, SC5698#7/8 Gracey Curette #7 Handle, SC56989#7/8 Gracey Curette #9 Handle, SC56989E2#7/8 Gracey Curette EE2, SC5699#11/12 Gracey Curette #7 Handle, SC56999#11/12 Gracey Curette #9 Handle, SC56999E2#11/12 Gracey Curette EE2, SC5700#13/14 Gracey Curette #7 Handle, SC57009#13/14 Gracey Curette #9 Handle, SC57009E2#13/14 Gracey Curette EE2, SC57010#5/6 Gracey Curette, EE2 #9 Handle, SC57011#7/8 Gracey Curette, EE2 #9 Handle, SC57012#11/12 Gracey Curette, EE2 #9 Handle, SC57013#13/14 Gracey Curette, EE2 #9 Handle, SC57015S204S (R) SE SCALER #6 HANDLE, SC57016S204S (L) SE SCALER #6 HANDLE, SC57017SC13 SE SCALER #6 HANDLE, SC57018SC14 SE SCALER #6 HANDLE, SC57019#137 Sickle/33 DE Everedge 2.0, SC60316SS UNIV OF OK Scaler RIGID SHANK, CLEV, SC6422#15A DE SCALER 5-7/8in, 5 HDL, SC6540SJ31 SE Scaler, #6 Handle, SC6553SN128/00MORSE SCALER, #7 HANDLE, SC6555#H5/GF21S SCALER DE, #7 HANDLE, SC6556H5/Odont #1 Scaler DE, #8 Handle, SC6557SIU17/18L DE SCALER #6 Handle, SC6562SM13S, SE, #24 HANDLE, SC6570#16/17 AFTERFIVE GRACEY #9, SC6570E2#16/17 After5 Gracey Curette EE2, SC6571#15/18 AFTERFIVE GRACEY #9, SC6571E2#15/18 After5 Gracey Curette EE2, SC6581KKOBLITZ SCALER DE, SC6584SH5/OD1 Scaler # 7 HANDLE, SC6585SOD1/OD1 Scaler # 7 HANDLE, SC6586SCNEVI DISCOID/J33 Scaler WITH #6 HANDLE, SC6591SN137/137 DE CURETTE, #7 HANDLE, SC6592RATCLIFF 3/4 DE CURETTE #4 HANDLE, SC6612Goldman Fox #5 HOE Scaler DE #6 HDL, SC6628SDP11K/H4 DE SCALER #6 HDL, SC66329SH5/5 Scaler WITH #9 HANDLE, SC66329E2SH5/5 Scaler EE2, SC6634#1 BUNTING NEVI1 DISCOID W/ #7 HANDLE, SC66378#H5/NEB128 DE SCALER, #8 HDL, SC664714/15 AFTER FIVE GRACEY CURETTE, #9 HDL, SC6647E2#14/15 After5 Gracey Curette EE2, SC664813/16 AFTER-FIVE GRACEY CURETTE, EE #9, SC6648E2#13/16 After5 Gracey Curette EE2, SC664914/15 GRACEY CURETTE, EVEREDGE #9 HDL, SC6649E2#14/15 Gracey Curette EE2, SC665013/16 GRACEY CURETTE, EVEREDGE #9 HDL, SC6650E2#13/16 Gracey Curette EE2, SC665114/15 MINI-FIVE GRACEY CURETTE EE #9 HDL, SC6651E2#14/15 Mini5 Gracey Curette EE2, SC665213/16 MINI-FIVE GRACEY CURETTE EE #9 HDL, SC6652E2#13/16 Mini5 Gracey Curette EE2, SC6671LS3/4 Scaler WITH A #6 HANDLE, SC66727C10/11 DE ME1 CURETTE, SC6673SN137 Curette End SN128 Scaler #6 HDL, SC667411/14 Mini-5 Micro Gracey Curette, EE #9, SC6674E2#11/14 Mini5 Micro Gracey Curette EE2, SC667512/13 Mini-5 Micro Gracey Curette, EE #9, SC6675E2#12/13 Mini5 Micro Gracey Curette EE2, SC6676SJ14/15 with a # 7 handle, SC668711/14 Mini Five Rigid,EverEdge #9 Handle, SC6687E2#11/14 Mini5 Rigid Gracey Curette EE2, SC668812/13 Mini Five Rigid,EverEdge #9 Handle, SC6688E2#12/13 Mini5 Rigid Gracey Curette EE2, SC668911/14R GRACEY CURETTE Rigid EE #9 Handle, SC6689E2#11/14R Gracey Rigid Curette EE2, SC669012/13R GRACEY CURETTE Rigid EE #9 Handle, SC6690E2#12/13R Gracey Rigid Curette EE2, SC6691#H5/NEB128 DE SCALER, #9 EVEREDGE, SC6691E2#H5/NEB128 Scaler EE2, SC6760K#17/18 LANGER - POINTED, SC6768K6SATIN STEEL S204SD MODIFIED SCALER, SC6769K5/6 GRACEY AFTER5 Curette Ex Rig 4 HDL, SC6770K7/8 GRACEY AFTER5 Curette Ex Rig 4 HDL, SC6771K11/12 GRACEY After5 Curette Ex Rig 4 HDL, SC6772K13/14 GRACEY After5 Curette Ex Rig 4 HDL, SC6788K#PB9/10 PALM BEACH, #4 HDL, SC6788K6#PB9/10 PALM BEACH SATIN STEEL, SC6825KA#R13/14 DE SCALER (UOP), SC6826K#17/18 LANGER-POINTED TIP Curette SS, SC6838K#17/18 MINI GRACEY CURETTE DE SS, SC6967KUNIVERSAL SCALER DE, SC6975K#H6/H7 DE MODIFIED SCALER, SATIN STEEL, SC6992K#13/14 MICRO COLUMBIA-POINTED, SC7009#231 DE SCALER, #6 HANDLE, SC7018SAS15/18 SCALER DE #7 HANDLE, SC7019SAS16/17 DE SCALER# 7 HANDLE, S | SHIFT | 2023-05-04T00:00:00.000+02:00 | Hu-Friedy Manufacturing Co LLC 3232 N Rockwell STR CHICAGO IL 60618 USA | S15/16RCCHE215/16 After5 Gra Curette Rig EE2 S Org, S156/5776Concavity Hoe Scaler DE CH5/6 #7 Hdl Red, S204#204 DE Sickle Scaler, 121-001 #204 DE Sickle Scaler, 121-002 #2045 DE Sickle Scaler, 121-003 #204S DE Scaler, 121-004 #CK6 DE Scaler, 121-005 #H5/33 DE Scaler, 121-006 #H6/H7 DE Scaler, 121-007 #U-15/30 DE SCALER, 121-008 #11/12 McCall DE Scaler, 121-009 #13/14 McCall DE Scaler, 121-010 #13/14S MCCALL SCALER, 121-011 #17/18 McCall DE Scaler, 121-012 #13/14 Columbia DE Curette, 121-013 #2R/2L COLUMBIA DE CURETTE, 121-014 #4R/4L Columbia DE Curette, 121-015 #1/2 Gracey DE Curette, 121-016 #3/4 Gracey DE Curette, 121-017 #5/6 Gracey DE Curette, 121-018 #7/8 Gracey DE Curette, 121-019 #9/10 Gracey DE Curett, 121-020 #11/12 Gracey DE Curette, 121-021 #13/14 Gracey DE Curette, 121-022 Curette Gracey #15/16, 121-023 Curette Gracey #17/18, 121-025 Scaler Darby-Perry #5K/6K, 121-026 File Buck #11/12, 121-040 Scaler #6/7 distal mesial, 121-AF015Curette Gracey #1/2 AF labial/lingual, 121-AF018Curette Gracey #7/8 AF oral/buccal, 121-AF020Curette Gracey #11/12 AF mesial, 121-AF021Curette Gracey #13/14 AF distal, 121-MF015Curette Gracey #1/2 MF oral/labial, 121-MF017Curette Gracey #5/6 MF oral/labial, 121-MF018Curette Gracey #7/8 MF oral/bukkal, 121-MF020Curette Gracey #11/12 MF mesial, 121-MF021Curette Gracey #13/14 MF distal, 131-008#15/16 DE Hatchet (15-8-14), 131-009#17/18 DE Hatchet (10-6-14), 131-010#34/35 DE Angle Former, 131-012#51/52 DE Hatchet (15-8-12), 131-013#53/54 DE Hatchet (10-6-12), 131-014#26 DE Margin Trimmer, (13-95-8), 131-015#27 DE Margin Trimmer (13-80-8), 131-016#28 DE Margin Trimmer (10-95-7), 131-017#29 DE Margin Trimmer (10-80-7), 131-018#77/78 DE Margin Trimmer, 131-019#79/80 DE Margin Trimmer (15-8), 14S#14 Columbia Curette Tip, 204RS#204S SICKLE SCALER-RIGHT, 678-904Scaler Band Pusher, 678-910Dull H5/33 DE Scaler, Satin Steel Handle, 678-911Dull H6/H7 DE Scaler, Satin Steel Handle, 678-913Dull U15 SE Scaler, Satin Steel Handle, 678-914SH6 Scaler Left/Picker, CM7067KTUFTS ENDO SURGICAL DE ANGLED CURETTE, CM96#9 Miller DE Surgical Curette, #6 Handle, CP13/14#13/14 DE Hatchet (20-9-14), CP14/14#14/14 DE Hatchet (15-8-14), CP14/14-0#14/14-0 DE Hatchet (15-10-16), CP14/14-09#14/14-0 DE Hatchet (15-10-16) #9Hdl, CP14/146Off Angle Hatchet, SatinSt. Hd, CP15/15#15/15 DE Hatchet (15-8-14), CP15/15-0#15/15-0 DE Hatchet (15-10-16), CP15/15-09#15/15-0 DE Hatchet (15-10-16) #9Hdl, CP15/156Off Angle Hatchet, SatinStl Hd, CP15/16#15/16 DE Hatchet (15-8-14), CP15/169#15/16 DE Hatchet (15-8-14) #9Hdl, CP17/18#17/18 DE Hatchet (10-6-14), CP17/186#17/18 DE Hatchet (10-6-14), Satin Steel, CP17/189#17/18 DE Hatchet (10-6-14) #9Hdl, CP20#20 SE Hoe (14-6-8), CP20/20C#20/20C DE Hoe (14-6-8), CP21#21 SE Hoe (10-4-8), CP21/21C#21/21C DE Hoe (10-4-8), CP22#22 SE Hoe (10-4-14), CP22/22C#22/22C DE Hoe (10-4-14), CP23#23 SE Hoe (6.5-2.5-9), CP2424 SE Hoe (8-3-25), CP24/24C#24/24C DE Hoe (8-3-25), CP30/3130/31 Angle Former (12-80-5-8), CP32/3332/33 Angle Former (9-80-4-8), CP34/35#34/35 DE Angle Former (7-80-2.5-9), CP44S6#44S OFF ANGLE CAVITY PREP INST, SS, CP44S9#44S Off-Angle Cavity Prep Inst #9Hdl, CP45S6#45s off Angle Cavity Prep Inst, SS, CP45S9#45S Off-Angle Cavity Prep Inst #9Hdl, CP51/52#51/52 DE Hatchet (15-8-12), CP51/52M6#51/52M Hatchet (13-8-12), Satin Steel, CP53/54#53/54 DE Hatchet (10-6-12), CP53/546#53/54 DE Hatchet (10-6-12) SATIN STEEL, CP8/9H#8/9H DE Hatchet (10-7-14), CP8/9H6#8/9H DE Hatchet (10-7-14), Satin Steel, CP8/9H9#8/9H DE Hatchet (10-7-14) #9Hdl, CRSPRCrown Spreader, CS6577CM4 MOLT CURETTE SE, #504 HANDLE, DSC13/14#13/14 COLUMBIA DE CURETTE, DULL, DSC4R/4L4#4R/4L COLUMBIA DE CURETTE, DULL, DSG13/14613/14 Gracey Curette, Satin Steel, DULL, DSG13/148#13/14 Gracey Curette, ResinEight, DULL, DSG15/16#15/16 GRACEY DE CURETTE, DULL, DSG17/18#17/18 GRACEY DE CURETTE, DULL, DSG5/6#5/6 Gracey DE Curette, Dull, DSG7/86#7/8 GRACEY DE CURETTE, 6 HDL, DULL, DSGR11/124#11/12 GRACEY DE CURETTE, 4 HDL, DULL, DSGR13/144#1 | Klasa I | Instrumenta dentare shumeperdorimesh, Instrumenta dentare shumeperdorimesh | Instrumenta shumeperdorimeshe
13957 | CASE CA850 MR8 INSTRUMENT 3/4 DIN CA850, CASE CA875 MR8 INSTRUMENT 3/4 DIN NAVIG CA875, ACCY MH109 LEGEND GOLD MOTOR HANDLE MH109, ACCY PA100-A LEGEND LUB/DIFFUSER 4 PACK PA100-A, ACCY PA115 TOOL STORAGE RACK PA115, ACCY PA130 MOTOR WRENCH PA130, ACCY PA200 MIDAS REX REGULATOR DISS PA200, ACCY PA300 LEGEND SMALL CLEANING BRUSH PA300, ACCY PA305 MIDAS REX SM CLEANING BRUSH PA305, ACCY PA310 LEGEND MEDIUM CLEANING BRUSH PA310, ACCY PA315 MIDAS REX MED CLEANING BRUSH PA315, ACCY PA320 LEGEND LARGE CLEANING BRUSH PA320, ACCY PA325 MIDAS REX LAR CLEANING BRUSH PA325, CASE PA400 LEGEND INSTRUMENT 3/4 DIN PA400, ACCY PA410 LEGEND INST CASE BASE 3/4 DIN PA410, ACCY PA415 LEGEND INST CASE LID 3/4 DIN PA415, TRAY PA420 LEGEND INST 1 3/4 DIN PA420, ACCY PA421 LEGND INST TRAY 1 LBL 3/4 DIN PA421, TRAY PA425 INST MATTING 3/4 DIN PA425, CASE PA500 LEGEND INSTRUMENT FULL DIN PA500, CASE PA600 3/4 DIN INSTR MR7 PA600, INST CASE PA600N FOR STEALTH-MIDAS MOTOR PA600N, LID PA615 INSTRUMENT CASE MR7 PA615, TRAY PA620 3/4 DIN INSTR CASE MR7 PA620, TRAY PA625 MAT INSTR CASE MR7 PA625, ACCY PA700 LUBRICANT DIFFSR MR7/MR8 4 PK PA700, ACCY PC100 LEGEND PNEUMATIC CONTROL UNIT PC100, ACCY PC101 LEGEND PNEU CNTL SCHRADR PC101, ACCY PC110 MIDAS REX N2 DISS TO SCHRADER PC110, ACCY PC111 MIDAS REX FN2-DISS/M-SCHR(UK) PC111, ACCY PC120 MIDAS REX N2-DISS TO AIR DISS PC120, ACCY PC130 MIDAS REX WF4 CONNECTOR DISS PC130, ACCY PC140 MIDAS REX FN2-DISS/F-SCHRADER PC140, ACCY PC150 MIDAS REX N2-DISS TO AUS SIS PC150, ACCY PC220 LEGEND 20 FT EXTENSION HOSE PC220, ACCY PC230 LEGEND 30 FT EXTENSION HOSE PC230, ACCY PC231 LEGEND 30FT EXT HOSE SCHRDR PC231, ACCY PC700 MR7/MR8 FOOT CRTL PNEUMATIC PC700, HOSE PC710 MR7/MR8 REGULATOR PNEUMATIC PC710, ADAPTER PC720 MR7 / MR8 TRITON PNEUMATIC PC720 | O.E.S DISTRIMED | 2023-05-05T00:00:00.000+02:00 | Medtronic Powered Surgical Solutions 4620 North Beach Street Fort Worth, TX 76137 USA | CASE CA850 MR8 INSTRUMENT 3/4 DIN CA850, CASE CA875 MR8 INSTRUMENT 3/4 DIN NAVIG CA875, ACCY MH109 LEGEND GOLD MOTOR HANDLE MH109, ACCY PA100-A LEGEND LUB/DIFFUSER 4 PACK PA100-A, ACCY PA115 TOOL STORAGE RACK PA115, ACCY PA130 MOTOR WRENCH PA130, ACCY PA200 MIDAS REX REGULATOR DISS PA200, ACCY PA300 LEGEND SMALL CLEANING BRUSH PA300, ACCY PA305 MIDAS REX SM CLEANING BRUSH PA305, ACCY PA310 LEGEND MEDIUM CLEANING BRUSH PA310, ACCY PA315 MIDAS REX MED CLEANING BRUSH PA315, ACCY PA320 LEGEND LARGE CLEANING BRUSH PA320, ACCY PA325 MIDAS REX LAR CLEANING BRUSH PA325, CASE PA400 LEGEND INSTRUMENT 3/4 DIN PA400, ACCY PA410 LEGEND INST CASE BASE 3/4 DIN PA410, ACCY PA415 LEGEND INST CASE LID 3/4 DIN PA415, TRAY PA420 LEGEND INST 1 3/4 DIN PA420, ACCY PA421 LEGND INST TRAY 1 LBL 3/4 DIN PA421, TRAY PA425 INST MATTING 3/4 DIN PA425, CASE PA500 LEGEND INSTRUMENT FULL DIN PA500, CASE PA600 3/4 DIN INSTR MR7 PA600, INST CASE PA600N FOR STEALTH-MIDAS MOTOR PA600N, LID PA615 INSTRUMENT CASE MR7 PA615, TRAY PA620 3/4 DIN INSTR CASE MR7 PA620, TRAY PA625 MAT INSTR CASE MR7 PA625, ACCY PA700 LUBRICANT DIFFSR MR7/MR8 4 PK PA700, ACCY PC100 LEGEND PNEUMATIC CONTROL UNIT PC100, ACCY PC101 LEGEND PNEU CNTL SCHRADR PC101, ACCY PC110 MIDAS REX N2 DISS TO SCHRADER PC110, ACCY PC111 MIDAS REX FN2-DISS/M-SCHR(UK) PC111, ACCY PC120 MIDAS REX N2-DISS TO AIR DISS PC120, ACCY PC130 MIDAS REX WF4 CONNECTOR DISS PC130, ACCY PC140 MIDAS REX FN2-DISS/F-SCHRADER PC140, ACCY PC150 MIDAS REX N2-DISS TO AUS SIS PC150, ACCY PC220 LEGEND 20 FT EXTENSION HOSE PC220, ACCY PC230 LEGEND 30 FT EXTENSION HOSE PC230, ACCY PC231 LEGEND 30FT EXT HOSE SCHRDR PC231, ACCY PC700 MR7/MR8 FOOT CRTL PNEUMATIC PC700, HOSE PC710 MR7/MR8 REGULATOR PNEUMATIC PC710, ADAPTER PC720 MR7 / MR8 TRITON PNEUMATIC PC720 | Klasa I | Instrumenta dhe aksesore per motor kirurgjikal | Instrumenta shumeperdorimeshe
14064 | Navigator™ HD Ureteral Access Sheath Set, 11F/13F (3.6mm/ 4.4mm) x 28cm (M0062502210), Navigator™ HD Ureteral Access Sheath Set, 11F/13F (3 .6mm/ 4.4mm) x 36cm (M0062502220), Navigator™ HD Ureteral Access Sheath Set, 11F/13F (3 .6mml 4.4mm) x 46cm (M0062502230), Navigator™ HD Ureteral Access Sheath Set, 12F/14F (4.0mml 4.7mm) x 28cm (M0062502240), Navigator™ HD Ureteral Access Sheath Set, 12F/14F (4.0mm/ 4 .7mm) x 36cm (M0062502250), Navigator™ HD Ureteral Access Sheath Set, 12F/14F (4.0mm/ 4.7mm) x 46cm (M0062502260), Navigator™ HD Ureteral Access Sheath Set, 13F/15F (4.3mm/ 5. lmm) x 28cm (M0062502270), Navigator™ HD Ureteral Access Sheath Set, 13F/15F (4.3mm/ 5.l mm) x 36cm (M0062502280), Navigator™ HD Ureteral Access Sheath Set 13F/15F (4.3mm/ 5.lmm) x 46cm (M0062502290), Navigator™ Ureteral Access Sheath Set, 1I F/13F (3.7mm/ 4.3mm) x 28 cm, (1 Unit) (M0062502000), Navigator™ Ureteral Access Sheath Set, l 1F/13F (3.7mm/ 4.3mm) x 28 cm ( 5 Pack) (M0062502011), Navigator™ Ureteral Access Sheath Set, 11F/13F (3.7mm/ 4.3mm) x 36 cm (1 Unit) (M0062502020), Navigator™ Ureteral Access Sheath Set, 11F/13F (3.7mm/ 4.3mm) x 36 cm (5 Pack) (M0062502031), Navigator™ Ureteral Access Sheath Set, 11F/13F (3.7mm/ 4.3mm) x 46 cm (1 Unit) (M0062502040), Navigator™ Ureteral Access Sheath Set, 11F/13F (3.7mm/ 4.3mm) x 46 cm ( 5 Pack) (M0062502051), Navigator™ Ureteral Access Sheath Set, 13F/15F (4.3mm/ 5.0mm) x 28 cm (1 Unit) (M0062502060), Navigator™ Ureteral Access Sheath Set, 13F/15F (4.3mm/ 5.0mm) x 28 cm (5 Pack) (M0062502071), Navigator™ Ureteral Access Sheath Set, 13F/15F (4.3mm/ 5.0mm) x 36 cm (1 Unit) (M0062502080), Navigator™ Ureteral Access Sheath Set, 13F/15F (4.3mm/ 5.0mm) x 36 cm (5 Pack) (M0062502091), Navigator™ Ureteral Access Sheath Set, 13F/15F (4.3mm/ 5.0mm) x 46 cm (1 Unit) (M0062502100), Navigator™ Ureteral Access Sheath Set, 13F/15F (4.3mm/ 5.0mm) x 46 cm (5 Pack) (M0062502111) | MONTAL | 2023-05-03T00:00:00.000+02:00 | Boston Scientific Corporation, 300 Boston Scientific Way, Marlborough, MA 01752 USA | Navigator™ HD Ureteral Access Sheath Set, 11F/13F (3.6mm/ 4.4mm) x 28cm (M0062502210), Navigator™ HD Ureteral Access Sheath Set, 11F/13F (3 .6mm/ 4.4mm) x 36cm (M0062502220), Navigator™ HD Ureteral Access Sheath Set, 11F/13F (3 .6mml 4.4mm) x 46cm (M0062502230), Navigator™ HD Ureteral Access Sheath Set, 12F/14F (4.0mml 4.7mm) x 28cm (M0062502240), Navigator™ HD Ureteral Access Sheath Set, 12F/14F (4.0mm/ 4 .7mm) x 36cm (M0062502250), Navigator™ HD Ureteral Access Sheath Set, 12F/14F (4.0mm/ 4.7mm) x 46cm (M0062502260), Navigator™ HD Ureteral Access Sheath Set, 13F/15F (4.3mm/ 5. lmm) x 28cm (M0062502270), Navigator™ HD Ureteral Access Sheath Set, 13F/15F (4.3mm/ 5.l mm) x 36cm (M0062502280), Navigator™ HD Ureteral Access Sheath Set 13F/15F (4.3mm/ 5.lmm) x 46cm (M0062502290), Navigator™ Ureteral Access Sheath Set, 1I F/13F (3.7mm/ 4.3mm) x 28 cm, (1 Unit) (M0062502000), Navigator™ Ureteral Access Sheath Set, l 1F/13F (3.7mm/ 4.3mm) x 28 cm ( 5 Pack) (M0062502011), Navigator™ Ureteral Access Sheath Set, 11F/13F (3.7mm/ 4.3mm) x 36 cm (1 Unit) (M0062502020), Navigator™ Ureteral Access Sheath Set, 11F/13F (3.7mm/ 4.3mm) x 36 cm (5 Pack) (M0062502031), Navigator™ Ureteral Access Sheath Set, 11F/13F (3.7mm/ 4.3mm) x 46 cm (1 Unit) (M0062502040), Navigator™ Ureteral Access Sheath Set, 11F/13F (3.7mm/ 4.3mm) x 46 cm ( 5 Pack) (M0062502051), Navigator™ Ureteral Access Sheath Set, 13F/15F (4.3mm/ 5.0mm) x 28 cm (1 Unit) (M0062502060), Navigator™ Ureteral Access Sheath Set, 13F/15F (4.3mm/ 5.0mm) x 28 cm (5 Pack) (M0062502071), Navigator™ Ureteral Access Sheath Set, 13F/15F (4.3mm/ 5.0mm) x 36 cm (1 Unit) (M0062502080), Navigator™ Ureteral Access Sheath Set, 13F/15F (4.3mm/ 5.0mm) x 36 cm (5 Pack) (M0062502091), Navigator™ Ureteral Access Sheath Set, 13F/15F (4.3mm/ 5.0mm) x 46 cm (1 Unit) (M0062502100), Navigator™ Ureteral Access Sheath Set, 13F/15F (4.3mm/ 5.0mm) x 46 cm (5 Pack) (M0062502111) | Klasa IIa | Jane pajisje mjekesore te destinuar për përdorim në procedurat endoskopike për të lehtësuar kalimin e endoskopëve, instrumenteve urologjike dhe për injektimin e lëngjeve në traktin urinar | Pajisje nje perdorimeshe
13958 | Dental stone- moldstone white, blue and yellow Type 3, Die stone- Atlas Rock Type 4 | Amber Dental | 2023-05-04T00:00:00.000+02:00 | Spyrman Ltd Special Hard Plasters Tanagras 95, 32011 Inofita gREECE, Spyrman Ltd Special Hard Plasters Tanagras 95, 32011 Inofita Greece | Dental stone- moldstone white, blue and yellow Type 3, Die stone- Atlas Rock Type 4 | Klasa I | allci per derdhje mase, izolant per proteza | Pajisje dentare
14068 | SURDIAL 55Plus - Single Patient Dialysis Machine, Surdial X - Single Patient Dialysis Machine | E v i t a | 2023-05-04T00:00:00.000+02:00 | Nipro Corporation 3-9-3, Honjo-Nishi, Kita-ku, Osaka 531-8510, JAPAN | SURDIAL 55Plus - Single Patient Dialysis Machine, Surdial X - Single Patient Dialysis Machine | Klasa IIb | Makinë dialize që u ofron pacientëve terapinë optimale të zëvendësimit të funksioneve te veshkave | Tjeter
14035 | GTM1410 / Tumor Marker System (Tumor Marking Needle type with preloaded Gold or PEEK marker), GTM1412 / Tumor Marker System (Tumor Marking Needle type with preloaded Gold or PEEK marker), GTM14102 / Tumor Marker System (Tumor Marking Needle type with preloaded Gold or PEEK marker), GTM1415 / Tumor Marker System (Tumor Marking Needle type with preloaded Gold or PEEK marker), GTM14152 / Tumor Marker System (Tumor Marking Needle type with preloaded Gold or PEEK marker), GTM1610 / Tumor Marker System (Tumor Marking Needle type with preloaded Gold or PEEK marker), GTM16102 / Tumor Marker System (Tumor Marking Needle type with preloaded Gold or PEEK marker), GTM1612 / Tumor Marker System (Tumor Marking Needle type with preloaded Gold or PEEK marker), GTM1615 / Tumor Marker System (Tumor Marking Needle type with preloaded Gold or PEEK marker), GTM16152 / Tumor Marker System (Tumor Marking Needle type with preloaded Gold or PEEK marker), GTM1810 / Tumor Marker System (Tumor Marking Needle type with preloaded Gold or PEEK marker), GTM18102 / Tumor Marker System (Tumor Marking Needle type with preloaded Gold or PEEK marker), GTM1812 / Tumor Marker System (Tumor Marking Needle type with preloaded Gold or PEEK marker), GTM1815 / Tumor Marker System (Tumor Marking Needle type with preloaded Gold or PEEK marker), GTM18152 / Tumor Marker System (Tumor Marking Needle type with preloaded Gold or PEEK marker), GTM1820 / Tumor Marker System (Tumor Marking Needle type with preloaded Gold or PEEK marker), GTM18202 / Tumor Marker System (Tumor Marking Needle type with preloaded Gold or PEEK marker), GTM1825 / Tumor Marker System (Tumor Marking Needle type with preloaded Gold or PEEK marker), GTM18252 / Tumor Marker System (Tumor Marking Needle type with preloaded Gold or PEEK marker), GTM1910 / Tumor Marker System (Tumor Marking Needle type with preloaded Gold or PEEK marker), GDJ626-OEC / Double J Ureteral Stent - One End Close, With Guide wire and Clamp, GDJ628-OEC / Double J Ureteral Stent - One End Close, With Guide wire and Clamp, GDJ630-OEC / Double J Ureteral Stent - One End Close, With Guide wire and Clamp, GDJ720-OEC / Double J Ureteral Stent - One End Close, With Guide wire and Clamp, GDJ722-OEC / Double J Ureteral Stent - One End Close, With Guide wire and Clamp, GDJ724-OEC / Double J Ureteral Stent - One End Close, With Guide wire and Clamp, GDJ726-OEC / Double J Ureteral Stent - One End Close, With Guide wire and Clamp, GDJ728-OEC / Double J Ureteral Stent - One End Close, With Guide wire and Clamp, GDJ730-OEC / Double J Ureteral Stent - One End Close, With Guide wire and Clamp, GDJ822-OEC / Double J Ureteral Stent - One End Close, With Guide wire and Clamp, GDJ824-OEC / Double J Ureteral Stent - One End Close, With Guide wire and Clamp, GDJ826-OEC / Double J Ureteral Stent - One End Close, With Guide wire and Clamp, GDJ828-OEC / Double J Ureteral Stent - One End Close, With Guide wire and Clamp, GDJ830-OEC / Double J Ureteral Stent - One End Close, With Guide wire and Clamp, GDJ312-HOEC / Double J Ureteral Stent - One End Close, With Guide wire and Clamp, GDJ314-HOEC / Double J Ureteral Stent - One End Close, With Guide wire and Clamp, GDJ316-HOEC / Double J Ureteral Stent - One End Close, With Guide wire and Clamp, GDJ320-HOEC / Double J Ureteral Stent - One End Close, With Guide wire and Clamp, GDJ322-HOEC / Double J Ureteral Stent - One End Close, With Guide wire and Clamp, GDJ412-HOEC / Double J Ureteral Stent - One End Close, With Guide wire and Clamp, GDJ414-HOEC / Double J Ureteral Stent - One End Close, With Guide wire and Clamp, GDJ416-HOEC / Double J Ureteral Stent - One End Close, With Guide wire and Clamp, GDJ420-HOEC / Double J Ureteral Stent - One End Close, With Guide wire and Clamp, GDJ422-HOEC / Double J Ureteral Stent - One End Close, With Guide wire and Clamp, GDJ424-HOEC / Double J Ureteral Stent - One End Close, With Guide wire and Clamp, GDJ426-HOEC / Double J Ureteral Stent - One End Close, With Guide wire and Clamp, GDJ428-HOEC / Double J Ureteral Stent - One End Close, With Guide wire and Clamp, GDJ4712-HOEC / Double J Ureteral Stent - One End Close, With Guide wire and Clamp, GDJ624-HOEC / Double J Ureteral Stent - One End Close, With Guide wire and Clamp, GDJ626-HOEC / Double J Ureteral Stent - One End Close, With Guide wire and Clamp, GDJ628-HOEC / Double J Ureteral Stent - One End Close, With Guide wire and Clamp, GDJ630-HOEC / Double J Ureteral Stent - One End Close, With Guide wire and Clamp, GDJ722-HOEC / Double J Ureteral Stent - One End Close, With Guide wire and Clamp, GDJ724-HOEC / Double J Ureteral Stent - One End Close, With Guide wire and Clamp, GDJ726-HOEC / Double J Ureteral Stent - One End Close, With Guide wire and Clamp, GDJ728-HOEC / Double J Ureteral Stent - One End Close, With Guide wire and Clamp, GDJ730-HOEC / Double J Ureteral Stent - One End Close, With Guide wire and Clamp, GDJ822-HOEC / Double J Ureteral Stent - One End Close, With Guide wire and Clamp, GDJ824-HOEC / Double J Ureteral Stent - One End Close, With Guide wire and Clamp, GDJ826-HOEC / Double J Ureteral Stent - One End Close, With Guide wire and Clamp, GDJ828-HOEC / Double J Ureteral Stent - One End Close, With Guide wire and Clamp, GDJ830-HOEC / Double J Ureteral Stent - One End Close, With Guide wire and Clamp, GDJ424-HROEC / Double J Ureteral Stent - One End Close, With Guide wire and Clamp, GDJ426-HROEC / Double J Ureteral Stent - One End Close, With Guide wire and Clamp, GDJ4726-HROEC / Double J Ureteral Stent - One End Close, With Guide wire and Clamp, GDJ4728-HROEC / Double J Ureteral Stent - One End Close, With Guide wire and Clamp, GDJ4826-HROEC / Double J Ureteral Stent - One End Close, With Guide wire and Clamp, GDJ4828-HROEC / Double J Ureteral Stent - One End Close, With Guide wire and Clamp, GDJ526-HROEC / Double J Ureteral Stent - One End Close, With Guide wire and Clamp, GDJ528-HROEC / Double J Ureteral Stent - One End Close, With Guide wire and Clamp, GDJ626-HROEC / Double J Ureteral Stent - One End Close, With Guide wire and Clamp, GDJ628-HROEC / Double J Ureteral Stent - One End Close, With Guide wire and Clamp, GDJ726-HROEC / Double J Ureteral Stent - One End Close, With Guide wire and Clamp, GDJ728-HROEC / Double J Ureteral Stent - One End Close, With Guide wire and Clamp, GDJ730-HROEC / Double J Ureteral Stent - One End Close, With Guide wire and Clamp, GDJ310-BEO / Double J Ureteral Stent - Both Ends Open, With Guide wire and Clamp, GDJ312-BEO / Double J Ureteral Stent - Both Ends Open, With Guide wire and Clamp, GDJ314-BEO / Double J Ureteral Stent - Both Ends Open, With Guide wire and Clamp, GDJ316-BEO / Double J Ureteral Stent - Both Ends Open, With Guide wire and Clamp, GDJ318-BEO / Double J Ureteral Stent - Both Ends Open, With Guide wire and Clamp, GDJ320-BEO / Double J Ureteral Stent - Both Ends Open, With Guide wire and Clamp, GDJ322-BEO / Double J Ureteral Stent - Both Ends Open, With Guide wire and Clamp, GDJ324-BEO / Double J Ureteral Stent - Both Ends Open, With Guide wire and Clamp, GDJ326-BEO / Double J Ureteral Stent - Both Ends Open, With Guide wire and Clamp, GDJ328-BEO / Double J Ureteral Stent - Both Ends Open, With Guide wire and Clamp, GDJ412-BEO / Double J Ureteral Stent - Both Ends Open, With Guide wire and Clamp, GDJ414-BEO / Double J Ureteral Stent - Both Ends Open, With Guide wire and Clamp, GDJ416-BEO / Double J Ureteral Stent - Both Ends Open, With Guide wire and Clamp, GDJ418-BEO / Double J Ureteral Stent - Both Ends Open, With Guide wire and Clamp, GDJ420-BEO / Double J Ureteral Stent - Both Ends Open, With Guide wire and Clamp, GDJ522-BEO / Double J Ureteral Stent - Both Ends Open, With Guide wire and Clamp, GDJ524-BEO / Double J Ureteral Stent - Both Ends Open, With Guide wire and Clamp, GDJ526-BEO / Double J Ureteral Stent - Both Ends Open, With Guide wire and Clamp, GDJ526-BEO-LP / Double J Ureteral Stent - Both Ends Open, With Guide wire and Clamp, GDJ528-BEO / Double J Ureteral Stent - Both Ends Open, With Guide wire and Clamp, GDJ528-BEO-LP / Double J Ureteral Stent - Both Ends Open, With Guide wire and Clamp, GDJ620-BEO / Double J Ureteral Stent - Both Ends Open, With Guide wire and Clamp, GDJ622-BEO / Double J Ureteral Stent - Both Ends Open, With Guide wire and Clamp, GDJ624-BEO / Double J Ureteral Stent - Both Ends Open, With Guide wire and Clamp, GDJ626-BEO / Double J Ureteral Stent - Both Ends Open, With Guide wire and Clamp, GDJ628-BEO / Double J Ureteral Stent - Both Ends Open, With Guide wire and Clamp, GDJ630-BEO / Double J Ureteral Stent - Both Ends Open, With Guide wire and Clamp, GDJ722-BEO / Double J Ureteral Stent - Both Ends Open, With Guide wire and Clamp, GDJ724-BEO / Double J Ureteral Stent - Both Ends Open, With Guide wire and Clamp, GDJ726-BEO / Double J Ureteral Stent - Both Ends Open, With Guide wire and Clamp, GDJ728-BEO / Double J Ureteral Stent - Both Ends Open, With Guide wire and Clamp, GDJ730-BEO / Double J Ureteral Stent - Both Ends Open, With Guide wire and Clamp, GDJ822-BEO / Double J Ureteral Stent - Both Ends Open, With Guide wire and Clamp, GDJ824-BEO / Double J Ureteral Stent - Both Ends Open, With Guide wire and Clamp, GDJ826-BEO / Double J Ureteral Stent - Both Ends Open, With Guide wire and Clamp, GDJ828-BEO / Double J Ureteral Stent - Both Ends Open, With Guide wire and Clamp, GDJ830-BEO / Double J Ureteral Stent - Both Ends Open, With Guide wire and Clamp, GDJ312-HBEO / Double J Ureteral Stent - Both Ends Open, With Guide wire and Clamp, GDJ314-HBEO / Double J Ureteral Stent - Both Ends Open, With Guide wire and Clamp, GDJ316-HBEO / Double J Ureteral Stent - Both Ends Open, With Guide wire and Clamp, GDJ320-HBEO / Double J Ureteral Stent - Both Ends Open, With Guide wire and Clamp, GDJ322-HBEO / Double J Ureteral Stent - Both Ends Open, With Guide wire and Clamp, GDJ412-HBEO / Double J Ureteral Stent - Both Ends Open, With Guide wire and Clamp, GDJ422-BEO / Double J Ureteral Stent - Both Ends Open, With Guide wire and Clamp, GDJ424-BEO / Double J Ureteral Stent - Both Ends Open, With Guide wire and Clamp, GDJ426-BEO / Double J Ureteral Stent - Both Ends Open, With Guide wire and Clamp, GDJ428-BEO / Double J Ureteral Stent - Both Ends Open, With Guide wire and Clamp, GDJ4712-BEO / Double J Ureteral Stent - Both Ends Open, With Guide wire and Clamp, GDJ4714-BEO / Double J Ureteral Stent - Both Ends Open, With Guide wire and Clamp, GDJ4716-BEO / Double J Ureteral Stent - Both Ends Open, With Guide wire and Clamp, GDJ4826-BEO / Double J Ureteral Stent - Both Ends Open, With Guide wire and Clamp, GDJ4826-BEO-LP / Double J Ureteral Stent - Both Ends Open, With Guide wire and Clamp, GDJ4828-BEO / Double J Ureteral Stent - Both Ends Open, With Guide wire and Clamp, GDJ4828-BEO-LP / Double J Ureteral Stent - Both Ends Open, With Guide wire and Clamp, GDJ4830-BEO / Double J Ureteral Stent - Both Ends Open, With Guide wire and Clamp, GDJ516-BEO / Double J Ureteral Stent - Both Ends Open, With Guide wire and Clamp, GDJ520-BEO / Double J Ureteral Stent - Both Ends Open, With Guide wire and Clamp, GDJ4714-HOEC / Double J Ureteral Stent - One End Close, With Guide wire and Clamp, GDJ4716-HOEC / Double J Ureteral Stent - One End Close, With Guide wire and Clamp, GDJ4720-HOEC / Double J Ureteral Stent - One End Close, With Guide wire and Clamp, GDJ4722-HOEC / Double J Ureteral Stent - One End Close, With Guide wire and Clamp, GDJ4724-HOEC / Double J Ureteral Stent - One End Close, With Guide wire and Clamp, GDJ4726-HOEC / Double J Ureteral Stent - One End Close, With Guide wire and Clamp, GDJ4728-HOEC / Double J Ureteral Stent - One End Close, With Guide wire and Clamp, GDJ4730-HOEC / Double J Ureteral Stent - One End Close, With Guide wire and Clamp, GDJ4812-HOEC / Double J Ureteral Stent - One End Close, With Guide wire and Clamp, GDJ4814-HOEC / Double J Ureteral Stent - One End Close, With Guide wire and Clamp, GDJ4816-HOEC / Double J Ureteral Stent - One End Close, With Guide wire and Clamp, GDJ4820-HOEC / Double J Ureteral Stent - One End Close, With Guide wire and Clamp, GDJ4822-HOEC / Double J Ureteral Stent - One End Close, With Guide wire and Clamp, GDJ4824-HOEC / Double J Ureteral Stent - One End Close, With Guide wire and Clamp, GDJ4826-HOEC / Double J Ureteral Stent - One End Close, With Guide wire and Clamp, GDJ4826-HOEC-LP / Double J Ureteral Stent - One End Close, With Guide wire and Clamp, GDJ4828-HOEC / Double J Ureteral Stent - One End Close, With Guide wire and Clamp, GDJ4828-HOEC-LP / Double J Ureteral Stent - One End Close, With Guide wire and Clamp, GDJ4830-HOEC / Double J Ureteral Stent - One End Close, With Guide wire and Clamp, GDJ516-HOEC / Double J Ureteral Stent - One End Close, With Guide wire and Clamp, GDJ520-HOEC / Double J Ureteral Stent - One End Close, With Guide wire and Clamp, GDJ522-HOEC / Double J Ureteral Stent - One End Close, With Guide wire and Clamp, GDJ524-HOEC / Double J Ureteral Stent - One End Close, With Guide wire and Clamp, GDJ526-HOEC / Double J Ureteral Stent - One End Close, With Guide wire and Clamp, GDJ528-HOEC / Double J Ureteral Stent - One End Close, With Guide wire and Clamp, GDJ616-HOEC / Double J Ureteral Stent - One End Close, With Guide wire and Clamp, GDJ620-HOEC / Double J Ureteral Stent - One End Close, With Guide wire and Clamp, GDJ622-HOEC / Double J Ureteral Stent - One End Close, With Guide wire and Clamp, GTM19102 / Tumor Marker System (Tumor Marking Needle type with preloaded Gold or PEEK marker), GTM1915 / Tumor Marker System (Tumor Marking Needle type with preloaded Gold or PEEK marker), GTM19152 / Tumor Marker System (Tumor Marking Needle type with preloaded Gold or PEEK marker), GTM1920 / Tumor Marker System (Tumor Marking Needle type with preloaded Gold or PEEK marker), GTM19202 / Tumor Marker System (Tumor Marking Needle type with preloaded Gold or PEEK marker), GTP1410 / Tumor Marker System (Tumor Marking Needle type with preloaded Gold or PEEK marker), GTP14102 / Tumor Marker System (Tumor Marking Needle type with preloaded Gold or PEEK marker), GTP1412 / Tumor Marker System (Tumor Marking Needle type with preloaded Gold or PEEK marker), GTP14122 / Tumor Marker System (Tumor Marking Needle type with preloaded Gold or PEEK marker), GTP1415 / Tumor Marker System (Tumor Marking Needle type with preloaded Gold or PEEK marker), GTP14152 / Tumor Marker System (Tumor Marking Needle type with preloaded Gold or PEEK marker), GTP1610 / Tumor Marker System (Tumor Marking Needle type with preloaded Gold or PEEK marker), GTP16102 / Tumor Marker System (Tumor Marking Needle type with preloaded Gold or PEEK marker), GTP1612 / Tumor Marker System (Tumor Marking Needle type with preloaded Gold or PEEK marker), GTP16122 / Tumor Marker System (Tumor Marking Needle type with preloaded Gold or PEEK marker), GTP1615 / Tumor Marker System (Tumor Marking Needle type with preloaded Gold or PEEK marker), GTP16152 / Tumor Marker System (Tumor Marking Needle type with preloaded Gold or PEEK marker), GTP1810 / Tumor Marker System (Tumor Marking Needle type with preloaded Gold or PEEK marker), GTP18102 / Tumor Marker System (Tumor Marking Needle type with preloaded Gold or PEEK marker), GTP1812 / Tumor Marker System (Tumor Marking Needle type with preloaded Gold or PEEK marker), GTP18122 / Tumor Marker System (Tumor Marking Needle type with preloaded Gold or PEEK marker), GTP1815 / Tumor Marker System (Tumor Marking Needle type with preloaded Gold or PEEK marker), GTP18152 / Tumor Marker System (Tumor Marking Needle type with preloaded Gold or PEEK marker), GTP1820 / Tumor Marker System (Tumor Marking Needle type with preloaded Gold or PEEK marker), GTP18202 / Tumor Marker System (Tumor Marking Needle type with preloaded Gold or PEEK marker), GTP1825 / Tumor Marker System (Tumor Marking Needle type with preloaded Gold or PEEK marker), GTP18252 / Tumor Marker System (Tumor Marking Needle type with preloaded Gold or PEEK marker), GTP1910 / Tumor Marker System (Tumor Marking Needle type with preloaded Gold or PEEK marker), GTP1912 / Tumor Marker System (Tumor Marking Needle type with preloaded Gold or PEEK marker), GTP19122 / Tumor Marker System (Tumor Marking Needle type with preloaded Gold or PEEK marker), GTP1915 / Tumor Marker System (Tumor Marking Needle type with preloaded Gold or PEEK marker), GTP19152 / Tumor Marker System (Tumor Marking Needle type with preloaded Gold or PEEK marker), GTP1920 / Tumor Marker System (Tumor Marking Needle type with preloaded Gold or PEEK marker), GTP19202 / Tumor Marker System (Tumor Marking Needle type with preloaded Gold or PEEK marker), GTP1925 / Tumor Marker System (Tumor Marking Needle type with preloaded Gold or PEEK marker), GDJ312-OEC / Double J Ureteral Stent - One End Close, With Guide wire and Clamp, GDJ314-OEC / Double J Ureteral Stent - One End Close, With Guide wire and Clamp, GDJ316-OEC / Double J Ureteral Stent - One End Close, With Guide wire and Clamp, GDJ318-OEC / Double J Ureteral Stent - One End Close, With Guide wire and Clamp, GDJ320-OEC / Double J Ureteral Stent - One End Close, With Guide wire and Clamp, GDJ322-OEC / Double J Ureteral Stent - One End Close, With Guide wire and Clamp, GDJ324-OEC / Double J Ureteral Stent - One End Close, With Guide wire and Clamp, GDJ326-OEC / Double J Ureteral Stent - One End Close, With Guide wire and Clamp, GDJ328-OEC / Double J Ureteral Stent - One End Close, With Guide wire and Clamp, GDJ412-OEC / Double J Ureteral Stent - One End Close, With Guide wire and Clamp, GDJ414-OEC / Double J Ureteral Stent - One End Close, With Guide wire and Clamp, GDJ416-OEC / Double J Ureteral Stent - One End Close, With Guide wire and Clamp, GDJ418-OEC / Double J Ureteral Stent - One End Close, With Guide wire and Clamp, GDJ420-OEC / Double J Ureteral Stent - One End Close, With Guide wire and Clamp, GDJ422-OEC / Double J Ureteral Stent - One End Close, With Guide wire and Clamp, GDJ424-OEC / Double J Ureteral Stent - One End Close, With Guide wire and Clamp, GDJ426-OEC / Double J Ureteral Stent - One End Close, With Guide wire and Clamp, GDJ426-OEC-LP / Double J Ureteral Stent - One End Close, With Guide wire and Clamp, GDJ428-OEC / Double J Ureteral Stent - One End Close, With Guide wire and Clamp, GDJ428-OEC-LP / Double J Ureteral Stent - One End Close, With Guide wire and Clamp, GDJ4712-OEC / Double J Ureteral Stent - One End Close, With Guide wire and Clamp, GDJ4714-OEC / Double J Ureteral Stent - One End Close, With Guide wire and Clamp, GDJ4824-OEC / Double J Ureteral Stent - One End Close, With Guide wire and Clamp, GDJ4826-OEC / Double J Ureteral Stent - One End Close, With Guide wire and Clamp, GDJ4826-OEC-LP / Double J Ureteral Stent - One End Close, With Guide wire and Clamp, GDJ4828-OEC / Double J Ureteral Stent - One End Close, With Guide wire and Clamp, GDJ4828-OEC-LP / Double J Ureteral Stent - One End Close, With Guide wire and Clamp, GDJ4830-OEC / Double J Ureteral Stent - One End Close, With Guide wire and Clamp, GDJ516-OEC / Double J Ureteral Stent - One End Close, With Guide wire and Clamp, GDJ520-OEC / Double J Ureteral Stent - One End Close, With Guide wire and Clamp, GDJ522-OEC / Double J Ureteral Stent - One End Close, With Guide wire and Clamp, GDJ524-OEC / Double J Ureteral Stent - One End Close, With Guide wire and Clamp, GDJ526-OEC / Double J Ureteral Stent - One End Close, With Guide wire and Clamp, GDJ526-OEC-LP / Double J Ureteral Stent - One End Close, With Guide wire and Clamp, GDJ528-OEC / Double J Ureteral Stent - One End Close, With Guide wire and Clamp, GDJ528-OEC-LP / Double J Ureteral Stent - One End Close, With Guide wire and Clamp, GDJ620-OEC / Double J Ureteral Stent - One End Close, With Guide wire and Clamp, GDJ622-OEC / Double J Ureteral Stent - One End Close, With Guide wire and Clamp, GDJ624-OEC / Double J Ureteral Stent - One End Close, With Guide wire and Clamp, GDJP4720-OEC / Double J Ureteral Stent - Only DJ+Pusher, GDJP4722-OEC / Double J Ureteral Stent - Only DJ+Pusher, GDJP4724-OEC / Double J Ureteral Stent - Only DJ+Pusher, GDJP4726-OEC / Double J Ureteral Stent - Only DJ+Pusher, GDJP4726-OEC-LP / Double J Ureteral Stent - Only DJ+Pusher, GDJP4728-OEC / Double J Ureteral Stent - Only DJ+Pusher, GDJP4728-OEC-LP / Double J Ureteral Stent - Only DJ+Pusher, GDJP4730-OEC / Double J Ureteral Stent - Only DJ+Pusher, GDJP4812-OEC / Double J Ureteral Stent - Only DJ+Pusher, GDJP4814-OEC / Double J Ureteral Stent - Only DJ+Pusher, GDJP4816-OEC / Double J Ureteral Stent - Only DJ+Pusher, GDJP4820-OEC / Double J Ureteral Stent - Only DJ+Pusher, GDJP4822-OEC / Double J Ureteral Stent - Only DJ+Pusher, GDJP4824-OEC / Double J Ureteral Stent - Only DJ+Pusher, GDJP4826-OEC / Double J Ureteral Stent - Only DJ+Pusher, GDJP4826-OEC-LP / Double J Ureteral Stent - Only DJ+Pusher, GDJP4828-OEC / Double J Ureteral Stent - Only DJ+Pusher, GDJP4828-OEC-LP / Double J Ureteral Stent - Only DJ+Pusher, GDJP4830-OEC / Double J Ureteral Stent - Only DJ+Pusher, GDJP516-OEC / Double J Ureteral Stent - Only DJ+Pusher, GDJP520-OEC / Double J Ureteral Stent - Only DJ+Pusher, GDJP522-OEC / Double J Ureteral Stent - Only DJ+Pusher, GDJP524-OEC / Double J Ureteral Stent - Only DJ+Pusher, GDJP526-OEC / Double J Ureteral Stent - Only DJ+Pusher, GDJP528-OEC / Double J Ureteral Stent - Only DJ+Pusher, GDJP620-OEC / Double J Ureteral Stent - Only DJ+Pusher, GDJP622-OEC / Double J Ureteral Stent - Only DJ+Pusher, GDJP624-OEC / Double J Ureteral Stent - Only DJ+Pusher, GDJP626-OEC / Double J Ureteral Stent - Only DJ+Pusher, GDJP628-OEC / Double J Ureteral Stent - Only DJ+Pusher, GDJP4728-HOEC / Double J Ureteral Stent - Only DJ+Pusher, GDJP4730-HOEC / Double J Ureteral Stent - Only DJ+Pusher, GDJP4812-HOEC / Double J Ureteral Stent - Only DJ+Pusher, GDJP4814-HOEC / Double J Ureteral Stent - Only DJ+Pusher, GDJP4816-HOEC / Double J Ureteral Stent - Only DJ+Pusher, GDJP4820-HOEC / Double J Ureteral Stent - Only DJ+Pusher, GDJP4822-HOEC / Double J Ureteral Stent - Only DJ+Pusher, GDJP4824-HOEC / Double J Ureteral Stent - Only DJ+Pusher, GDJP4826-HOEC / Double J Ureteral Stent - Only DJ+Pusher, GDJP4826-HOEC-LP / Double J Ureteral Stent - Only DJ+Pusher, GDJP4828-HOEC / Double J Ureteral Stent - Only DJ+Pusher, GDJP4828-HOEC-LP / Double J Ureteral Stent - Only DJ+Pusher, GDJP4830-HOEC / Double J Ureteral Stent - Only DJ+Pusher, GDJP516-HOEC / Double J Ureteral Stent - Only DJ+Pusher, GDJP520-HOEC / Double J Ureteral Stent - Only DJ+Pusher, GDJP522-HOEC / Double J Ureteral Stent - Only DJ+Pusher, GDJP524-HOEC / Double J Ureteral Stent - Only DJ+Pusher, GDJP526-HOEC / Double J Ureteral Stent - Only DJ+Pusher, GDJP528-HOEC / Double J Ureteral Stent - Only DJ+Pusher, GDJP620-HOEC / Double J Ureteral Stent - Only DJ+Pusher, GDJP622-HOEC / Double J Ureteral Stent - Only DJ+Pusher, GDJP624-HOEC / Double J Ureteral Stent - Only DJ+Pusher, GDJP626-HOEC / Double J Ureteral Stent - Only DJ+Pusher, GDJP628-HOEC / Double J Ureteral Stent - Only DJ+Pusher, GDJP630-HOEC / Double J Ureteral Stent - Only DJ+Pusher, GDJP722-HOEC / Double J Ureteral Stent - Only DJ+Pusher, GDJP724-HOEC / Double J Ureteral Stent - Only DJ+Pusher, GDJP726-HOEC / Double J Ureteral Stent - Only DJ+Pusher, GDJP728-HOEC / Double J Ureteral Stent - Only DJ+Pusher, GDJP730-HOEC / Double J Ureteral Stent - Only DJ+Pusher, GDJP822-HOEC / Double J Ureteral Stent - Only DJ+Pusher, GDJP824-HOEC / Double J Ureteral Stent - Only DJ+Pusher, GDJP826-HOEC / Double J Ureteral Stent - Only DJ+Pusher, GDJP828-HOEC / Double J Ureteral Stent - Only DJ+Pusher, GDJP830-HOEC / Double J Ureteral Stent - Only DJ+Pusher, GDJP312-BEO / Double J Ureteral Stent - Only DJ+Pusher, GDJP314-BEO / Double J Ureteral Stent - Only DJ+Pusher, GDJP316-BEO / Double J Ureteral Stent - Only DJ+Pusher, GDJP320-BEO / Double J Ureteral Stent - Only DJ+Pusher, GDJP412-BEO / Double J Ureteral Stent - Only DJ+Pusher, GDJP414-BEO / Double J Ureteral Stent - Only DJ+Pusher, GDJP416-BEO / Double J Ureteral Stent - Only DJ+Pusher, GDJP420-BEO / Double J Ureteral Stent - Only DJ+Pusher, GDJP422-BEO / Double J Ureteral Stent - Only DJ+Pusher, GDJP424-BEO / Double J Ureteral Stent - Only DJ+Pusher, GDJP4816-BEO / Double J Ureteral Stent - Only DJ+Pusher, GDJP4820-BEO / Double J Ureteral Stent - Only DJ+Pusher, GDJP4822-BEO / Double J Ureteral Stent - Only DJ+Pusher, GDJP4824-BEO / Double J Ureteral Stent - Only DJ+Pusher, GDJP4826-BEO / Double J Ureteral Stent - Only DJ+Pusher, GDJP4826-BEO-LP / Double J Ureteral Stent - Only DJ+Pusher, GDJP4828-BEO / Double J Ureteral Stent - Only DJ+Pusher, GDJP4828-BEO-LP / Double J Ureteral Stent - Only DJ+Pusher, GDJP4830-BEO / Double J Ureteral Stent - Only DJ+Pusher, GDJP516-BEO / Double J Ureteral Stent - Only DJ+Pusher, GDJP520-BEO / Double J Ureteral Stent - Only DJ+Pusher, GDJP522-BEO / Double J Ureteral Stent - Only DJ+Pusher, GDJP524-BEO / Double J Ureteral Stent - Only DJ+Pusher, GDJP526-BEO / Double J Ureteral Stent - Only DJ+Pusher, GDJP528-BEO / Double J Ureteral Stent - Only DJ+Pusher, GDJP616-BEO / Double J Ureteral Stent - Only DJ+Pusher, GDJP620-BEO / Double J Ureteral Stent - Only DJ+Pusher, GDJP622-BEO / Double J Ureteral Stent - Only DJ+Pusher, GDJP624-BEO / Double J Ureteral Stent - Only DJ+Pusher, GDJP626-BEO / Double J Ureteral Stent - Only DJ+Pusher, GDJP628-BEO / Double J Ureteral Stent - Only DJ+Pusher, GDJP630-BEO / Double J Ureteral Stent - Only DJ+Pusher, GDJP712-BEO / Double J Ureteral Stent - Only DJ+Pusher, GDJP714-BEO / Double J Ureteral Stent - Only DJ+Pusher, GDJP722-BEO / Double J Ureteral Stent - Only DJ+Pusher, GDJP724-BEO / Double J Ureteral Stent - Only DJ+Pusher, GDJP726-BEO / Double J Ureteral Stent - Only DJ+Pusher, GDJP728-BEO / Double J Ureteral Stent - Only DJ+Pusher, GDJP730-BEO / Double J Ureteral Stent - Only DJ+Pusher, GDJP822-BEO / Double J Ureteral Stent - Only DJ+Pusher, GDJP426-BEO / Double J Ureteral Stent - Only DJ+Pusher, GDJP428-BEO / Double J Ureteral Stent - Only DJ+Pusher, GDJP4712-BEO / Double J Ureteral Stent - Only DJ+Pusher, GDJP4714-BEO / Double J Ureteral Stent - Only DJ+Pusher, GDJP4716-BEO / Double J Ureteral Stent - Only DJ+Pusher, GDJP4720-BEO / Double J Ureteral Stent - Only DJ+Pusher, GDJP4722-BEO / Double J Ureteral Stent - Only DJ+Pusher, GDJP4724-BEO / Double J Ureteral Stent - Only DJ+Pusher, GDJP4726-BEO / Double J Ureteral Stent - Only DJ+Pusher, GDJP4726-BEO-LP / Double J Ureteral Stent - Only DJ+Pusher, GDJP4728-BEO / Double J Ureteral Stent - Only DJ+Pusher, GDJP4728-BEO-LP / Double J Ureteral Stent - Only DJ+Pusher, GDJP4730-BEO / Double J Ureteral Stent - Only DJ+Pusher, GDJP4812-BEO / Double J Ureteral Stent - Only DJ+Pusher, GDJP4814-BEO / Double J Ureteral Stent - Only DJ+Pusher, GDJP630-OEC / Double J Ureteral Stent - Only DJ+Pusher, GDJP722-OEC / Double J Ureteral Stent - Only DJ+Pusher, GDJP724-OEC / Double J Ureteral Stent - Only DJ+Pusher, GDJP726-OEC / Double J Ureteral Stent - Only DJ+Pusher, GDJP728-OEC / Double J Ureteral Stent - Only DJ+Pusher, GDJP730-OEC / Double J Ureteral Stent - Only DJ+Pusher, GDJP822-OEC / Double J Ureteral Stent - Only DJ+Pusher, GDJP824-OEC / Double J Ureteral Stent - Only DJ+Pusher, GDJP826-OEC / Double J Ureteral Stent - Only DJ+Pusher, GDJP828-OEC / Double J Ureteral Stent - Only DJ+Pusher, GDJP830-OEC / Double J Ureteral Stent - Only DJ+Pusher, GDJP312-HOEC / Double J Ureteral Stent - Only DJ+Pusher, GDJP314-HOEC / Double J Ureteral Stent - Only DJ+Pusher, GDJP316-HOEC / Double J Ureteral Stent - Only DJ+Pusher, GDJP320-HOEC / Double J Ureteral Stent - Only DJ+Pusher, GDJP412-HOEC / Double J Ureteral Stent - Only DJ+Pusher, GDJP414-HOEC / Double J Ureteral Stent - Only DJ+Pusher, GDJP416-HOEC / Double J Ureteral Stent - Only DJ+Pusher, GDJP420-HOEC / Double J Ureteral Stent - Only DJ+Pusher, GDJP422-HOEC / Double J Ureteral Stent - Only DJ+Pusher, GDJP424-HOEC / Double J Ureteral Stent - Only DJ+Pusher, GDJP426-HOEC / Double J Ureteral Stent - Only DJ+Pusher, GDJP428-HOEC / Double J Ureteral Stent - Only DJ+Pusher, GDJP4712-HOEC / Double J Ureteral Stent - Only DJ+Pusher, GDJP4714-HOEC / Double J Ureteral Stent - Only DJ+Pusher, GDJP4716-HOEC / Double J Ureteral Stent - Only DJ+Pusher, GDJP4720-HOEC / Double J Ureteral Stent - Only DJ+Pusher, GDJP4722-HOEC / Double J Ureteral Stent - Only DJ+Pusher, GDJP4724-HOEC / Double J Ureteral Stent - Only DJ+Pusher, GDJP4726-HOEC / Double J Ureteral Stent - Only DJ+Pusher, GDJ414-HBEO / Double J Ureteral Stent - Both Ends Open, With Guide wire and Clamp, GDJ416-HBEO / Double J Ureteral Stent - Both Ends Open, With Guide wire and Clamp, GDJ420-HBEO / Double J Ureteral Stent - Both Ends Open, With Guide wire and Clamp, GDJ422-HBEO / Double J Ureteral Stent - Both Ends Open, With Guide wire and Clamp, GDJ424-HBEO / Double J Ureteral Stent - Both Ends Open, With Guide wire and Clamp, GDJ426-HBEO / Double J Ureteral Stent - Both Ends Open, With Guide wire and Clamp, GDJ428-HBEO / Double J Ureteral Stent - Both Ends Open, With Guide wire and Clamp, GDJ4712-HBEO / Double J Ureteral Stent - Both Ends Open, With Guide wire and Clamp, GDJ4714-HBEO / Double J Ureteral Stent - Both Ends Open, With Guide wire and Clamp, GDJ4716-HBEO / Double J Ureteral Stent - Both Ends Open, With Guide wire and Clamp, GDJ4720-HBEO / Double J Ureteral Stent - Both Ends Open, With Guide wire and Clamp, GDJ4722-HBEO / Double J Ureteral Stent - Both Ends Open, With Guide wire and Clamp, GDJ4724-HBEO / Double J Ureteral Stent - Both Ends Open, With Guide wire and Clamp, GDJ4726-HBEO / Double J Ureteral Stent - Both Ends Open, With Guide wire and Clamp, GDJ4728-HBEO / Double J Ureteral Stent - Both Ends Open, With Guide wire and Clamp, GDJ4730-HBEO / Double J Ureteral Stent - Both Ends Open, With Guide wire and Clamp, GDJ4812-HBEO / Double J Ureteral Stent - Both Ends Open, With Guide wire and Clamp, GDJ4814-HBEO / Double J Ureteral Stent - Both Ends Open, With Guide wire and Clamp, GDJ4816-HBEO / Double J Ureteral Stent - Both Ends Open, With Guide wire and Clamp, GDJ4820-HBEO / Double J Ureteral Stent - Both Ends Open, With Guide wire and Clamp, GDJ4822-HBEO / Double J Ureteral Stent - Both Ends Open, With Guide wire and Clamp, GDJ4824-HBEO / Double J Ureteral Stent - Both Ends Open, With Guide wire and Clamp, GDJ4826-HBEO / Double J Ureteral Stent - Both Ends Open, With Guide wire and Clamp, GDJ4826-HBEO-LP / Double J Ureteral Stent - Both Ends Open, With Guide wire and Clamp, GDJ4828-HBEO / Double J Ureteral Stent - Both Ends Open, With Guide wire and Clamp, GDJ4828-HBEO-LP / Double J Ureteral Stent - Both Ends Open, With Guide wire and Clamp, GDJ4830-HBEO / Double J Ureteral Stent - Both Ends Open, With Guide wire and Clamp, GDJ516-HBEO / Double J Ureteral Stent - Both Ends Open, With Guide wire and Clamp, GDJ520-HBEO / Double J Ureteral Stent - Both Ends Open, With Guide wire and Clamp, GDJ522-HBEO / Double J Ureteral Stent - Both Ends Open, With Guide wire and Clamp, GDJ524-HBEO / Double J Ureteral Stent - Both Ends Open, With Guide wire and Clamp, GDJ526-HBEO / Double J Ureteral Stent - Both Ends Open, With Guide wire and Clamp, GDJ528-HBEO / Double J Ureteral Stent - Both Ends Open, With Guide wire and Clamp, GDJ616-HBEO / Double J Ureteral Stent - Both Ends Open, With Guide wire and Clamp, GDJ620-HBEO / Double J Ureteral Stent - Both Ends Open, With Guide wire and Clamp, GDJ622-HBEO / Double J Ureteral Stent - Both Ends Open, With Guide wire and Clamp, GDJ624-HBEO / Double J Ureteral Stent - Both Ends Open, With Guide wire and Clamp, GDJ626-HBEO / Double J Ureteral Stent - Both Ends Open, With Guide wire and Clamp, GDJ628-HBEO / Double J Ureteral Stent - Both Ends Open, With Guide wire and Clamp, GDJ630-HBEO / Double J Ureteral Stent - Both Ends Open, With Guide wire and Clamp, GDJ722-HBEO / Double J Ureteral Stent - Both Ends Open, With Guide wire and Clamp, GDJ724-HBEO / Double J Ureteral Stent - Both Ends Open, With Guide wire and Clamp, GDJ726-HBEO / Double J Ureteral Stent - Both Ends Open, With Guide wire and Clamp, GDJ728-HBEO / Double J Ureteral Stent - Both Ends Open, With Guide wire and Clamp, GDJ730-HBEO / Double J Ureteral Stent - Both Ends Open, With Guide wire and Clamp, GDJ822-HBEO / Double J Ureteral Stent - Both Ends Open, With Guide wire and Clamp, GDJ824-HBEO / Double J Ureteral Stent - Both Ends Open, With Guide wire and Clamp, GDJ826-HBEO / Double J Ureteral Stent - Both Ends Open, With Guide wire and Clamp, GDJ828-HBEO / Double J Ureteral Stent - Both Ends Open, With Guide wire and Clamp, GDJ830-HBEO / Double J Ureteral Stent - Both Ends Open, With Guide wire and Clamp, GDJ420-HRBEO / Double J Ureteral Stent - Both Ends Open, With Guide wire and Clamp, GDJ424-HRBEO / Double J Ureteral Stent - Both E | E v i t a | 2023-05-04T00:00:00.000+02:00 | GEOTEK MEDIKAL VE SAGLIK HIZMETLERI TIC. SAN. LTD. STI Ivedik OSB Ağaç Metal İşleri Sitesi 1436 sk. NO:12 YENIMAHALLE /ANKARA / TURKEY | GTM1410 / Tumor Marker System (Tumor Marking Needle type with preloaded Gold or PEEK marker), GTM1412 / Tumor Marker System (Tumor Marking Needle type with preloaded Gold or PEEK marker), GTM14102 / Tumor Marker System (Tumor Marking Needle type with preloaded Gold or PEEK marker), GTM1415 / Tumor Marker System (Tumor Marking Needle type with preloaded Gold or PEEK marker), GTM14152 / Tumor Marker System (Tumor Marking Needle type with preloaded Gold or PEEK marker), GTM1610 / Tumor Marker System (Tumor Marking Needle type with preloaded Gold or PEEK marker), GTM16102 / Tumor Marker System (Tumor Marking Needle type with preloaded Gold or PEEK marker), GTM1612 / Tumor Marker System (Tumor Marking Needle type with preloaded Gold or PEEK marker), GTM1615 / Tumor Marker System (Tumor Marking Needle type with preloaded Gold or PEEK marker), GTM16152 / Tumor Marker System (Tumor Marking Needle type with preloaded Gold or PEEK marker), GTM1810 / Tumor Marker System (Tumor Marking Needle type with preloaded Gold or PEEK marker), GTM18102 / Tumor Marker System (Tumor Marking Needle type with preloaded Gold or PEEK marker), GTM1812 / Tumor Marker System (Tumor Marking Needle type with preloaded Gold or PEEK marker), GTM1815 / Tumor Marker System (Tumor Marking Needle type with preloaded Gold or PEEK marker), GTM18152 / Tumor Marker System (Tumor Marking Needle type with preloaded Gold or PEEK marker), GTM1820 / Tumor Marker System (Tumor Marking Needle type with preloaded Gold or PEEK marker), GTM18202 / Tumor Marker System (Tumor Marking Needle type with preloaded Gold or PEEK marker), GTM1825 / Tumor Marker System (Tumor Marking Needle type with preloaded Gold or PEEK marker), GTM18252 / Tumor Marker System (Tumor Marking Needle type with preloaded Gold or PEEK marker), GTM1910 / Tumor Marker System (Tumor Marking Needle type with preloaded Gold or PEEK marker), GDJ626-OEC / Double J Ureteral Stent - One End Close, With Guide wire and Clamp, GDJ628-OEC / Double J Ureteral Stent - One End Close, With Guide wire and Clamp, GDJ630-OEC / Double J Ureteral Stent - One End Close, With Guide wire and Clamp, GDJ720-OEC / Double J Ureteral Stent - One End Close, With Guide wire and Clamp, GDJ722-OEC / Double J Ureteral Stent - One End Close, With Guide wire and Clamp, GDJ724-OEC / Double J Ureteral Stent - One End Close, With Guide wire and Clamp, GDJ726-OEC / Double J Ureteral Stent - One End Close, With Guide wire and Clamp, GDJ728-OEC / Double J Ureteral Stent - One End Close, With Guide wire and Clamp, GDJ730-OEC / Double J Ureteral Stent - One End Close, With Guide wire and Clamp, GDJ822-OEC / Double J Ureteral Stent - One End Close, With Guide wire and Clamp, GDJ824-OEC / Double J Ureteral Stent - One End Close, With Guide wire and Clamp, GDJ826-OEC / Double J Ureteral Stent - One End Close, With Guide wire and Clamp, GDJ828-OEC / Double J Ureteral Stent - One End Close, With Guide wire and Clamp, GDJ830-OEC / Double J Ureteral Stent - One End Close, With Guide wire and Clamp, GDJ312-HOEC / Double J Ureteral Stent - One End Close, With Guide wire and Clamp, GDJ314-HOEC / Double J Ureteral Stent - One End Close, With Guide wire and Clamp, GDJ316-HOEC / Double J Ureteral Stent - One End Close, With Guide wire and Clamp, GDJ320-HOEC / Double J Ureteral Stent - One End Close, With Guide wire and Clamp, GDJ322-HOEC / Double J Ureteral Stent - One End Close, With Guide wire and Clamp, GDJ412-HOEC / Double J Ureteral Stent - One End Close, With Guide wire and Clamp, GDJ414-HOEC / Double J Ureteral Stent - One End Close, With Guide wire and Clamp, GDJ416-HOEC / Double J Ureteral Stent - One End Close, With Guide wire and Clamp, GDJ420-HOEC / Double J Ureteral Stent - One End Close, With Guide wire and Clamp, GDJ422-HOEC / Double J Ureteral Stent - One End Close, With Guide wire and Clamp, GDJ424-HOEC / Double J Ureteral Stent - One End Close, With Guide wire and Clamp, GDJ426-HOEC / Double J Ureteral Stent - One End Close, With Guide wire and C | Klasa IIb | Gjilpërë sterile me marker të parangarkuar ari të pastër ose PEEK, per vizualizim te saktë te objektivit në tumoret/organet gjatë terapisë me rrezatim të jashtëm, Stente qe vendosen në ureter për të trajtuar ose parandaluar një bllokim që pengon rrjedhjen e urinës nga veshka në fshikëz. | Pajisje nje perdorimeshe
14059 | Profile 3DTM Annuloplasty Ring-680R Variants680R24 680R26 680R28 680R30 680R32 680R34 680R36 680R38 680R40 | O.E.S DISTRIMED | 2023-05-05T00:00:00.000+02:00 | Medtronic Inc. 710 Medtronic Parkway Minneapolis, MN 55432 USA | Profile 3DTM Annuloplasty Ring-680R Variants680R24 680R26 680R28 680R30 680R32 680R34 680R36 680R38 680R40 | Klasa III | Unaza Anuloplastie per kardiologji | Pajisje te implantueshme jo aktive
14036 | Contour 3DTM Annuloplasty Ring-690R Variants ;690R26 690R28 690R30 690R32 690R34 690R36 | O.E.S DISTRIMED | 2023-05-05T00:00:00.000+02:00 | Medtronic Inc. 710 Medtronic Parkway Minneapolis, MN 55432 USA | Contour 3DTM Annuloplasty Ring-690R Variants ;690R26 690R28 690R30 690R32 690R34 690R36 | Klasa III | Unaza Anuloplastie per kardiologji | Pajisje te implantueshme jo aktive
14120 | CareLink SmartSync Model 24970A 24970A , CareLink SmartSync PSA App D00U002, CareLink SmartSync Common Application M01A02 | O.E.S DISTRIMED | 2023-05-05T00:00:00.000+02:00 | Medtronic Inc. 710 Medtronic Parkway Minneapolis, MN 55432 USA | CareLink SmartSync Model 24970A 24970A , CareLink SmartSync PSA App D00U002, CareLink SmartSync Common Application M01A02 | Klasa III | Pajisje programuese testuese per pajisjet kardiake | Tjeter
14037 | Freestyle™ Bioprosthesis 995 (aortic root) Variants:FR995-19 FR995-21 FR995-23 FR995-25 FR995-27 FR995-29, Freestyle™ Bioprosthesis 995CS / 995MS (subcoronary) Variants ;995CS19 995CS21 995CS23 995CS25 995CS27 995CS29 995MS19 995MS21 995MS23 995MS25 995MS27 995MS29, Hancock™ Valved Conduit 105 (low porosity) / 150 (modified orifice) Variants;HC105-12 HC105-14 HC105-16 HC105-18 HC105-20 HC105-22 HC105-26 HC150-12 HC150-14 HC150-16 HC150-18 HC150-20 HC150-22 HC150-25, Hancock™ II Bioprosthesis T505 (aortic) Variants ;T505C221 T505C223 T505C225 T505C227 T505C229, Hancock™ II Bioprosthesis T510 (mitral) Variants; T510C25 T510C27 T510C29 T510C31 T510C33, Hancock II Ultra™ Bioprosthesis T505 (aortic) Variants ; T505U221 T505U223 T505U225 T505U227 T505U229, Mosaic™ Bioprosthesis 305 (aortic) Variants;305C219 305C221 305C223 305C225 305C227 305C229, Mosaic™ Bioprosthesis 310 Variants; 310C25 310C27 310C29 310C31 310C33(mitral), Mosaic Ultra™ Bioprosthesis 305 (aortic) Variants ;305U219 305U221 305U223 305U225 305U227 305U229 | O.E.S DISTRIMED | 2023-05-05T00:00:00.000+02:00 | Medtronic Inc. 710 Medtronic Parkway Minneapolis, MN 55432 USA | Freestyle™ Bioprosthesis 995 (aortic root) Variants:FR995-19 FR995-21 FR995-23 FR995-25 FR995-27 FR995-29, Freestyle™ Bioprosthesis 995CS / 995MS (subcoronary) Variants ;995CS19 995CS21 995CS23 995CS25 995CS27 995CS29 995MS19 995MS21 995MS23 995MS25 995MS27 995MS29, Hancock™ Valved Conduit 105 (low porosity) / 150 (modified orifice) Variants;HC105-12 HC105-14 HC105-16 HC105-18 HC105-20 HC105-22 HC105-26 HC150-12 HC150-14 HC150-16 HC150-18 HC150-20 HC150-22 HC150-25, Hancock™ II Bioprosthesis T505 (aortic) Variants ;T505C221 T505C223 T505C225 T505C227 T505C229, Hancock™ II Bioprosthesis T510 (mitral) Variants; T510C25 T510C27 T510C29 T510C31 T510C33, Hancock II Ultra™ Bioprosthesis T505 (aortic) Variants ; T505U221 T505U223 T505U225 T505U227 T505U229, Mosaic™ Bioprosthesis 305 (aortic) Variants;305C219 305C221 305C223 305C225 305C227 305C229, Mosaic™ Bioprosthesis 310 Variants; 310C25 310C27 310C29 310C31 310C33(mitral), Mosaic Ultra™ Bioprosthesis 305 (aortic) Variants ;305U219 305U221 305U223 305U225 305U227 305U229 | Klasa III | Valvula per zemren me perberje indore | Pajisje te implantueshme jo aktive
14038 | Containers UE standard pre-filled,07-124-12, Containers UE standard pre-filled,07-124-15, Containers UE standard pre-filled,07-124-16, Containers UE standard pre-filled,07-131, Containers UE standard pre-filled,07-133, Containers UE standard pre-filled,07-143, Containers UE standard pre-filled,07-144, Containers UE standard pre-filled,07-145, Containers UE standard pre-filled,07-147, Containers UE standard pre-filled,07-148, Containers UE standard pre-filled safe system,07-124-02-S, Containers UE standard pre-filled safe system,07-124-03-S, Containers UE standard pre-filled safe system,07-124-04S, Containers UE standard pre-filled safe system,07-124-06-S, Containers UE standard pre-filled safe system,07-124-09-S, Containers UE standard pre-filled safe system,07-124-12-S, Containers UE standard pre-filled safe system,07-124-15-S | FEDOS | 2023-05-04T00:00:00.000+02:00 | Via Marche,19-27029 Vigevano, Itali | Containers UE standard pre-filled,07-124-12, Containers UE standard pre-filled,07-124-15, Containers UE standard pre-filled,07-124-16, Containers UE standard pre-filled,07-131, Containers UE standard pre-filled,07-133, Containers UE standard pre-filled,07-143, Containers UE standard pre-filled,07-144, Containers UE standard pre-filled,07-145, Containers UE standard pre-filled,07-147, Containers UE standard pre-filled,07-148, Containers UE standard pre-filled safe system,07-124-02-S, Containers UE standard pre-filled safe system,07-124-03-S, Containers UE standard pre-filled safe system,07-124-04S, Containers UE standard pre-filled safe system,07-124-06-S, Containers UE standard pre-filled safe system,07-124-09-S, Containers UE standard pre-filled safe system,07-124-12-S, Containers UE standard pre-filled safe system,07-124-15-S | In vitro | kontinier per marrje biopsie | Pajisje laboratori
13961 | FLEX MEMORY SYCURA, kodi 105 - M | GLOBALSHER | 2023-05-05T00:00:00.000+02:00 | SYNERGIC ITALIANA SRL, Via della Tecnica, 23 - 40068 - San Lazzaro di Savena (BO) - Italia | FLEX MEMORY SYCURA, kodi 105 - M | Klasa I | KLASA I: Dyshek bimodular statik reaktiv me bazë mbajtëse në shkumë poliuretani të zgjeruar me qeliza të hapura dhe sipërfaqe mbështetëse në shkumë memorie speciale visko-elastike me formë valore për shtrimin në spital të zakonshëm, specialist, pediatrik, neonatologjik dhe rrezik të ulët ose mesatar dekubiti. | Pajisje mobilim spitalor
13962 | ECG Cables & Lead Wires (SMB3-90P-I), ECG Cables & Lead Wires (SMB3-90S), ECG Cables & Lead Wires (SMB3-90S-I), ECG Cables & Lead Wires (SL3-90P), ECG Cables & Lead Wires (SL3-90P-I), ECG Cables & Lead Wires (SL3-90S), ECG Cables & Lead Wires (SL3-90S-I), ECG Cables & Lead Wires (NKA3-90P), ECG Cables & Lead Wires (NKA3-90P-I), ECG Cables & Lead Wires (NKA3-90S), ECG Cables & Lead Wires (NKA3-90S-I), ECG Cables & Lead Wires (NKB3-90P), ECG Cables & Lead Wires (NKB3-90P-I), ECG Cables & Lead Wires (NKB3-90S), ECG Cables & Lead Wires (NKB3-90S-I), ECG Cables & Lead Wires (LL3-90P), ECG Cables & Lead Wires (LL3-90P-I), ECG Cables & Lead Wires (LL3-90S), ECG Cables & Lead Wires (LL3-90S-I), ECG Cables & Lead Wires (MN3-90P), ECG Cables & Lead Wires (MN3-90P-I), ECG Cables & Lead Wires (MN3-90S), ECG Cables & Lead Wires (MN3-90S-I), ECG Cables & Lead Wires (CL3-90P), ECG Cables & Lead Wires (CL3-90P-I), ECG Cables & Lead Wires (CL3-90S), ECG Cables & Lead Wires (CL3-90S-I), ECG Cables & Lead Wires (NECA3-90P), ECG Cables & Lead Wires (D5-90P), ECG Cables & Lead Wires (D5-90P-I), ECG Cables & Lead Wires (D5-90S), ECG Cables & Lead Wires (D5-90S-I), ECG Cables & Lead Wires (D5-90NP), ECG Cables & Lead Wires (D5-90NP-I), ECG Cables & Lead Wires (AA5-90P), ECG Cables & Lead Wires (AA5-90P-I), ECG Cables & Lead Wires (AA5-90S), ECG Cables & Lead Wires (AA5-90S-I), ECG Cables & Lead Wires (HP5-90P-I), ECG Cables & Lead Wires (HP5-90S-I), ECG Cables & Lead Wires (DX5-90P), ECG Cables & Lead Wires (DX5-90P-I), ECG Cables & Lead Wires (DX5-90S), ECG Cables & Lead Wires (DX5-90S-I), ECG Cables & Lead Wires (MQ5-90P), ECG Cables & Lead Wires (MQ5-90P-I), ECG Cables & Lead Wires (MQ5-90S), ECG Cables & Lead Wires (MQ5-90S-I), ECG Cables & Lead Wires (MV5-90P), ECG Cables & Lead Wires (MV5-90P-I), ECG Cables & Lead Wires (MV5-90S), ECG Cables & Lead Wires (MV5-90S-I), ECG Cables & Lead Wires (SM5-90P), ECG Cables & Lead Wires (SM5-90P-I), ECG Cables & Lead Wires (SM5-90S), ECG Cables & Lead Wires (SM5-90S-I), ECG Cables & Lead Wires (SL5-90P), ECG Cables & Lead Wires (SL5-90P-I), ECG Cables & Lead Wires (SL5-90S), ECG Cables & Lead Wires (SL5-90S-I), ECG Cables & Lead Wires (NKA5-90P), ECG Cables & Lead Wires (NKA5-90P-I), ECG Cables & Lead Wires (NKA5-90S), ECG Cables & Lead Wires (NKA5-90S-I), ECG Cables & Lead Wires (LL5-90P), ECG Cables & Lead Wires (LL5-90P-I), ECG Cables & Lead Wires (LL5-90S), ECG Cables & Lead Wires (LL5-90S-I), ECG Cables & Lead Wires (MN5-90P), ECG Cables & Lead Wires (MN5-90P-I), ECG Cables & Lead Wires (MN5-90S), ECG Cables & Lead Wires (MN5-90S-I), ECG Cables & Lead Wires (CL5-90P), ECG Cables & Lead Wires (CL5-90P-I), ECG Cables & Lead Wires (CL5-90S), ECG Cables & Lead Wires (CL5-90S-I), ECG Cables & Lead Wires (D5-60S), ECG Cables & Lead Wires (D5-60S-I), ECG Cables & Lead Wires (HPA5-90P), ECG Cables & Lead Wires (HPA5-90P-I), ECG Cables & Lead Wires (HPA5-90S), ECG Cables & Lead Wires (HPA5-90S-I), ECG Cables & Lead Wires (HPB5-90P), ECG Cables & Lead Wires (HPB5-90P-I), ECG Cables & Lead Wires (HPB5-90S), ECG Cables & Lead Wires (HPB5-90S-I), ECG Cables & Lead Wires (SMC3-90P-I), ECG Cables & Lead Wires (AAB5-90P-I), ECG Cables & Lead Wires (DXB5-90P-I), ECG Cables & Lead Wires (SMC5-90P-I), ECG Cables & Lead Wires (SMD5-90P-I), ECG Cables & Lead Wires (MR5-90P), ECG Cables & Lead Wires (MR5-90P-I), ECG Cables & Lead Wires (MR5-90S), ECG Cables & Lead Wires (MR5-90S-I), ECG Cables & Lead Wires (AAB3-90P-I), ECG Cables & Lead Wires (AAB3-90S), ECG Cables & Lead Wires (AAB3-90S-I), ECG Cables & Lead Wires (MQ10-LP), ECG Cables & Lead Wires (MQ10-LP-I), ECG Cables & Lead Wires (MQ10-LB), ECG Cables & Lead Wires (MQ10-LB-I), ECG Cables & Lead Wires (AA10-LP), ECG Cables & Lead Wires (AA10-LP-I), ECG Cables & Lead Wires (AA10-LS), ECG Cables & Lead Wires (AA10-LS-I), ECG Cables & Lead Wires (AA10-LB), ECG Cables & Lead Wires (AA10-LB-I), ECG Cables & Lead Wires (PW10-LP), ECG Cables & Lead Wires (PW10-LP-I), ECG Cables & Lead Wires (PW10-LS), ECG Cables & Lead Wires (PW10-LS-I), ECG Cables & Lead Wires (PW10-LB), ECG Cables & Lead Wires (PW10-LB-I), ECG Cables & Lead Wires (MQD10-LP), ECG Cables & Lead Wires (MQD10-LP-I), ECG Cables & Lead Wires (MQD10-LS), ECG Cables & Lead Wires (MQD10-LB), ECG Cables & Lead Wires (MQD10-LB-I), ECG Cables & Lead Wires (MQ10-LS), ECG Cables & Lead Wires (MQ10-LS-I), ECG Cables & Lead Wires (PW10-LN), ECG Cables & Lead Wires (PW10-LN-I), ECG Cables & Lead Wires (MQ10-LN), ECG Cables & Lead Wires (MQ10-LN-I), ECG Cables & Lead Wires (MQD10-LN), ECG Cables & Lead Wires (MQD10-LN-I), ECG Cables & Lead Wires (MQB10-LP), ECG Cables & Lead Wires (MQB10-LP-I), ECG Cables & Lead Wires (MQB10-LS), ECG Cables & Lead Wires (MQB10-LS-I), ECG Cables & Lead Wires (MQB10-LB), ECG Cables & Lead Wires (MQB10-LB-I), ECG Cables & Lead Wires (MQB10-LLB), ECG Cables & Lead Wires (MQB10-LN), ECG Cables & Lead Wires (MQB14-LB-I), ECG Cables & Lead Wires (MQ10-LNP-I), ECG Cables & Lead Wires (WA10-LB), ECG Cables & Lead Wires (WA10-LB-I), ECG Cables & Lead Wires (WA10-LP), ECG Cables & Lead Wires (WA10-LP-I), ECG Cables & Lead Wires (WA10-LS), ECG Cables & Lead Wires (WA10-LN), ECG Cables & Lead Wires (QT10-LP), ECG Cables & Lead Wires (QT10-LP-I), ECG Cables & Lead Wires (QT10-LB), ECG Cables & Lead Wires (QT10-LB-I), ECG Cables & Lead Wires (QT10-LS), ECG Cables & Lead Wires (PWC10-LB), ECG Cables & Lead Wires (PWC10-LB-I), ECG Cables & Lead Wires (PWC10-LP), ECG Cables & Lead Wires (PWC10-LP-I), ECG Cables & Lead Wires (PWC10-LS), ECG Cables & Lead Wires (PWC10-LN), ECG Cables & Lead Wires (PWC10-LN-I), ECG Cables & Lead Wires (MT10-LB), ECG Cables & Lead Wires (MT10-LB-I), ECG Cables & Lead Wires (MT10-LN), ECG Cables & Lead Wires (MT10-LP), ECG Cables & Lead Wires (MT10-LP-I), ECG Cables & Lead Wires (MQ10/16-LB-I), ECG Cables & Lead Wires (MT10-LS), ECG Cables & Lead Wires (MT10-LS-I), ECG Cables & Lead Wires (BK10-LP), ECG Cables & Lead Wires (BK10-LS), ECG Cables & Lead Wires (BK10-LB), ECG Cables & Lead Wires (PWC10/15-LB-I), ECG Cables & Lead Wires (MDB6-90S), ECG Cables & Lead Wires (H351-15P), ECG Cables & Lead Wires (H352-15P), ECG Cables & Lead Wires (HL2-160S), ECG Cables & Lead Wires (D3-90P), ECG Cables & Lead Wires (D3-90P-I), ECG Cables & Lead Wires (D3-90S), ECG Cables & Lead Wires (D3-90S-I), ECG Cables & Lead Wires (D3-90NP), ECG Cables & Lead Wires (D3-90NP-I), ECG Cables & Lead Wires (AA3-90P), ECG Cables & Lead Wires (AA3-90P-I), ECG Cables & Lead Wires (AA3-90S), ECG Cables & Lead Wires (AA3-90S-I), ECG Cables & Lead Wires (HP3-90P), ECG Cables & Lead Wires (HP3-90P-I), ECG Cables & Lead Wires (HP3-90S), ECG Cables & Lead Wires (HP3-90S-I), ECG Cables & Lead Wires (DX3-90P), ECG Cables & Lead Wires (DX3-90P-I), ECG Cables & Lead Wires (DX3-90S), ECG Cables & Lead Wires (DX3-90S-I), ECG Cables & Lead Wires (MQ3-90P), ECG Cables & Lead Wires (MQ3-90P-I), ECG Cables & Lead Wires (MQ3-90S), ECG Cables & Lead Wires (MQ3-90S-I), ECG Cables & Lead Wires (SM3-90P), ECG Cables & Lead Wires (SM3-90P-I), ECG Cables & Lead Wires (SM3-90S), ECG Cables & Lead Wires (SM3-90S-I), ECG Cables & Lead Wires (SMB3-90P), ECG Cables & Lead Wires (SM3-90RP-I), ECG Cables & Lead Wires (SM5-90RP-I), ECG Cables & Lead Wires (DG5-150S), ECG Cables & Lead Wires (MQ5-90NP), ECG Cables & Lead Wires (SMCTA-90S), ECG Cables & Lead Wires (SMCTB-90S), ECG Cables & Lead Wires (DT3-90NP), ECG Cables & Lead Wires (MR5-90NP-I), ECG Cables & Lead Wires (AAB5-150P-I), ECG Cables & Lead Wires (AAB5-150S-I), ECG Cables & Lead Wires (MR3-90NP), ECG Cables & Lead Wires (SMF3-90RP-I), ECG Cables & Lead Wires (SMCTA-90P), ECG Cables & Lead Wires (SMCTA-90P-I), ECG Cables & Lead Wires (SM3-200P-I), ECG Cables & Lead Wires (SM3-90B-I), ECG Cables & Lead Wires (PTS5-90P), ECG Cables & Lead Wires (PTS5-90P-I), ECG Cables & Lead Wires (PTS5-90S), ECG Cables & Lead Wires (PT5-90P), ECG Cables & Lead Wires (PT5-90P-I), ECG Cables & Lead Wires (PT5-90S), ECG Cables & Lead Wires (PT5-90S-I), ECG Cables & Lead Wires (SSB3-90P), ECG Cables & Lead Wires (SMCTB-90P), ECG Cables & Lead Wires (E10R-HL), ECG Cables & Lead Wires (PTS3-90P), ECG Cables & Lead Wires (PTS3-90S), ECG Cables & Lead Wires (PTS3-90S-I), ECG Cables & Lead Wires (PT3-90P), ECG Cables & Lead Wires (PT3-90P-I), ECG Cables & Lead Wires (PT3-90S), ECG Cables & Lead Wires (PT3-90S-I), ECG Cables & Lead Wires (E10-NK2), ECG Cables & Lead Wires (E10-NK2-I), ECG Cables & Lead Wires (E10R-MT), ECG Cables & Lead Wires (D3-60P-I), ECG Cables & Lead Wires (D3-60P-IH), ECG Cables & Lead Wires (MB3-90S), ECG Cables & Lead Wires (MB3-90S-I), ECG Cables & Lead Wires (HP3-90B-I), ECG Cables & Lead Wires (E10R-HP), ECG Cables & Lead Wires (E10R-HP-I), ECG Cables & Lead Wires (SM5-60P-I), ECG Cables & Lead Wires (E10-KZ1), ECG Cables & Lead Wires (THL3-90S), ECG Cables & Lead Wires (SM3-150S), ECG Cables & Lead Wires (FD3-90P), ECG Cables & Lead Wires (FD3-90S), ECG Cables & Lead Wires (FD5-90P), ECG Cables & Lead Wires (FD5-90S), ECG Cables & Lead Wires (AAB5-90S), ECG Cables & Lead Wires (AAB5-90S-I), ECG Cables & Lead Wires (D5-200S), ECG Cables & Lead Wires (D5-200S-I), ECG Cables & Lead Wires (SLB5-90P), ECG Cables & Lead Wires (SLB5-90P-I), ECG Cables & Lead Wires (SLB5-90S), ECG Cables & Lead Wires (SLB5-90S-I), ECG Cables & Lead Wires (SLB3-90P), ECG Cables & Lead Wires (SLB3-90P-I), ECG Cables & Lead Wires (SLB3-90S), ECG Cables & Lead Wires (SLB3-90S-I), ECG Cables & Lead Wires (AAB3-90P), ECG Cables & Lead Wires (AAB5-90P), ECG Cables & Lead Wires (DXB3-90P), ECG Cables & Lead Wires (DXB3-90P-I), ECG Cables & Lead Wires (DXB3-90S), ECG Cables & Lead Wires (DXB3-90S-I), ECG Cables & Lead Wires (DXB5-90P), ECG Cables & Lead Wires (DXB5-90S), ECG Cables & Lead Wires (DXB5-90S-I), ECG Cables & Lead Wires (SMD3-90P), ECG Cables & Lead Wires (SMD3-90P-I), ECG Cables & Lead Wires (SMD3-90S), ECG Cables & Lead Wires (SMD3-90S-I), ECG Cables & Lead Wires (SMD5-90P), ECG Cables & Lead Wires (SMD5-90S), ECG Cables & Lead Wires (SMD5-90S-I), ECG Cables & Lead Wires (D3-90P-IH), ECG Cables & Lead Wires (SMC5-90S-I), ECG Cables & Lead Wires (HPA5-90/120P), ECG Cables & Lead Wires (HPA5-90/120P-I), ECG Cables & Lead Wires (D3-90S-IH), ECG Cables & Lead Wires (MR3-90P), ECG Cables & Lead Wires (MR3-90P-I), ECG Cables & Lead Wires (MR3-90S), ECG Cables & Lead Wires (MR3-90S-I), ECG Cables & Lead Wires (NECA3-90S), ECG Cables & Lead Wires (MRB3-90P), ECG Cables & Lead Wires (MRB3-90P-I), ECG Cables & Lead Wires (MRB3-90S), ECG Cables & Lead Wires (), ECG Cables & Lead Wires (DT5-90P), ECG Cables & Lead Wires (DT5-90P-I), ECG Cables & Lead Wires (DT5-90S), ECG Cables & Lead Wires (DT5-90S-I), ECG Cables & Lead Wires (LM3-90P), ECG Cables & Lead Wires (LM3-90P-I), ECG Cables & Lead Wires (LM3-90S), ECG Cables & Lead Wires (AAB5-90/150P), ECG Cables & Lead Wires (AAB5-90/150P-I), ECG Cables & Lead Wires (AAB5-90/150S), ECG Cables & Lead Wires (DT3-90P), ECG Cables & Lead Wires (DT3-90P-I), ECG Cables & Lead Wires (DT3-90S), ECG Cables & Lead Wires (DT3-90S-I), ECG Cables & Lead Wires (HPA5-90/150P), ECG Cables & Lead Wires (HPA5-90/150P-I), ECG Cables & Lead Wires (HPA5-90/150S-I), ECG Cables & Lead Wires (MRC3-90P), ECG Cables & Lead Wires (MRC3-90S), ECG Cables & Lead Wires (AA5-90/150P), ECG Cables & Lead Wires (H253-90S), ECG Cables & Lead Wires (H253-90S-I), ECG Cables & Lead Wires (H353-90S), ECG Cables & Lead Wires (H353-90S-I), ECG Cables & Lead Wires (MQ5-120P), ECG Cables & Lead Wires (MQ5-120P-I), ECG Cables & Lead Wires (MQ5-120S), ECG Cables & Lead Wires (TM5-90S), ECG Cables & Lead Wires (TM5-90S-I), ECG Cables & Lead Wires (AT3-90P), ECG Cables & Lead Wires (AT3-90P-I), ECG Cables & Lead Wires (AT3-90S), ECG Cables & Lead Wires (AT3-90S-I), ECG Cables & Lead Wires (AT5-90P), ECG Cables & Lead Wires (AT5-90P-I), ECG Cables & Lead Wires (AT5-90S), ECG Cables & Lead Wires (AT5-90S-I), ECG Cables & Lead Wires (AP5-90P), ECG Cables & Lead Wires (AP5-90P-I), ECG Cables & Lead Wires (AP5-90S-I), ECG Cables & Lead Wires (MQ3-120P), ECG Cables & Lead Wires (MQ5-150P), ECG Cables & Lead Wires (MQ5-150P-I), ECG Cables & Lead Wires (HT5-90P), ECG Cables & Lead Wires (HT5-90P-I), ECG Cables & Lead Wires (HT5-90S), ECG Cables & Lead Wires (HT5-90S-I), ECG Cables & Lead Wires (MQ5-90/120P-I), ECG Cables & Lead Wires (MQ5-90/120S), ECG Cables & Lead Wires (DXB5-120P-I), ECG Cables & Lead Wires (MRC3-90NP), ECG Cables & Lead Wires (SMA5-90P-I), ECG Cables & Lead Wires (SM3-90P-IH), ECG Cables & Lead Wires (SM3-90S-IH), ECG Cables & Lead Wires (MQ3-120DP), ECG Cables & Lead Wires (MQ3-76S), ECG Cables & Lead Wires (MQ3-130P), ECG Cables & Lead Wires (MQ3-130P-I), ECG Cables & Lead Wires (SLB5-60S), ECG Cables & Lead Wires (SM3-120P-I), ECG Cables & Lead Wires (MQ5-120DP), ECG Cables & Lead Wires (LM5-90P), ECG Cables & Lead Wires (LM5-90P-I), ECG Cables & Lead Wires (MQB5-90P), ECG Cables & Lead Wires (MQB5-90P-I), ECG Cables & Lead Wires (MQB5-90S), ECG Cables & Lead Wires (MQB5-90S-I), ECG Cables & Lead Wires (D3-60S), ECG Cables & Lead Wires (SMD5-90RP), ECG Cables & Lead Wires (SMD5-90RP-I), ECG Cables & Lead Wires (LL3-90B-I), ECG Cables & Lead Wires (LL5-90B-I), ECG Cables & Lead Wires (MQB5-90/120P-I), ECG Cables & Lead Wires (MQ5-90B), ECG Cables & Lead Wires (MQ5-90B-I), ECG Cables & Lead Wires (D3-60NP), ECG Cables & Lead Wires (D3-60NP-I), ECG Cables & Lead Wires (TM3-90P), ECG Cables & Lead Wires (TM3-90S), ECG Cables & Lead Wires (TM3-90S-I), ECG Cables & Lead Wires (TM5-90P), ECG Cables & Lead Wires (TM5-90P-I), ECG Cables & Lead Wires (AP3-90S), ECG Cables & Lead Wires (AP3-90S-I), ECG Cables & Lead Wires (AP3-90P), ECG Cables & Lead Wires (MQ3-90B), ECG Cables & Lead Wires (MQ3-90B-I), ECG Cables & Lead Wires (MQ5-130S), ECG Cables & Lead Wires (D3-150P), ECG Cables & Lead Wires (BN5-90P), ECG Cables & Lead Wires (BN5-90S), ECG Cables & Lead Wires (D3-200P-I), ECG Cables & Lead Wires (HP3-90NP), ECG Cables & Lead Wires (SM3-90NP), ECG Cables & Lead Wires (DG3-90P), ECG Cables & Lead Wires (DG3-90P-I), ECG Cables & Lead Wires (DG3-90S), ECG Cables & Lead Wires (DG3-90S-I), ECG Cables & Lead Wires (DG5-90P), ECG Cables & Lead Wires (DG5-90P-I), ECG Cables & Lead Wires (DG5-90S), ECG Cables & Lead Wires (DG5-90S-I), ECG Cables & Lead Wires (MRD3-90P), ECG Cables & Lead Wires (HT3-90P), ECG Cables & Lead Wires (MRD3-90S), ECG Cables & Lead Wires (HT3-90S), ECG Cables & Lead Wires (DGA3-90P), ECG Cables & Lead Wires (DGA3-90S), ECG Cables & Lead Wires (BN3-90P), ECG Cables & Lead Wires (BN3-90P-I), ECG Cables & Lead Wires (BN3-90S), ECG Cables & Lead Wires (BN3-90S-I), ECG Cables & Lead Wires (E10-SH1-I), ECG Cables & Lead Wires (D-1340), ECG Cables & Lead Wires (D-1340-I), ECG Cables & Lead Wires (SMF3-90P), ECG Cables & Lead Wires (HT3-90S-I), ECG Cables & Lead Wires (SMF3-90S), ECG Cables & Lead Wires (MQB3-90S), ECG Cables & Lead Wires (AA3-90NP), ECG Cables & Lead Wires (AA3-90NP-I), ECG Cables & Lead Wires (NKB3-90NP), ECG Cables & Lead Wires (NKB3-90NP-I), ECG Cables & Lead Wires (MQB5-130P), ECG Cables & Lead Wires (SM5-160P-I), ECG Cables & Lead Wires (SMF3-90P-I), ECG Cables & Lead Wires (MRC5-90P), ECG Cables & Lead Wires (MRC5-90P-I), ECG Cables & Lead Wires (MRC5-90S), ECG Cables & Lead Wires (SMB3-90NP), ECG Cables & Lead Wires (SMB3-90NP-I), ECG Cables & Lead Wires (SM5-120S), ECG Cables & Lead Wires (SMB3-90P-IH), ECG Cables & Lead Wires (HPB5-120P-I), ECG Cables & Lead Wires (SMD3-90RP-I), ECG Cables & Lead Wires (SM3-90NP-I), ECG Cables & Lead Wires (MV5-150P-I), ECG Cables & Lead Wires (HP3-90NP-I), ECG Cables & Lead Wires (SM5-90/150P), ECG Cables & Lead Wires (SM5-90/150P-I), ECG Cables & Lead Wires (SM5-90/120P), ECG Cables & Lead Wires (SM5-90/120P-I), ECG Cables & Lead Wires (MRD3-90P-I), ECG Cables & Lead Wires (HT3-90P-I), ECG Cables & Lead Wires (SMF3-90S-I), ECG Cables & Lead Wires (SMD3-90RP), ECG Cables & Lead Wires (MQA3-90P), ECG Cables & Lead Wires (MQA3-90P-I), ECG Cables & Lead Wires (MQA3-90S), ECG Cables & Lead Wires (MQA3-90S-I), ECG Cables & Lead Wires (MQ3-90NP-I), ECG Cables & Lead Wires (MQ3-90NP), ECG Cables & Lead Wires (MRB3-90NP), ECG Cables & Lead Wires (MRB3-90NP-I), ECG Cables & Lead Wires (THL3-90S-AH), ECG Cables & Lead Wires (MQB3-90P), ECG Cables & Lead Wires (MQB3-90P-I), ECG Cables & Lead Wires (HPA5-150P-I), ECG Cables & Lead Wires (MQB3-90S-I), ECG Cables & Lead Wires (D23-90NP-AH), ECG Cables & Lead Wires (SM5-250P-I), ECG Cables & Lead Wires (MQ5-130P), ECG Cables & Lead Wires (MQ5-130P-I), ECG Cables & Lead Wires (MR3-90NP-I), ECG Cables & Lead Wires (D5-130P-I), ECG Cables & Lead Wires (SM5-200P-I), ECG Cables & Lead Wires (DG5-150P), ECG Cables & Lead Wires (AA5-90NP), ECG Cables & Lead Wires (AA5-90NP-I), ECG Cables & Lead Wires (MV5-130P), ECG Cables & Lead Wires (DX5-150P-I), ECG Cables & Lead Wires (HPA5-160P-I), ECG Cables & Lead Wires (D5-100P-I), ECG Cables & Lead Wires (SM3-150P), ECG Cables & Lead Wires (E10-SH1), ECG Cables & Lead Wires (AA3-150S), ECG Cables & Lead Wires (MQ5-200P-I), ECG Cables & Lead Wires (AA5-150P), ECG Cables & Lead Wires (MV5-120S), ECG Cables & Lead Wires (D-1397-IH), ECG Cables & Lead Wires (D-1330), ECG Cables & Lead Wires (D-1320), ECG Cables & Lead Wires (D-1398-IH), ECG Cables & Lead Wires (SM-2340), ECG Cables & Lead Wires (SM-2340-I), ECG Cables & Lead Wires (DX-2392), ECG Cables & Lead Wires (DX-2392-I), ECG Cables & Lead Wires (MR-2340), ECG Cables & Lead Wires (MR-2340-I), ECG Cables & Lead Wires (NKB-2316), ECG Cables & Lead Wires (NKB-2316-I), ECG Cables & Lead Wires (D-1323), ECG Cables & Lead Wires (D-1323-I), ECG Cables & Lead Wires (SM-2323), ECG Cables & Lead Wires (SM-2323-I), ECG Cables & Lead Wires (SM-2395-IH), ECG Cables & Lead Wires (SM-2385-I), ECG Cables & Lead Wires (SM-2324-I), ECG Cables & Lead Wires (DX40-2395-I), ECG Cables & Lead Wires (D-1316), ECG Cables & Lead Wires (D-1312-IH), ECG Cables & Lead Wires (D-1335), ECG Cables & Lead Wires (D-1335-I), ECG Cables & Lead Wires (D-1341), ECG Cables & Lead Wires (D-1341-I), ECG Cables & Lead Wires (D-1314), ECG Cables & Lead Wires (D-1377), ECG Cables & Lead Wires (D-1377-I), ECG Cables & Lead Wires (D-1320-I), ECG Cables & Lead Wires (SMC-2340-I), ECG Cables & Lead Wires (SM-2398-IH), ECG Cables & Lead Wires (SM-2377), ECG Cables & Lead Wires (SM-2377-I), ECG Cables & Lead Wires (D-1321-I), ECG Cables & Lead Wires (D-1339), ECG Cables & Lead Wires (DX30-2395), ECG Cables & Lead Wires (D-1364), ECG Cables & Lead Wires (HP1-2385), ECG Cables & Lead Wires (SM-2385-IH), ECG Cables & Lead Wires (D-1326), ECG Cables & Lead Wires (D-1326-I), ECG Cables & Lead Wires (BN-2314), ECG Cables & Lead Wires (BN-2314-I), ECG Cables & Lead Wires (D-1353), ECG Cables & Lead Wires (D-1353-I), ECG Cables & Lead Wires (BN-2340R), ECG Cables & Lead Wires (BN-2340R-I), ECG Cables & Lead Wires (D-1343R), ECG Cables & Lead Wires (MQA-2382), ECG Cables & Lead Wires (MQA-2382-I), ECG Cables & Lead Wires (E10R-KZ2), ECG Cables & Lead Wires (MR5-90NP), ECG Cables & Lead Wires (SMD3-90NP), ECG Cables & Lead Wires (SMC3-90P), ECG Cables & Lead Wires (D5-60P), ECG Cables & Lead Wires (SMD5-60P-I), ECG Cables & Lead Wires (SL3-90NP), ECG Cables & Lead Wires (E10-MQ), ECG Cables & Lead Wires (E10R-SH2), ECG Cables & Lead Wires (EAM-GE4), ECG Cables & Lead Wires (SL5-90NP), ECG Cables & Lead Wires (D5-150S-I), ECG Cables & Lead Wires (DX5-200P-I), ECG Cables & Lead Wires (MQC3-90P), ECG Cables & Lead Wires (MRB5-90P), ECG Cables & Lead Wires (MRB5-90P-I), ECG Cables & Lead Wires (MRB5-90S), ECG Cables & Lead Wires (HP3-150P-I), ECG Cables & Lead Wires (HPC5-90P), ECG Cables & Lead Wires (HPC5-90P-I), ECG Cables & Lead Wires (SMB3-150P-I), ECG Cables & Lead Wires (SMD3-150P-I), ECG Cables & Lead Wires (FKD3-90P), ECG Cables & Lead Wires (FKD3-90S-I), ECG Cables & Lead Wires (FKD5-90P), ECG Cables & Lead Wires (HPC3-90P), ECG Cables & Lead Wires (HPC3-90P-I), ECG Cables & Lead Wires (HPC3-90S), ECG Cables & Lead Wires (SM5-200S-I), ECG Cables & Lead Wires (MR3-150P-I), ECG Cables & Lead Wires (DX3-60P-I), ECG Cables & Lead Wires (SM3-60P-I), ECG Cables & Lead Wires (D5-45S-I), ECG Cables & Lead Wires (HPC5-90S), ECG Cables & Lead Wires (JCA5-120S), ECG Cables & Lead Wires (JCB5-120S), ECG Cables & Lead Wires (DG3-150P), ECG Cables & Lead Wires (AAB3-90NP), ECG Cables & Lead Wires (TM3-90NP-I), ECG Cables & Lead Wires (SM3-250P-I), ECG Cables & Lead Wires (NKA3-90N), ECG Cables & Lead Wires (D5-90XP), ECG Cables & Lead Wires (DG3-90NP), ECG Cables & Lead Wires (MQB3-130P), ECG Cables & Lead Wires (MDA4-120P), ECG Cables & Lead Wires (E10R-MQ), ECG Cables & Lead Wires (MDA4-120S), ECG Cables & Lead Wires (E10R-BK1-I), ECG Cables & Lead Wires (D4-90S), ECG Cables & Lead Wires (SLB4-90P), ECG Cables & Lead Wires (SLB4-90P-I), ECG Cables & Lead Wires (FD4-90P), ECG Cables & Lead Wires (FD4-90S), ECG Cables & Lead Wires (FD4-90S-I), ECG Cables & Lead Wires (AAC4-90P-I), ECG Cables & Lead Wires (FKD4-90P), ECG Cables & Lead Wires (FKD4-90P-I), ECG Cables & Lead Wires (AAC5-90P-I), ECG Cables & Lead Wires (AAC5-90S), ECG Cables & Lead Wires (LL4-90P-I), ECG Cables & Lead Wires (MRL5-90S), ECG Cables & Lead Wires (MRL5-90S-I), ECG Cables & Lead Wires (MRP5-90S), ECG Cables & Lead Wires (MRP5-90S-I), ECG Cables & Lead Wires (H05HP01S-A), ECG Cables & Lead Wires (SME5-90P), ECG Cables & Lead Wires (MRL5-90P-I), ECG Cables & Lead Wires (MRP5-90P-I), ECG Cables & Lead Wires (MRL5-90P), ECG Cables & Lead Wires (MRP5-90P), ECG Cables & Lead Wires (D5-120S-I), ECG Cables & Lead Wires (D5-120NP-I), ECG Cables & Lead Wires (MRD5-90P-I), ECG Cables & Lead Wires (HPA5-300P-I), ECG Cables & Lead Wires (NKB6-90P), ECG Cables & Lead Wires (NKB6-90P-I), ECG Cables & Lead Wires (NKB6-90S), ECG Cables & Lead Wires (NKB6-90S-I), ECG Cables & Lead Wires (MDB6-90P), ECG Cables & Lead Wires (MDB6-90P-I), ECG Cables & Lead Wires (MDB6-90S-I), ECG Cables & Lead Wires (AP6-90P), ECG Cables & Lead Wires (AP6-90P-I), ECG Cables & Lead Wires (AP6-90S), ECG Cables & Lead Wires (AP6-90S-I), ECG Cables & Lead Wires (MQB6-90P), ECG Cables & Lead Wires (MQB6-90P-I), ECG Cables & Lead Wires (MQB6-90S), ECG Cables & Lead Wires (MQB6-90S-I), ECG Cables & Lead Wires (DG6-90P), ECG Cables & Lead Wires (DG6-90P-I), ECG Cables & Lead Wires (DG6-90S), ECG Cables & Lead Wires (DG6-90S-I), ECG Cables & Lead Wires (MQB6-120P), ECG Cables & Lead Wires (MQB6-120P-I), ECG Cables & Lead Wires (MQB6-120S-I), ECG Cables & Lead Wires (MQ5-180P), ECG Cables & Lead Wires (PTS6-90P), ECG Cables & Lead Wires (PTS6-90S), ECG Cables & Lead Wires (PT6-90P), ECG Cables & Lead Wires (PT6-90P-I), ECG Cables & Lead Wires (PT6-90S), ECG Cables & Lead Wires (MQB6-130P), ECG Cables & Lead Wires (MQB6-130S), ECG Cables & Lead Wires (MV5-90B-I), ECG Cables & Lead Wires (HPC6-90P), ECG Cables & Lead Wires (HPC6-90P-I), ECG Cables & Lead Wires (HPC6-90S), ECG Cables & Lead Wires (D7-90S), ECG Cables & Lead Wires (D7-90S-I), ECG Cables & Lead Wires (D7-90P), ECG Cables & Lead Wires (D7-60S), ECG Cables & Lead Wires (LL7-90S-I), ECG Cables & Lead Wires (H07DM02S-A), ECG Cables & Lead Wires (D10-90S), ECG Cables & Lead Wires (D10-90S-I), ECG Cables & Lead Wires (D10-60S), ECG Cables & Lead Wires (D10-60S-I), ECG Cables & Lead Wires (D10-10SW), ECG Cables & Lead Wires (D10-10SR), ECG Cables & Lead Wires (D10-10SK), ECG Cables & Lead Wires (D10-90P), ECG Cables & Lead Wires (H10BI01S-A), ECG Cables & Lead Wires (H10MT01S-A), ECG Cables & Lead Wires (SLB10-60S-I), ECG Cables & Lead Wires (H05DM02S-A), ECG Cables & Lead Wires (MQB10-90XP-I), ECG Cables & Lead Wires (FD3-90P-I), ECG Cables & Lead Wires (FKD5-90P-I), ECG Cables & Lead Wires (CDMA5-90XP), ECG Cables & Lead Wires (MRID4-97), ECG Cables & Lead Wires (MDA4-120P-I), ECG Cables & Lead Wires (E10R-MQ-I), ECG Cables & Lead Wires (SMD3-60RP-I), ECG Cables & Lead Wires (E10R-HL-I), ECG Cables & Lead Wires (NKB3-200P-I), ECG Cables & Lead Wires (E10R-MT-I), ECG Cables & Lead Wires (ECAM-GE14), ECG Cables & Lead Wires (ECAM-GE14-S), ECG Cables & Lead Wires (SMD3-60RP-IH), ECG Cables & Lead Wires (SMD3-90P-IH), ECG Cables & Lead Wires (E10R-NK1-I), ECG Cables & Lead Wires (E10R-NK2), ECG Cables & Lead Wires (E10R-NK2-I), ECG Cables & Lead Wires (SMD3-60P-I), ECG Cables & Lead Wires (E10-KZ1-I), ECG Cables & Lead Wires (E10R-SH1-I), ECG Cables & Lead Wires (SMB3-200S-I), ECG Cables & Lead Wires (EAM-GE4-S), ECG Cables & Lead Wires (E10R-ED-I), ECG Cables & Lead Wires (E10R-FD1-I), ECG Cables & Lead Wires (MQ3-150P-I), ECG Cables & Lead Wires (E10R-SH2-I), ECG Cables & Lead Wires (MQ5-90/130S-I), ECG Cables & Lead Wires (SMAB5-90P-I), ECG Cables & Lead Wires (E10R-BK2-I), ECG Cables & Lead Wires (MQ5-90/130P-I), ECG Cables & Lead Wires (EMAX1-GE4), ECG Cables & Lead Wires (SMA5-90RP-I), ECG Cables & Lead Wires (E10R-KZ2-I), ECG Cables & Lead Wires (EAM-EAM-GE4), ECG Cables & Lead Wires (EAM-EAM-GE4-S), ECG Cables & Lead Wires (E10R/43-MQ), ECG Cables & Lead Wires (SMB3-200P-I), ECG Cables & Lead Wires (MDA4-120S-I), ECG Cables & Lead Wires (MQ5-90/150P), ECG Cables & Lead Wires (MQ5-90/150P-I), ECG Cables & Lead Wires (MQ5-90/150S), ECG Cables & Lead Wires (D-1340R), ECG Cables & Lead Wires (D-1340R-I), ECG Cables & Lead Wires (D-1311-I), ECG Cables & Lead Wires (D-1307), ECG Cables & Lead Wires (D-1395), ECG Cables & Lead Wires (D-1395-I), ECG Cables & Lead Wires (D-13029), ECG Cables & Lead Wires (D-1385), ECG Cables & Lead Wires (D-1385-I), ECG Cables & Lead Wires (D-1312), ECG Cables & Lead Wires (D-1312-I), ECG Cables & Lead Wires (D-1374-I), ECG Cables & Lead Wires (D-1396), ECG Cables & Lead Wires (D-1396-I), ECG Cables & Lead Wires (D-1386), ECG Cables & Lead Wires (D-1386-I), ECG Cables & Lead Wires (D-1355), ECG Cables & Lead Wires (D-1375), ECG Cables & Lead Wires (D-1375-I), ECG Cables & Lead Wires (D-1309), ECG Cables & Lead Wires (D-1309-I), ECG Cables & Lead Wires (AA-23029), ECG Cables & Lead Wires (AA-23029-I), ECG Cables & Lead Wires (AA-2385), ECG Cables & Lead Wires (AA-2385-I), ECG Cables & Lead Wires (AA-2375), ECG Cables & Lead Wires (AA-2375-I), ECG Cables & Lead Wires (HP-2385), ECG Cables & Lead Wires (HP-2385-I), ECG Cables & Lead Wires (DX-2355), ECG Cables & Lead Wires (DX-2355-I), ECG Cables & Lead Wires (DX-2395), ECG Cables & Lead Wires (DX-2395-I), ECG Cables & Lead Wires (DX-2397), ECG Cables & Lead Wires (SM-2376), ECG Cables & Lead Wires (SM-2376-I), ECG Cables & Lead Wires (SL-2340), ECG Cables & Lead Wires (SL-2340-I), ECG Cables & Lead Wires (SL-2396), ECG Cables & Lead Wires (SL-2396-I), ECG Cables & Lead Wires (LL-2340), ECG Cables & Lead Wires (LL-2340-I), ECG Cables & Lead Wires (DX-2340R), ECG Cables & Lead Wires (DX-2340R-I), ECG Cables & Lead Wires (DX-2386-I), ECG Cables & Lead Wires (D-1322-IH), ECG Cables & Lead Wires (AA-2340), ECG Cables & Lead Wires (AA-2340-I), ECG Cables & Lead Wires (D-1398), ECG Cables & Lead Wires (SM-2399), ECG Cables & Lead Wires (SM-2399-I), ECG Cables & Lead Wires (FKD-25109-I), ECG Cables & Lead Wires (MQ-2555R), ECG Cables & Lead Wires (MR110-2540), ECG Cables & Lead Wires (MR150-2540), ECG Cables & Lead Wires (SM-25109), ECG Cables & Lead Wires (MQ-2596), ECG Cables & Lead Wires (MQ50-2586), ECG Cables & Lead Wires (SMD-2599), ECG Cables & Lead Wires (SMD-2599-I), ECG Cables & Lead Wires (D-1580), ECG Cables & Lead Wires (D-1522R-I), ECG Cables & Lead Wires (HP-2598-I), ECG Cables & Lead Wires (MQ-2555R-I), ECG Cables & Lead Wires (SM-2555-I), ECG Cables & Lead Wires (D-15111-I), ECG Cables & Lead Wires (D-15111R-I), ECG Cables & Lead Wires (MR60-2512), ECG Cables & Lead Wires (DT60-2512), ECG Cables & Lead Wires (LL-2547-I), ECG Cables & Lead Wires (HP30-2585-I), ECG Cables & Lead Wires (HP-2512), ECG Cables & Lead Wires (D-1547), ECG Cables & Lead Wires (AA-25109), ECG Cables & Lead Wires (DX33-2395), ECG Cables & Lead Wires (SM-25119), ECG Cables & Lead Wires (D-15117), ECG Cables & Lead Wires (SM-2540R), ECG Cables & Lead Wires (HP-2543R), ECG Cables & Lead Wires (NK-2509), ECG Cables & Lead Wires (NK-2509-I), ECG Cables & Lead Wires (MQ-2686), ECG Cables & Lead Wires (MQ-2686-I), ECG Cables & Lead Wires (MQ36-2686), ECG Cables & Lead Wires (HPC-2696), ECG Cables & Lead Wires (HPC-2696-I), ECG Cables & Lead Wires (MQ-21086), ECG Cables & Lead Wires (MQ-21086-I), ECG Cables & Lead Wires (HP-21085), ECG Cables & Lead Wires (HP-21085-I), ECG Cables & Lead Wires (MQ35-2586), ECG Cables & Lead Wires (MQ-21096), ECG Cables & Lead Wires (MQ-21096-I), ECG Cables & Lead Wires (MQ-21099), ECG Cables & Lead Wires (MQ-21099-I), ECG Cables & Lead Wires (MQ36-21086-I), ECG Cables & Lead Wires (MD-21027), ECG Cables & Lead Wires (MD-21027-I), ECG Cables & Lead Wires (SMCT-21088), ECG Cables & Lead Wires (HP-21096), ECG Cables & Lead Wires (MQ-210110-I), ECG Cables & Lead Wires (MQ50-21086), ECG Cables & Lead Wires (LL-2357), ECG Cables & Lead Wires (SM-2396-I), ECG Cables & Lead Wires (MQB-2381), ECG Cables & Lead Wires (SM-2340R), ECG Cables & Lead Wires (SM-2340R-I), ECG Cables & Lead Wires (D45-1340), ECG Cables & Lead Wires (D-1341R-I), ECG Cables & Lead Wires (D-1368), ECG Cables & Lead Wires (D-1368-I), ECG Cables & Lead Wires (D60-1340), ECG Cables & Lead Wires (DX-2354-I), ECG Cables & Lead Wires (SM-2399RR-I), ECG Cables & Lead Wires (D-1392), ECG Cables & Lead Wires (D-1392-I), ECG Cables & Lead Wires (MR-2395T), ECG Cables & Lead Wires (BN-2378-I), ECG Cables & Lead Wires (HP-2367), ECG Cables & Lead Wires (D-1322-I), ECG Cables & Lead Wires (SM-2386-I), ECG Cables & Lead Wires (D-1339-IH), ECG Cables & Lead Wires (D-1367), ECG Cables & Lead Wires (MQ-2319), ECG Cables & Lead Wires (MQ-2319-I), ECG Cables & Lead Wires (AA-2386), ECG Cables & Lead Wires (DX-2386), ECG Cables & Lead Wires (D-1386-IH), ECG Cables & Lead Wires (D-1305), ECG Cables & Lead Wires (D-1399), ECG Cables & Lead Wires (D-1399-I), ECG Cables & Lead Wires (D-1339-AH), ECG Cables & Lead Wires (SM-2340-IH), ECG Cables & Lead Wires (SL-2340R), ECG Cables & Lead Wires (D-1347), ECG Cables & Lead Wires (D-1347-I), ECG Cables & Lead Wires (AA27-2385-I), ECG Cables & Lead Wires (D-1357), ECG Cables & Lead Wires (AA-2347-I), ECG Cables & Lead Wires (LL-2341), ECG Cables & Lead Wires (AA-23105), ECG Cables & Lead Wires (MR-2312), ECG Cables & Lead Wires (MR-2312-I), ECG Cables & Lead Wires (D-1345), ECG Cables & Lead Wires (D-1337), ECG Cables & Lead Wires (D-1337-I), ECG Cables & Lead Wires (AA-2340R-I), ECG Cables & Lead Wires (SM-2309-I), ECG Cables & Lead Wires (AA-23109), ECG Cables & Lead Wires (MQ-2367), ECG Cables & Lead Wires (D-1340T), ECG Cables & Lead Wires (D-1380), ECG Cables & Lead Wires (SM-2355-I), ECG Cables & Lead Wires (D-13111-I), ECG Cables & Lead Wires (D-13111-IH), ECG Cables & Lead Wires (AA-2340R), ECG Cables & Lead Wires (LL-2347-I), ECG Cables & Lead Wires (HP30-2385-I), ECG Cables & Lead Wires (DX-2396), ECG Cables & Lead Wires (DX-2312-I), ECG Cables & Lead Wires (BN-23115), ECG Cables & Lead Wires (D-13117), ECG Cables & Lead Wires (D-1540), ECG Cables & Lead Wires (D-1540-I), ECG Cables & Lead Wires (D-1540R), ECG Cables & Lead Wires (D-1540R-I), ECG Cables & Lead Wires (D-1510), ECG Cables & Lead Wires (D-1510-I), ECG Cables & Lead Wires (D-1507), ECG Cables & Lead Wires (D-1595), ECG Cables & Lead Wires (D-1595-I), ECG Cables & Lead Wires (D-15029), ECG Cables & Lead Wires (D-1585), ECG Cables & Lead Wires (D-1585-I), ECG Cables & Lead Wires (D-1512), ECG Cables & Lead Wires (D-1512-I), ECG Cables & Lead Wires (D-1576), ECG Cables & Lead Wires (D-1574), ECG Cables & Lead Wires (D-1596), ECG Cables & Lead Wires (D-1596-I), ECG Cables & Lead Wires (D-1586), ECG Cables & Lead Wires (D-1586-I), ECG Cables & Lead Wires (D-1555), ECG Cables & Lead Wires (D-1575), ECG Cables & Lead Wires (D-1575-I), ECG Cables & Lead Wires (AA-25029), ECG Cables & Lead Wires (AA-25029-I), ECG Cables & Lead Wires (AA-2585), ECG Cables & Lead Wires (AA-2585-I), ECG Cables & Lead Wires (AA-2575), ECG Cables & Lead Wires (AA-2575-I), ECG Cables & Lead Wires (HP-2585), ECG Cables & Lead Wires (HP-2585-I), ECG Cables & Lead Wires (DX-2555), ECG Cables & Lead Wires (DX-2555-I), ECG Cables & Lead Wires (DX-2595), ECG Cables & Lead Wires (DX-2595-I), ECG Cables & Lead Wires (MQ-2586), ECG Cables & Lead Wires (MQ-2586-I), ECG Cables & Lead Wires (SM-2576), ECG Cables & Lead Wires (SM-2576-I), ECG Cables & Lead Wires (SM-2599), ECG Cables & Lead Wires (SM-2599-I), ECG Cables & Lead Wires (SL-2540), ECG Cables & Lead Wires (SL-2540-I), ECG Cables & Lead Wires (SL-2596), ECG Cables & Lead Wires (SL-2596-I), ECG Cables & Lead Wires (NK-2540), ECG Cabl | MONTAL | 2023-05-08T00:00:00.000+02:00 | Unimed Medical Supplies, Inc, Bld#8, Nangang 3rd Industrial Park, Tangtou,Shiyan 518108 Shenzhen PEOPLE'S REPUBLIC OF CHINA | ECG Cables & Lead Wires (SMB3-90P-I), ECG Cables & Lead Wires (SMB3-90S), ECG Cables & Lead Wires (SMB3-90S-I), ECG Cables & Lead Wires (SL3-90P), ECG Cables & Lead Wires (SL3-90P-I), ECG Cables & Lead Wires (SL3-90S), ECG Cables & Lead Wires (SL3-90S-I), ECG Cables & Lead Wires (NKA3-90P), ECG Cables & Lead Wires (NKA3-90P-I), ECG Cables & Lead Wires (NKA3-90S), ECG Cables & Lead Wires (NKA3-90S-I), ECG Cables & Lead Wires (NKB3-90P), ECG Cables & Lead Wires (NKB3-90P-I), ECG Cables & Lead Wires (NKB3-90S), ECG Cables & Lead Wires (NKB3-90S-I), ECG Cables & Lead Wires (LL3-90P), ECG Cables & Lead Wires (LL3-90P-I), ECG Cables & Lead Wires (LL3-90S), ECG Cables & Lead Wires (LL3-90S-I), ECG Cables & Lead Wires (MN3-90P), ECG Cables & Lead Wires (MN3-90P-I), ECG Cables & Lead Wires (MN3-90S), ECG Cables & Lead Wires (MN3-90S-I), ECG Cables & Lead Wires (CL3-90P), ECG Cables & Lead Wires (CL3-90P-I), ECG Cables & Lead Wires (CL3-90S), ECG Cables & Lead Wires (CL3-90S-I), ECG Cables & Lead Wires (NECA3-90P), ECG Cables & Lead Wires (D5-90P), ECG Cables & Lead Wires (D5-90P-I), ECG Cables & Lead Wires (D5-90S), ECG Cables & Lead Wires (D5-90S-I), ECG Cables & Lead Wires (D5-90NP), ECG Cables & Lead Wires (D5-90NP-I), ECG Cables & Lead Wires (AA5-90P), ECG Cables & Lead Wires (AA5-90P-I), ECG Cables & Lead Wires (AA5-90S), ECG Cables & Lead Wires (AA5-90S-I), ECG Cables & Lead Wires (HP5-90P-I), ECG Cables & Lead Wires (HP5-90S-I), ECG Cables & Lead Wires (DX5-90P), ECG Cables & Lead Wires (DX5-90P-I), ECG Cables & Lead Wires (DX5-90S), ECG Cables & Lead Wires (DX5-90S-I), ECG Cables & Lead Wires (MQ5-90P), ECG Cables & Lead Wires (MQ5-90P-I), ECG Cables & Lead Wires (MQ5-90S), ECG Cables & Lead Wires (MQ5-90S-I), ECG Cables & Lead Wires (MV5-90P), ECG Cables & Lead Wires (MV5-90P-I), ECG Cables & Lead Wires (MV5-90S), ECG Cables & Lead Wires (MV5-90S-I), ECG Cables & Lead Wires (SM5-90P), ECG Cables & Lead Wires (SM5-90P-I), ECG Cables & Lead Wires (SM5-90S), ECG Cables & Lead Wires (SM5-90S-I), ECG Cables & Lead Wires (SL5-90P), ECG Cables & Lead Wires (SL5-90P-I), ECG Cables & Lead Wires (SL5-90S), ECG Cables & Lead Wires (SL5-90S-I), ECG Cables & Lead Wires (NKA5-90P), ECG Cables & Lead Wires (NKA5-90P-I), ECG Cables & Lead Wires (NKA5-90S), ECG Cables & Lead Wires (NKA5-90S-I), ECG Cables & Lead Wires (LL5-90P), ECG Cables & Lead Wires (LL5-90P-I), ECG Cables & Lead Wires (LL5-90S), ECG Cables & Lead Wires (LL5-90S-I), ECG Cables & Lead Wires (MN5-90P), ECG Cables & Lead Wires (MN5-90P-I), ECG Cables & Lead Wires (MN5-90S), ECG Cables & Lead Wires (MN5-90S-I), ECG Cables & Lead Wires (CL5-90P), ECG Cables & Lead Wires (CL5-90P-I), ECG Cables & Lead Wires (CL5-90S), ECG Cables & Lead Wires (CL5-90S-I), ECG Cables & Lead Wires (D5-60S), ECG Cables & Lead Wires (D5-60S-I), ECG Cables & Lead Wires (HPA5-90P), ECG Cables & Lead Wires (HPA5-90P-I), ECG Cables & Lead Wires (HPA5-90S), ECG Cables & Lead Wires (HPA5-90S-I), ECG Cables & Lead Wires (HPB5-90P), ECG Cables & Lead Wires (HPB5-90P-I), ECG Cables & Lead Wires (HPB5-90S), ECG Cables & Lead Wires (HPB5-90S-I), ECG Cables & Lead Wires (SMC3-90P-I), ECG Cables & Lead Wires (AAB5-90P-I), ECG Cables & Lead Wires (DXB5-90P-I), ECG Cables & Lead Wires (SMC5-90P-I), ECG Cables & Lead Wires (SMD5-90P-I), ECG Cables & Lead Wires (MR5-90P), ECG Cables & Lead Wires (MR5-90P-I), ECG Cables & Lead Wires (MR5-90S), ECG Cables & Lead Wires (MR5-90S-I), ECG Cables & Lead Wires (AAB3-90P-I), ECG Cables & Lead Wires (AAB3-90S), ECG Cables & Lead Wires (AAB3-90S-I), ECG Cables & Lead Wires (MQ10-LP), ECG Cables & Lead Wires (MQ10-LP-I), ECG Cables & Lead Wires (MQ10-LB), ECG Cables & Lead Wires (MQ10-LB-I), ECG Cables & Lead Wires (AA10-LP), ECG Cables & Lead Wires (AA10-LP-I), ECG Cables & Lead Wires (AA10-LS), ECG Cables & Lead Wires (AA10-LS-I), ECG Cables & Lead Wires (AA10-LB), ECG Cables & Lead Wires (AA10-LB-I), ECG Cables & Lead Wires (PW10-LP), ECG Cables & Lead Wires (PW10-LP-I), ECG C | Klasa I | ECG Cables & Lead Wires jane kabllo dhe tela perçues te komunikimit midis pacientit dhe pajisjeve te monitorimit EKG | Instrumenta shumeperdorimeshe
14070 | e- Temp (Temporary filling Material) | MOTO-MANIA | 2023-05-08T00:00:00.000+02:00 | DiaDent Group International 16, Osongsaenglmyeong 4- ro Osong -cup Heungdeok- gu, Cheongju-si, Chungcheongbuk do,28161,Republic of Korea | e- Temp (Temporary filling Material) | Klasa IIa | Materila mbushje provizore | Pajisje dentare
14365 | Bionime Rightest Blood Glucose Meter GM550 .Blood Glucose Monitoring System (including blood glucose meter, blood glucose test strip, control solution, and mobile aplication/APP) | PHARMA ONE sh.p.k. | 2023-05-08T00:00:00.000+02:00 | Bionime Corporation no.100, Sec.2, Daqing St., South Dist., Taichung City 40242, Taiwan | Bionime Rightest Blood Glucose Meter GM550 .Blood Glucose Monitoring System (including blood glucose meter, blood glucose test strip, control solution, and mobile aplication/APP) | Klasa IIa | Pajisje monitoruese per matjen e nivelit te glukozes ne gjak. (perfshihet aparati, test strisha, solucioni i kontrollit dhe aplikacioni) | Instrumenta shumeperdorimeshe
14076 | 14.5F x 24cm Hemo-Flow® Double Lumen Hemodialysis Catheter Set (Cuff 19cm From Tip) HFS24E. 10385-824-001, 14.5F x 28cm Hemo-Flow® Double Lumen Hemodialysis Catheter Set (Cuff 23cm From Tip) HFS28E. 10385-828-001, 14.5F x 32cm Hemo-Flow® Double Lumen Hemodialysis Catheter Set (Cuff 27cm From Tip) HFS32E. 10385-832-001 | INCOMED | 2023-05-15T00:00:00.000+02:00 | Medical Components, Inc (dba. Medcomp®) 1499 Delp Drive Harleysville, PA 19438 USA | 14.5F x 24cm Hemo-Flow® Double Lumen Hemodialysis Catheter Set (Cuff 19cm From Tip) HFS24E. 10385-824-001, 14.5F x 28cm Hemo-Flow® Double Lumen Hemodialysis Catheter Set (Cuff 23cm From Tip) HFS28E. 10385-828-001, 14.5F x 32cm Hemo-Flow® Double Lumen Hemodialysis Catheter Set (Cuff 27cm From Tip) HFS32E. 10385-832-001 | Klasa III | Kateter i cili lejon aksesin vaskular në pacientët që kërkojnë hemodializë ose aferezë, të cilët nuk kanë akses vaskular të përhershëm funksional ose nuk janë kandidatë për akses vaskular të përhershëm. | Pajisje nje perdorimeshe
14057 | Convey™ Guiding Catheter, MODEL-5F Convey AL.75 (H74939228220), Convey™ Guiding Catheter, MODEL-5F Convey AL1 (H74939228190), Convey™ Guiding Catheter, MODEL-5F Convey AL1.5 (H74939228850), Convey™ Guiding Catheter, MODEL-5F Convey AL2 (H74939228200), Convey™ Guiding Catheter, MODEL-6F Convey AL.75 (H74939264220), Convey™ Guiding Catheter, MODEL-6F Convey AL1 (H74939264190), Convey™ Guiding Catheter, MODEL-6F Convey AL1.5 (H74939264850), Convey™ Guiding Catheter, MODEL-6F Convey AL2 (H74939264200), Convey™ Guiding Catheter, MODEL-6F Convey AL3 (H74939264210), Convey™ Guiding Catheter, MODEL-6F Convey AR1 (H74939264170), Convey™ Guiding Catheter, MODEL-6F Convey AR2 (H74939264180), Convey™ Guiding Catheter, MODEL-6F Convey ART3 (H749392644960), Convey™ Guiding Catheter, MODEL-6F Convey ART3.5 (H749392644980), Convey™ Guiding Catheter, MODEL-6F Convey MPA (H749392647670), Convey™ Guiding Catheter, MODEL-6F Convey RADIAL (H749392644720), Convey™ Guiding Catheter, MODEL-6F Convey RB (H749392647690), Convey™ Guiding Catheter, MODEL-6F Convey RBL3.5 (H749392647350), Convey™ Guiding Catheter, MODEL-6F Convey RBL4 (H749392647360), Convey™ Guiding Catheter, MODEL-6F Convey RBL4.5 (H749392647370), Convey™ Guiding Catheter, MODEL-6F Convey RBR3 (H749392647380), Convey™ Guiding Catheter, MODEL-6F Convey RBR3.5 (H749392647390), Convey™ Guiding Catheter, MODEL-6F Convey RBR4 (H749392647400), Convey™ Guiding Catheter, MODEL-6F Convey RC3.5 SC (H74939264460), Convey™ Guiding Catheter, MODEL-6F Convey RC4 SC (H749392644480), Convey™ Guiding Catheter, MODEL-6F Convey RC5 SC (H749392647340), Convey™ Guiding Catheter, MODEL-6F Convey RCB (H74939264240), Convey™ Guiding Catheter, MODEL-6F Convey TIG3 (H749392647410), Convey™ Guiding Catheter, MODEL-6F Convey TIG3.5 (H749392647420), Convey™ Guiding Catheter, MODEL-6F Convey ART3.75 (H749392647320), Convey™ Guiding Catheter, MODEL-6F Convey ART4 (H749392645000), Convey™ Guiding Catheter, MODEL-6F Convey ART4.25 (H749392647330), Convey™ Guiding Catheter, MODEL-6F Convey ART4.5 (H749392645020), Convey™ Guiding Catheter, MODEL-6F Convey CLS3 (H749392645730), Convey™ Guiding Catheter, MODEL-6F Convey CLS3.25 (H749392647260), Convey™ Guiding Catheter, MODEL-6F Convey CLS3.5 (H749392645740), Convey™ Guiding Catheter, MODEL-6F Convey CLS3.75 (H749392647270), Convey™ Guiding Catheter, MODEL-6F Convey CLS4 (H749392645750), Convey™ Guiding Catheter, MODEL-6F Convey CLS4.25 (H749392647280), Convey™ Guiding Catheter, MODEL-6F Convey CLS4.5 (H749392645760), Convey™ Guiding Catheter, MODEL-6F Convey FCL3 (H749392647250), Convey™ Guiding Catheter, MODEL-6F Convey FCL3.5 (H749392642720), Convey™ Guiding Catheter, MODEL-6F Convey FCL4 (H749392642730), Convey™ Guiding Catheter, MODEL-6F Convey FCL4.5 (H749392642740), Convey™ Guiding Catheter, MODEL-6F Convey FCL5 (H749392642750), Convey™ Guiding Catheter, MODEL-6F Convey FL3 (H74939264050), Convey™ Guiding Catheter, MODEL-6F Convey FL3.5 (H74939264060), Convey™ Guiding Catheter, MODEL-6F Convey FL4 (H74939264070), Convey™ Guiding Catheter, MODEL-6F Convey FL4.5 (H74939264080), Convey™ Guiding Catheter, MODEL-6F Convey FL5 (H74939264090), Convey™ Guiding Catheter, MODEL-6F Convey FL6 (H74939264100), Convey™ Guiding Catheter, MODEL-6F Convey FR3 (H749392644420), Convey™ Guiding Catheter, MODEL-6F Convey FR3.5 (H74939264010), Convey™ Guiding Catheter, MODEL-6F Convey FR4 (H74939264020), Convey™ Guiding Catheter, MODEL-6F Convey FR4.5 (H749392645140), Convey™ Guiding Catheter, MODEL-6F Convey FR5 (H74939264030), Convey™ Guiding Catheter, MODEL-6F Convey FR6 (H74939264040), Convey™ Guiding Catheter, MODEL-6F Convey HS (H74939264410), Convey™ Guiding Catheter, MODEL-6F Convey IM (H74939264260), Convey™ Guiding Catheter, MODEL-6F Convey JL3 (H749392646600), Convey™ Guiding Catheter, MODEL-6F Convey JL3.5 (H749392646610), Convey™ Guiding Catheter, MODEL-6F Convey JL4 (H749392646620), Convey™ Guiding Catheter, MODEL-6F Convey JL4.5 (H749392646630), Convey™ Guiding Catheter, MODEL-6F Convey JL5 (H749392646640), Convey™ Guiding Catheter, MODEL-6F Convey JL6 (H749392646650), Convey™ Guiding Catheter, MODEL-6F Convey JR3 (H749392646840), Convey™ Guiding Catheter, MODEL-6F Convey JR3.5 (H749392646850), Convey™ Guiding Catheter, MODEL-6F Convey JR4 (H749392646860), Convey™ Guiding Catheter, MODEL-6F Convey JR4.5 (H749392646870), Convey™ Guiding Catheter, MODEL-6F Convey JR5 (H749392646880), Convey™ Guiding Catheter, MODEL-6F Convey JR6 (H749392646890), Convey™ Guiding Catheter, MODEL-6F Convey Kimny (H749392645830), Convey™ Guiding Catheter, MODEL-6F Convey LCB (H74939264250), Convey™ Guiding Catheter, MODEL-6F Convey LeftBU3 (H749392647130), Convey™ Guiding Catheter, MODEL-6F Convey LeftBU3.25 (H749392647290), Convey™ Guiding Catheter, MODEL-6F Convey LeftBU3.5 (H749392647140), Convey™ Guiding Catheter, MODEL-6F Convey LeftBU3.75 (H749392647150), Convey™ Guiding Catheter, MODEL-6F Convey LeftBU4 (H749392647160), Convey™ Guiding Catheter, MODEL-6F Convey LeftBU4.25 (H749392647300), Convey™ Guiding Catheter, MODEL-6F Convey LeftBU4.5 (H749392647170), Convey™ Guiding Catheter, MODEL-6F Convey LeftBU4.75 (H749392647310), Convey™ Guiding Catheter, MODEL-6F Convey LeftBU5 (H749392647180), Convey™ Guiding Catheter, MODEL-5F Convey AL3 (H74939228210), Convey™ Guiding Catheter, MODEL-5F Convey AR1 (H74939228170), Convey™ Guiding Catheter, MODEL-5F Convey AR2 (H74939228180), Convey™ Guiding Catheter, MODEL-5F Convey ART3 (H749392284960), Convey™ Guiding Catheter, MODEL-5F Convey ART3.5 (H749392284980), Convey™ Guiding Catheter, MODEL-5F Convey ART3.75 (H749392287320), Convey™ Guiding Catheter, MODEL-5F Convey ART4 (H749392285000), Convey™ Guiding Catheter, MODEL-5F Convey ART4.25 (H749392287330), Convey™ Guiding Catheter, MODEL-5F Convey ART4.5 (H749392285020), Convey™ Guiding Catheter, MODEL-5F Convey CLS3 (H749392285730), Convey™ Guiding Catheter, MODEL-5F Convey CLS3.25 (H749392287260), Convey™ Guiding Catheter, MODEL-5F Convey CLS3.5 (H749392285740), Convey™ Guiding Catheter, MODEL-5F Convey CLS3.75 (H749392287270), Convey™ Guiding Catheter, MODEL-5F Convey CLS4 (H749392285750), Convey™ Guiding Catheter, MODEL-5F Convey CLS4.25 (H749392287280), Convey™ Guiding Catheter, MODEL-5F Convey CLS4.5 (H749392285760), Convey™ Guiding Catheter, MODEL-5F Convey FCL3 (H749392287250), Convey™ Guiding Catheter, MODEL-5F Convey FCL3.5 (H749392282720), Convey™ Guiding Catheter, MODEL-5F Convey FCL4 (H749392282730), Convey™ Guiding Catheter, MODEL-5F Convey FCL4.5 (H749392282740), Convey™ Guiding Catheter, MODEL-5F Convey FCL5 (H749392282750), Convey™ Guiding Catheter, MODEL-5F Convey FL3 (H74939228050), Convey™ Guiding Catheter, MODEL-5F Convey FL3.5 (H74939228060), Convey™ Guiding Catheter, MODEL-5F Convey FL4 (H74939228070), Convey™ Guiding Catheter, MODEL-5F Convey FL4.5 (H74939228080), Convey™ Guiding Catheter, MODEL-5F Convey FL5 (H74939228090), Convey™ Guiding Catheter, MODEL-5F Convey FL6 (H74939228100), Convey™ Guiding Catheter, MODEL-5F Convey FR3 (H749392284420), Convey™ Guiding Catheter, MODEL-5F Convey FR3.5 (H74939228010), Convey™ Guiding Catheter, MODEL-5F Convey FR4 (H74939228020), Convey™ Guiding Catheter, MODEL-5F Convey FR4.5 (H749392285140), Convey™ Guiding Catheter, MODEL-5F Convey FR5 (H74939228030), Convey™ Guiding Catheter, MODEL-5F Convey FR6 (H74939228040), Convey™ Guiding Catheter, MODEL-5F Convey HS (H74939228410), Convey™ Guiding Catheter, MODEL-5F Convey IM (H74939228260), Convey™ Guiding Catheter, MODEL-5F Convey JL3 (H749392286600), Convey™ Guiding Catheter, MODEL-5F Convey JL3.5 (H749392286610), Convey™ Guiding Catheter, MODEL-5F Convey JL4 (H749392286620), Convey™ Guiding Catheter, MODEL-5F Convey JL4.5 (H749392286630), Convey™ Guiding Catheter, MODEL-5F Convey JL5 (H749392286640), Convey™ Guiding Catheter, MODEL-5F Convey JL6 (H749392286650), Convey™ Guiding Catheter, MODEL-5F Convey JR3 (H749392286840), Convey™ Guiding Catheter, MODEL-5F Convey JR3.5 (H749392286850), Convey™ Guiding Catheter, MODEL-5F Convey JR4 (H749392286860), Convey™ Guiding Catheter, MODEL-5F Convey JR4.5 (H749392286870), Convey™ Guiding Catheter, MODEL-5F Convey JR5 (H749392286880), Convey™ Guiding Catheter, MODEL-5F Convey JR6 (H749392286890), Convey™ Guiding Catheter, MODEL-5F Convey Kimny (H749392285830), Convey™ Guiding Catheter, MODEL-5F Convey LCB (H74939228250), Convey™ Guiding Catheter, MODEL-5F Convey LeftBU3 (H749392287130), Convey™ Guiding Catheter, MODEL-5F Convey LeftBU3.25 (H749392287290), Convey™ Guiding Catheter, MODEL-5F Convey LeftBU3.5 (H749392287140), Convey™ Guiding Catheter, MODEL-5F Convey LeftBU3.75 (H749392287150), Convey™ Guiding Catheter, MODEL-5F Convey LeftBU4 (H749392287160), Convey™ Guiding Catheter, MODEL-5F Convey LeftBU4.25 (H749392287300), Convey™ Guiding Catheter, MODEL-5F Convey LeftBU4.5 (H749392287170), Convey™ Guiding Catheter, MODEL-5F Convey LeftBU4.75 (H749392287310), Convey™ Guiding Catheter, MODEL-5F Convey LeftBU5 (H749392287180), Convey™ Guiding Catheter, MODEL-5F Convey MPA (H749392287670), Convey™ Guiding Catheter, MODEL-5F Convey RADIAL (H749392284720), Convey™ Guiding Catheter, MODEL-5F Convey RB (H749392287690), Convey™ Guiding Catheter, MODEL-5F Convey RBL3.5 (H749392287350), Convey™ Guiding Catheter, MODEL-5F Convey RBL4 (H749392287360), Convey™ Guiding Catheter, MODEL-5F Convey RBL4.5 (H749392287370), Convey™ Guiding Catheter, MODEL-5F Convey RBR3 (H749392287380), Convey™ Guiding Catheter, MODEL-5F Convey RBR3.5 (H749392287390), Convey™ Guiding Catheter, MODEL-5F Convey RBR4 (H749392287400), Convey™ Guiding Catheter, MODEL-5F Convey RCB (H74939228240), Convey™ Guiding Catheter, MODEL-5F Convey RC3.5 SC (H74939228460), Convey™ Guiding Catheter, MODEL-5F Convey RC4 SC (H749392284480), Convey™ Guiding Catheter, MODEL-5F Convey RC5 SC (H749392287340), Convey™ Guiding Catheter, MODEL-5F Convey TIG3 (H749392287410), Convey™ Guiding Catheter, MODEL-5F Convey TIG3.5 (H749392287420), Convey™ Guiding Catheter, MODEL-5F Convey TIG4 (H749392287430), Convey™ Guiding Catheter, MODEL-5F Convey TIG 4.5 (H749392287440), Convey™ Guiding Catheter, MODEL-5F Convey TIG5 (H749392287450), Convey™ Guiding Catheter, MODEL-7F Convey FCL4 (H749392652730), Convey™ Guiding Catheter, MODEL-7F Convey FCL4.5 (H749392652740), Convey™ Guiding Catheter, MODEL-7F Convey FCL5 (H749392652750), Convey™ Guiding Catheter, MODEL-7F Convey FL3 (H74939265050), Convey™ Guiding Catheter, MODEL-7F Convey FL3.5 (H74939265060), Convey™ Guiding Catheter, MODEL-7F Convey FL4 (H74939265070), Convey™ Guiding Catheter, MODEL-7F Convey FL4.5 (H74939265080), Convey™ Guiding Catheter, MODEL-7F Convey FL5 (H74939265090), Convey™ Guiding Catheter, MODEL-7F Convey FL6 (H74939265100), Convey™ Guiding Catheter, MODEL-7F Convey FR3 (H749392654420), Convey™ Guiding Catheter, MODEL-7F Convey FR3.5 (H74939265010), Convey™ Guiding Catheter, MODEL-7F Convey FR4 (H74939265020), Convey™ Guiding Catheter, MODEL-7F Convey FR4.5 (H749392655140), Convey™ Guiding Catheter, MODEL-7F Convey FR5 (H74939265030), Convey™ Guiding Catheter, MODEL-7F Convey FR6 (H74939265040), Convey™ Guiding Catheter, MODEL-7F Convey HS (H74939265410), Convey™ Guiding Catheter, MODEL-7F Convey IM (H74939265260), Convey™ Guiding Catheter, MODEL-7F Convey JL3 (H749392656600), Convey™ Guiding Catheter, MODEL-7F Convey JL3.5 (H749392656610), Convey™ Guiding Catheter, MODEL-7F Convey JL4 (H749392656620), Convey™ Guiding Catheter, MODEL-7F Convey JL4.5 (H749392656630), Convey™ Guiding Catheter, MODEL-7F Convey JL5 (H749392656640), Convey™ Guiding Catheter, MODEL-7F Convey JL6 (H749392656650), Convey™ Guiding Catheter, MODEL-7F Convey JR3 (H749392656840), Convey™ Guiding Catheter, MODEL-7F Convey JR3.5 (H749392656850), Convey™ Guiding Catheter, MODEL-7F Convey JR4 (H749392656860), Convey™ Guiding Catheter, MODEL-7F Convey JR4.5 (H749392656870), Convey™ Guiding Catheter, MODEL-7F Convey JR5 (H749392656880), Convey™ Guiding Catheter, MODEL-7F Convey JR6 (H749392656890), Convey™ Guiding Catheter, MODEL-7F Convey Kimny (H749392655830), Convey™ Guiding Catheter, MODEL-7F Convey LCB (H74939265250), Convey™ Guiding Catheter, MODEL-7F Convey LeftBU3 (H749392657130), Convey™ Guiding Catheter, MODEL-7F Convey LeftBU3.25 (H749392657290), Convey™ Guiding Catheter, MODEL-7F Convey LeftBU3.5 (H749392657140), Convey™ Guiding Catheter, MODEL-7F Convey LeftBU3.75 (H749392657150), Convey™ Guiding Catheter, MODEL-7F Convey LeftBU4 (H749392657160), Convey™ Guiding Catheter, MODEL-7F Convey LeftBU4.25 (H749392657300), Convey™ Guiding Catheter, MODEL-7F Convey LeftBU4.5 (H749392657170), Convey™ Guiding Catheter, MODEL-7F Convey LeftBU4.75 (H749392657310), Convey™ Guiding Catheter, MODEL-7F Convey LeftBU5 (H749392657180), Convey™ Guiding Catheter, MODEL-7F Convey MPA (H749392657670), Convey™ Guiding Catheter, MODEL-7F Convey RADIAL (H749392654720), Convey™ Guiding Catheter, MODEL-7F Convey RB (H749392657690), Convey™ Guiding Catheter, MODEL-7F Convey RBL3.5 (H749392657350), Convey™ Guiding Catheter, MODEL-7F Convey RBL4 (H749392657360), Convey™ Guiding Catheter, MODEL-7F Convey MPA SH (H749392657680), Convey™ Guiding Catheter, MODEL-7F Convey RADIAL SH (H749392654730), Convey™ Guiding Catheter, MODEL-7F Convey RB SH (H749392657700), Convey™ Guiding Catheter, MODEL-7F Convey RBL3.5 SH (H749392657560), Convey™ Guiding Catheter, MODEL-7F Convey RBL4 SH (H749392657570), Convey™ Guiding Catheter, MODEL-7F Convey RBL4.5 SH (H749392657580), Convey™ Guiding Catheter, MODEL-7F Convey RBR3 SH (H749392657590), Convey™ Guiding Catheter, MODEL-7F Convey RBR3.5 SH (H749392657600), Convey™ Guiding Catheter, MODEL-7F Convey RBR4 SH (H749392657610), Convey™ Guiding Catheter, MODEL-7F Convey RC3.5 SC SH (H749392651210), Convey™ Guiding Catheter, MODEL-7F Convey RC4 SC SH (H749392654490), Convey™ Guiding Catheter, MODEL-7F Convey RC5 SC SH (H749392657550), Convey™ Guiding Catheter, MODEL-7F Convey RCB SH (H749392651260), Convey™ Guiding Catheter, MODEL-7F Convey TIG3 SH (H749392657620), Convey™ Guiding Catheter, MODEL-7F Convey TIG3.5 SH (H749392657630), Convey™ Guiding Catheter, MODEL-7F Convey RBL4.5 (H749392657370), Convey™ Guiding Catheter, MODEL-7F Convey RBR3 (H749392657380), Convey™ Guiding Catheter, MODEL-7F Convey RBR3.5 (H749392657390), Convey™ Guiding Catheter, MODEL-7F Convey RBR4 (H749392657400), Convey™ Guiding Catheter, MODEL-7F Convey RC3.5 SC (H74939265460), Convey™ Guiding Catheter, MODEL-7F Convey RC4 SC (H749392654480), Convey™ Guiding Catheter, MODEL-7F Convey RC5 SC (H749392657340), Convey™ Guiding Catheter, MODEL-7F Convey RCB (H74939265240), Convey™ Guiding Catheter, MODEL-7F Convey TIG3 (H749392657410), Convey™ Guiding Catheter, MODEL-7F Convey TIG3.5 (H749392657420), Convey™ Guiding Catheter, MODEL-7F Convey TIG4 (H749392657430), Convey™ Guiding Catheter, MODEL-7F Convey TIG4.5 (H749392657440), Convey™ Guiding Catheter, MODEL-7F Convey TIG5 (H749392657450), Convey™ Guiding Catheter, MODEL-7F Convey AL.75 SH (H749392651240), Convey™ Guiding Catheter, MODEL-7F Convey AL1 SH (H74939265680), Convey™ Guiding Catheter, MODEL-7F Convey AL1.5 SH (H74939265890), Convey™ Guiding Catheter, MODEL-7F Convey AL2 SH (H74939265690), Convey™ Guiding Catheter, MODEL-7F Convey AL3 SH (H74939265700), Convey™ Guiding Catheter, MODEL-7F Convey AR1 SH (H74939265660), Convey™ Guiding Catheter, MODEL-7F Convey AR2 SH (H74939265670), Convey™ Guiding Catheter, MODEL-7F Convey ART3 SH (H749392654970), Convey™ Guiding Catheter, MODEL-7F Convey ART3.5 SH (H749392654990), Convey™ Guiding Catheter, MODEL-7F Convey ART3.75 SH (H749392657530), Convey™ Guiding Catheter, MODEL-7F Convey ART4 SH (H749392655010), Convey™ Guiding Catheter, MODEL-7F Convey ART4.25 SH (H749392657540), Convey™ Guiding Catheter, MODEL-7F Convey ART4.5 SH (H749392655030), Convey™ Guiding Catheter, MODEL-7F Convey CLS3 SH (H749392655770), Convey™ Guiding Catheter, MODEL-7F Convey CLS3.25 SH (H749392657470), Convey™ Guiding Catheter, MODEL-7F Convey CLS3.5 SH (H749392655780), Convey™ Guiding Catheter, MODEL-7F Convey CLS3.75 SH (H749392657480), Convey™ Guiding Catheter, MODEL-7F Convey CLS4 SH (H749392655790), Convey™ Guiding Catheter, MODEL-7F Convey CLS4.25 SH (H749392657490), Convey™ Guiding Catheter, MODEL-7F Convey CLS4.5 SH (H749392655800), Convey™ Guiding Catheter, MODEL-7F Convey FCL3 SH (H749392657460), Convey™ Guiding Catheter, MODEL-7F Convey FCL3.5 SH (H749392652680), Convey™ Guiding Catheter, MODEL-7F Convey FCL4 SH (H749392652690), Convey™ Guiding Catheter, MODEL-7F Convey FCL4.5 SH (H749392652700), Convey™ Guiding Catheter, MODEL-7F Convey FCL5 SH (H749392652710), Convey™ Guiding Catheter, MODEL-7F Convey FL3 SH (H74939265510), Convey™ Guiding Catheter, MODEL-7F Convey FL3.5 SH (H74939265520), Convey™ Guiding Catheter, MODEL-7F Convey FL4 SH (H74939265530), Convey™ Guiding Catheter, MODEL-7F Convey FL4.5 SH (H74939265540), Convey™ Guiding Catheter, MODEL-7F Convey FL5 SH (H74939265550), Convey™ Guiding Catheter, MODEL-7F Convey FL6 SH (H74939265560), Convey™ Guiding Catheter, MODEL-7F Convey FR3 SH (H749392654430), Convey™ Guiding Catheter, MODEL-7F Convey FR3.5 SH (H74939265470), Convey™ Guiding Catheter, MODEL-7F Convey FR4 SH (H74939265480), Convey™ Guiding Catheter, MODEL-7F Convey FR4.5 SH (H749392655150), Convey™ Guiding Catheter, MODEL-7F Convey FR5 SH (H74939265490), Convey™ Guiding Catheter, MODEL-7F Convey FR6 SH (H74939265500), Convey™ Guiding Catheter, MODEL-7F Convey HS SH (H749392651410), Convey™ Guiding Catheter, MODEL-7F Convey IM SH (H749392651290), Convey™ Guiding Catheter, MODEL-7F Convey JL3 SH (H749392656660), Convey™ Guiding Catheter, MODEL-7F Convey JL3.5 SH (H749392656670), Convey™ Guiding Catheter, MODEL-7F Convey JL4 SH (H749392656680), Convey™ Guiding Catheter, MODEL-7F Convey JL4.5 SH (H749392656690), Convey™ Guiding Catheter, MODEL-7F Convey JL5 SH (H749392656700), Convey™ Guiding Catheter, MODEL-7F Convey JL6 SH (H749392656710), Convey™ Guiding Catheter, MODEL-7F Convey JR3 SH (H749392656900), Convey™ Guiding Catheter, MODEL-7F Convey JR3.5 SH (H749392656910), Convey™ Guiding Catheter, MODEL-7F Convey JR4 SH (H749392656920), Convey™ Guiding Catheter, MODEL-7F Convey JR4.5 SH (H749392656930), Convey™ Guiding Catheter, MODEL-7F Convey JR5 SH (H749392656940), Convey™ Guiding Catheter, MODEL-7F Convey JR6 SH (H749392656950), Convey™ Guiding Catheter, MODEL-7F Convey Kimny SH (H749392655910), Convey™ Guiding Catheter, MODEL-7F Convey LCB SH (H749392651270), Convey™ Guiding Catheter, MODEL-7F Convey LeftBU3 SH (H749392657190), Convey™ Guiding Catheter, MODEL-7F Convey LeftBU3.25 SH (H749392657500), Convey™ Guiding Catheter, MODEL-7F Convey LeftBU3.5 SH (H749392657200), Convey™ Guiding Catheter, MODEL-7F Convey LeftBU3.75 SH (H749392657210), Convey™ Guiding Catheter, MODEL-7F Convey LeftBU4 SH (H749392657220), Convey™ Guiding Catheter, MODEL-7F Convey LeftBU4.25 SH (H749392657510), Convey™ Guiding Catheter, MODEL-7F Convey LeftBU4.5 SH (H749392657230), Convey™ Guiding Catheter, MODEL-7F Convey LeftBU4.75 SH (H749392657520), Convey™ Guiding Catheter, MODEL-7F Convey LeftBU5 SH (H749392657240), Convey™ Guiding Catheter, MODEL-6F Convey TIG4 (H749392647430), Convey™ Guiding Catheter, MODEL-6F Convey TIG4.5 (H749392647440), Convey™ Guiding Catheter, MODEL-6F Convey TIG5 (H749392647450), Convey™ Guiding Catheter, MODEL-6F Convey AL.75 SH (H749392641240), Convey™ Guiding Catheter, MODEL-6F Convey AL1 SH (H74939264680), Convey™ Guiding Catheter, MODEL-6F Convey AL1.5 SH (H74939264890), Convey™ Guiding Catheter, MODEL-6F Convey AL2 SH (H74939264690), Convey™ Guiding Catheter, MODEL-6F Convey AL3 SH (H74939264700), Convey™ Guiding Catheter, MODEL-6F Convey AR1 SH (H74939264660), Convey™ Guiding Catheter, MODEL-6F Convey AR2 SH (H74939264670), Convey™ Guiding Catheter, MODEL-6F Convey ART3 SH (H749392644970), Convey™ Guiding Catheter, MODEL-6F Convey ART3.5 SH (H749392644990), Convey™ Guiding Catheter, MODEL-6F Convey ART3.75 SH (H749392647530), Convey™ Guiding Catheter, MODEL-6F Convey ART4 SH (H749392645010), Convey™ Guiding Catheter, MODEL-6F Convey ART4.25 SH (H749392647540), Convey™ Guiding Catheter, MODEL-6F Convey ART4.5 SH (H749392645030), Convey™ Guiding Catheter, MODEL-6F Convey CLS3 SH (H749392645770), Convey™ Guiding Catheter, MODEL-6F Convey CLS3.25 SH (H749392647470), Convey™ Guiding Catheter, MODEL-6F Convey CLS3.5 SH (H749392645780), Convey™ Guiding Catheter, MODEL-6F Convey CLS3.75 SH (H749392647480), Convey™ Guiding Catheter, MODEL-6F Convey CLS4 SH (H749392645790), Convey™ Guiding Catheter, MODEL-6F Convey CLS4.25 SH (H749392647490), Convey™ Guiding Catheter, MODEL-6F Convey CLS4.5 SH (H749392645800), Convey™ Guiding Catheter, MODEL-6F Convey FCL3 SH (H749392647460), Convey™ Guiding Catheter, MODEL-6F Convey FCL3.5 SH (H749392642680), Convey™ Guiding Catheter, MODEL-6F Convey FCL4 SH (H749392642690), Convey™ Guiding Catheter, MODEL-6F Convey FCL4.5 SH (H749392642700), Convey™ Guiding Catheter, MODEL-6F Convey FCL5 SH (H749392642710), Convey™ Guiding Catheter, MODEL-6F Convey FL3 SH (H74939264510), Convey™ Guiding Catheter, MODEL-6F Convey FL3.5 SH (H74939264520), Convey™ Guiding Catheter, MODEL-6F Convey FL4 SH (H74939264530), Convey™ Guiding Catheter, MODEL-6F Convey FL4.5 SH (H74939264540), Convey™ Guiding Catheter, MODEL-6F Convey FL5 SH (H74939264550), Convey™ Guiding Catheter, MODEL-6F Convey FL6 SH (H74939264560), Convey™ Guiding Catheter, MODEL-6F Convey FR3 SH (H749392644430), Convey™ Guiding Catheter, MODEL-6F Convey FR3.5 SH (H74939264470), Convey™ Guiding Catheter, MODEL-6F Convey FR4 SH (H74939264480), Convey™ Guiding Catheter, MODEL-6F Convey FR4.5 SH (H749392645150), Convey™ Guiding Catheter, MODEL-6F Convey FR5 SH (H74939264490), Convey™ Guiding Catheter, MODEL-6F Convey FR6 SH (H74939264500), Convey™ Guiding Catheter, MODEL-6F Convey HS SH (H749392641410), Convey™ Guiding Catheter, MODEL-6F Convey IM SH (H749392641290), Convey™ Guiding Catheter, MODEL-6F Convey JL3 SH (H749392646660), Convey™ Guiding Catheter, MODEL-6F Convey JL3.5 SH (H749392646670), Convey™ Guiding Catheter, MODEL-6F Convey JL4 SH (H749392646680), Convey™ Guiding Catheter, MODEL-6F Convey JL4.5 SH (H749392646690), Convey™ Guiding Catheter, MODEL-6F Convey JL5 SH (H749392646700), Convey™ Guiding Catheter, MODEL-6F Convey JL6 SH (H749392646710), Convey™ Guiding Catheter, MODEL-6F Convey JR3 SH (H749392646900), Convey™ Guiding Catheter, MODEL-6F Convey JR3.5 SH (H749392646910), Convey™ Guiding Catheter, MODEL-6F Convey JR4 SH (H749392646920), Convey™ Guiding Catheter, MODEL-6F Convey JR4.5 SH (H749392646930), Convey™ Guiding Catheter, MODEL-6F Convey JR5 SH (H749392646940), Convey™ Guiding Catheter, MODEL-6F Convey JR6 SH (H749392646950), Convey™ Guiding Catheter, MODEL-6F Convey Kimny SH (H749392645910), Convey™ Guiding Catheter, MODEL-6F Convey LCB SH (H749392641270), Convey™ Guiding Catheter, MODEL-6F Convey LeftBU3 SH (H749392647190), Convey™ Guiding Catheter, MODEL-6F Convey LeftBU3.25 SH (H749392647500), Convey™ Guiding Catheter, MODEL-6F Convey LeftBU3.5 SH (H749392647200), Convey™ Guiding Catheter, MODEL-6F Convey LeftBU3.75 SH (H749392647210), Convey™ Guiding Catheter, MODEL-6F Convey LeftBU4 SH (H749392647220), Convey™ Guiding Catheter, MODEL-6F Convey LeftBU4.25 SH (H749392647510), Convey™ Guiding Catheter, MODEL-6F Convey LeftBU4.5 SH (H749392647230), Convey™ Guiding Catheter, MODEL-6F Convey LeftBU4.75 SH (H749392647520), Convey™ Guiding Catheter, MODEL-6F Convey LeftBU5 SH (H749392647240), Convey™ Guiding Catheter, MODEL-6F Convey MPA SH (H749392647680), Convey™ Guiding Catheter, MODEL-6F Convey RADIAL SH (H749392644730), Convey™ Guiding Catheter, MODEL-6F Convey RB SH (H749392647700), Convey™ Guiding Catheter, MODEL-6F Convey RBL3.5 SH (H749392647560), Convey™ Guiding Catheter, MODEL-6F Convey RBL4 SH (H749392647570), Convey™ Guiding Catheter, MODEL-6F Convey RBL4.5 SH (H749392647580), Convey™ Guiding Catheter, MODEL-6F Convey RBR3 SH (H749392647590), Convey™ Guiding Catheter, MODEL-6F Convey RBR3.5 SH (H749392647600), Convey™ Guiding Catheter, MODEL-6F Convey RBR4 SH (H749392647610), Convey™ Guiding Catheter, MODEL-6F Convey RC3.5 SC SH (H749392641210), Convey™ Guiding Catheter, MODEL-6F Convey RC4 SC SH (H749392644490), Convey™ Guiding Catheter, MODEL-6F Convey RC5 SC SH (H749392647550), Convey™ Guiding Catheter, MODEL-6F Convey RCB SH (H749392641260), Convey™ Guiding Catheter, MODEL-6F Convey TIG3 SH (H749392647620), Convey™ Guiding Catheter, MODEL-6F Convey TIG3.5 SH (H749392647630), Convey™ Guiding Catheter, MODEL-6F Convey TIG4 SH (H749392647640), Convey™ Guiding Catheter, MODEL-6F Convey TIG4.5 SH (H749392647650), Convey™ Guiding Catheter, MODEL-6F Convey TIG5 SH (H749392647660), Convey™ Guiding Catheter, MODEL-7F Convey AL.75 (H74939265220), Convey™ Guiding Catheter, MODEL-7F Convey AL1 (H74939265190), Convey™ Guiding Catheter, MODEL-7F Convey AL1.5 (H74939265850), Convey™ Guiding Catheter, MODEL-7F Convey AL2 (H74939265200), Convey™ Guiding Catheter, MODEL-7F Convey AL3 (H74939265210), Convey™ Guiding Catheter, MODEL-7F Convey AR1 (H74939265170), Convey™ Guiding Catheter, MODEL-7F Convey AR2 (H74939265180), Convey™ Guiding Catheter, MODEL-7F Convey ART3 (H749392654960), Convey™ Guiding Catheter, MODEL-7F Convey ART3.5 (H749392654980), Convey™ Guiding Catheter, MODEL-7F Convey ART3.75 (H749392657320), Convey™ Guiding Catheter, MODEL-7F Convey ART4 (H749392655000), Convey™ Guiding Catheter, MODEL-7F Convey ART4.25 (H749392657330), Convey™ Guiding Catheter, MODEL-7F Convey ART4.5 (H749392655020), Convey™ Guiding Catheter, MODEL-7F Convey CLS3 (H749392655730), Convey™ Guiding Catheter, MODEL-7F Convey CLS3.25 (H749392657260), Convey™ Guiding Catheter, MODEL-7F Convey CLS3.5 (H749392655740), Convey™ Guiding Catheter, MODEL-7F Convey CLS3.75 (H749392657270), Convey™ Guiding Catheter, MODEL-7F Convey CLS4 (H749392655750), Convey™ Guiding Catheter, MODEL-7F Convey CLS4.25 (H749392657280), Convey™ Guiding Catheter, MODEL-7F Convey CLS4.5 (H749392655760), Convey™ Guiding Catheter, MODEL-7F Convey FCL3 (H749392657250), Convey™ Guiding Catheter, MODEL-7F Convey FCL3.5 (H749392652720), Convey™ Guiding Catheter, MODEL-8F Convey FR6 SH (H74939266500), Convey™ Guiding Catheter, MODEL-8F Convey HS SH (H749392661410), Convey™ Guiding Catheter, MODEL-8F Convey IM SH (H749392661290), Convey™ Guiding Catheter, MODEL-8F Convey JL3 SH (H749392666660), Convey™ Guiding Catheter, MODEL-8F Convey JL3.5 SH (H749392666670), Convey™ Guiding Catheter, MODEL-8F Convey JL4 SH (H749392666680), Convey™ Guiding Catheter, MODEL-8F Convey JL4.5 SH (H749392666690), Convey™ Guiding Catheter, MODEL-8F Convey JL5 SH (H749392666700), Convey™ Guiding Catheter, MODEL-8F Convey JL6 SH (H749392666710), Convey™ Guiding Catheter, MODEL-8F Convey JR3 SH (H749392666900), Convey™ Guiding Catheter, MODEL-8F Convey JR3.5 SH (H749392666910), Convey™ Guiding Catheter, MODEL-8F Convey JR4 SH (H749392666920), Convey™ Guiding Catheter, MODEL-8F Convey JR4.5 SH (H749392666930), Convey™ Guiding Catheter, MODEL-8F Convey JR5 SH (H749392666940), Convey™ Guiding Catheter, MODEL-8F Convey JR6 SH (H749392666950), Convey™ Guiding Catheter, MODEL-8F Convey LCB SH (H749392661270), Convey™ Guiding Catheter, MODEL-8F Convey LeftBU3 SH (H749392667190), Convey™ Guiding Catheter, MODEL-8F Convey LeftBU3.25 SH (H749392667500), Convey™ Guiding Catheter, MODEL-8F Convey LeftBU3.5 SH (H749392667200), Convey™ Guiding Catheter, MODEL-8F Convey LeftBU3.75 SH (H749392667210), Convey™ Guiding Catheter, MODEL-8F Convey LeftBU4 SH (H749392667220), Convey™ Guiding Catheter, MODEL-8F Convey LeftBU4.25 SH (H749392667510), Convey™ Guiding Catheter, MODEL-8F Convey LeftBU4.5 SH (H749392667230), Convey™ Guiding Catheter, MODEL-8F Convey LeftBU4.75 SH (H749392667520), Convey™ Guiding Catheter, MODEL-8F Convey LeftBU5 SH (H749392667240), Convey™ Guiding Catheter, MODEL-8F Convey MPA SH (H749392667680), Convey™ Guiding Catheter, MODEL-8F Convey RC3.5 SC SH (H749392661210), Convey™ Guiding Catheter, MODEL-8F Convey RC4 SC SH (H749392664490), Convey™ Guiding Catheter, MODEL-8F Convey RC5 SC SH (H749392667550), Convey™ Guiding Catheter, MODEL-8F Convey RCB SH (H749392661260), Convey™ Guiding Catheter, MODEL-7F Convey TIG4 SH (H749392657640), Convey™ Guiding Catheter, MODEL-7F Convey TIG4.5 SH (H749392657650), Convey™ Guiding Catheter, MODEL-7F Convey TIG5 SH (H749392657660), Convey™ Guiding Catheter, MODEL-8F Convey AL.75 (H74939266220), Convey™ Guiding Catheter, MODEL-8F Convey AL1 (H74939266190), Convey™ Guiding Catheter, MODEL-8F Convey AL1.5 (H74939266850), Convey™ Guiding Catheter, MODEL-8F Convey AL2 (H74939266200), Convey™ Guiding Catheter, MODEL-8F Convey AL3 (H74939266210), Convey™ Guiding Catheter, MODEL-8F Convey AR1 (H74939266170), Convey™ Guiding Catheter, MODEL-8F Convey AR2 (H74939266180), Convey™ Guiding Catheter, MODEL-8F Convey ART3 (H749392664960), Convey™ Guiding Catheter, MODEL-8F Convey ART3.5 (H749392664980), Convey™ Guiding Catheter, MODEL-8F Convey ART3.75 (H749392667320), Convey™ Guiding Catheter, MODEL-8F Convey ART4 (H749392665000), Convey™ Guiding Catheter, MODEL-8F Convey ART4.25 (H749392667330), Convey™ Guiding Catheter, MODEL-8F Convey ART4.5 (H749392665020), Convey™ Guiding Catheter, MODEL-8F Convey CLS3 (H749392665730), Convey™ Guiding Catheter, MODEL-8F Convey CLS3.25 (H749392667260), Convey™ Guiding Catheter, MODEL-8F Convey CLS3.5 (H749392665740), Convey™ Guiding Catheter, MODEL-8F Convey CLS3.75 (H749392667270), Convey™ Guiding Catheter, MODEL-8F Convey CLS4 (H749392665750), Convey™ Guiding Catheter, MODEL-8F Convey CLS4.25 (H749392667280), Convey™ Guiding Catheter, MODEL-8F Convey CLS4.5 (H749392665760), Convey™ Guiding Catheter, MODEL-8F Convey FCL3 (H749392667250), Convey™ Guiding Catheter, MODEL-8F Convey FCL3.5 (H749392662720), Convey™ Guiding Catheter, MODEL-8F Convey FCL4 (H749392662730), Convey™ Guiding Catheter, MODEL-8F Convey FCL4.5 (H749392662740), Convey™ Guiding Catheter, MODEL-8F Convey FCL5 (H749392662750), Convey™ Guiding Catheter, MODEL-8F Convey FL3 (H74939266050), Convey™ Guiding Catheter, MODEL-8F Convey FL3.5 (H74939266060), Convey™ Guiding Catheter, MODEL-8F Convey FL4 (H74939266070), Convey™ Guiding Catheter, MODEL-8F Convey FL4.5 (H74939266080), Convey™ Guiding Catheter, MODEL-8F Convey FL5 (H74939266090), Convey™ Guiding Catheter, MODEL-8F Convey FL6 (H74939266100), Convey™ Guiding Catheter, MODEL-8F Convey FR3 (H749392664420), Convey™ Guiding Catheter, MODEL-8F Convey FR3.5 (H74939266010), Convey™ Guiding Catheter, MODEL-8F Convey FR4 (H74939266020), Convey™ Guiding Catheter, MODEL-8F Convey FR4.5 (H749392665140), Convey™ Guiding Catheter, MODEL-8F Convey FR5 (H74939266030), Convey™ Guiding Catheter, MODEL-8F Convey FR6 (H74939266040), Convey™ Guiding Catheter, MODEL-8F Convey HS (H74939266410), Convey™ Guiding Catheter, MODEL-8F Convey IM (H74939266260), Convey™ Guiding Catheter, MODEL-8F Convey JL3 (H749392666600), Convey™ Guiding Catheter, MODEL-8F Convey JL3.5 (H749392666610), Convey™ Guiding Catheter, MODEL-8F Convey JL4 (H749392666620), Convey™ Guiding Catheter, MODEL-8F Convey JL4.5 (H749392666630), Convey™ Guiding Catheter, MODEL-8F Convey JL5 (H749392666640), Convey™ Guiding Catheter, MODEL-8F Convey JL6 (H749392666650), Convey™ Guiding Catheter, MODEL-8F Convey JR3 (H749392666840), Convey™ Guiding Catheter, MODEL-8F Convey JR3.5 (H749392666850), Convey™ Guiding Catheter, MODEL-8F Convey JR4 (H749392666860), Convey™ Guiding Catheter, MODEL-8F Convey JR4.5 (H749392666870), Convey™ Guiding Catheter, MODEL-8F Convey JR5 (H749392666880), Convey™ Guiding Catheter, MODEL-8F Convey JR6 (H749392666890), Convey™ Guiding Catheter, MODEL-8F Convey LCB (H74939266250), Convey™ Guiding Catheter, MODEL-8F Convey LeftBU3 (H749392667130), Convey™ Guiding Catheter, MODEL-8F Convey LeftBU3.25 (H749392667290), Convey™ Guiding Catheter, MODEL-8F Convey LeftBU3.5 (H749392667140), Convey™ Guiding Catheter, MODEL-8F Convey LeftBU3.75 (H749392667150), Convey™ Guiding Catheter, MODEL-8F Convey LeftBU4 (H749392667160), Convey™ Guiding Catheter, MODEL-8F Convey LeftBU4.25 (H749392667300), Convey™ Guiding Catheter, MODEL-8F Convey LeftBU4.5 (H749392667170), Convey™ Guiding Catheter, MODEL-8F Convey LeftBU4.75 (H749392667310), Convey™ Guiding Catheter, MODEL-8F Convey LeftBU5 (H749392667180), Convey™ Guiding Catheter, MODEL-8F Convey MPA (H749392667670), Convey™ Guiding Catheter, MODEL-8F Convey RC3.5 SC (H74939266460), Convey™ Guiding Catheter, MODEL-8F Convey RC4 SC (H749392664480), Convey™ Guiding Catheter, MODEL-8F Convey RC5 SC (H749392667340), Convey™ Guiding Catheter, MODEL-8F Convey RCB (H74939266240), Convey™ Guiding Catheter, MODEL-8F Convey AL.75 SH (H749392661240), Convey™ Guiding Catheter, MODEL-8F Convey AL1 SH (H | MONTAL | 2023-05-10T00:00:00.000+02:00 | PendraCare International B.V., Van der Waalspark 22, 9351 VC Leek, The Netherlands | Convey™ Guiding Catheter, MODEL-5F Convey AL.75 (H74939228220), Convey™ Guiding Catheter, MODEL-5F Convey AL1 (H74939228190), Convey™ Guiding Catheter, MODEL-5F Convey AL1.5 (H74939228850), Convey™ Guiding Catheter, MODEL-5F Convey AL2 (H74939228200), Convey™ Guiding Catheter, MODEL-6F Convey AL.75 (H74939264220), Convey™ Guiding Catheter, MODEL-6F Convey AL1 (H74939264190), Convey™ Guiding Catheter, MODEL-6F Convey AL1.5 (H74939264850), Convey™ Guiding Catheter, MODEL-6F Convey AL2 (H74939264200), Convey™ Guiding Catheter, MODEL-6F Convey AL3 (H74939264210), Convey™ Guiding Catheter, MODEL-6F Convey AR1 (H74939264170), Convey™ Guiding Catheter, MODEL-6F Convey AR2 (H74939264180), Convey™ Guiding Catheter, MODEL-6F Convey ART3 (H749392644960), Convey™ Guiding Catheter, MODEL-6F Convey ART3.5 (H749392644980), Convey™ Guiding Catheter, MODEL-6F Convey MPA (H749392647670), Convey™ Guiding Catheter, MODEL-6F Convey RADIAL (H749392644720), Convey™ Guiding Catheter, MODEL-6F Convey RB (H749392647690), Convey™ Guiding Catheter, MODEL-6F Convey RBL3.5 (H749392647350), Convey™ Guiding Catheter, MODEL-6F Convey RBL4 (H749392647360), Convey™ Guiding Catheter, MODEL-6F Convey RBL4.5 (H749392647370), Convey™ Guiding Catheter, MODEL-6F Convey RBR3 (H749392647380), Convey™ Guiding Catheter, MODEL-6F Convey RBR3.5 (H749392647390), Convey™ Guiding Catheter, MODEL-6F Convey RBR4 (H749392647400), Convey™ Guiding Catheter, MODEL-6F Convey RC3.5 SC (H74939264460), Convey™ Guiding Catheter, MODEL-6F Convey RC4 SC (H749392644480), Convey™ Guiding Catheter, MODEL-6F Convey RC5 SC (H749392647340), Convey™ Guiding Catheter, MODEL-6F Convey RCB (H74939264240), Convey™ Guiding Catheter, MODEL-6F Convey TIG3 (H749392647410), Convey™ Guiding Catheter, MODEL-6F Convey TIG3.5 (H749392647420), Convey™ Guiding Catheter, MODEL-6F Convey ART3.75 (H749392647320), Convey™ Guiding Catheter, MODEL-6F Convey ART4 (H749392645000), Convey™ Guiding Catheter, MODEL-6F Convey ART4.25 (H749392647330), Convey™ Guiding Catheter, MODEL-6F Convey ART4.5 (H749392645020), Convey™ Guiding Catheter, MODEL-6F Convey CLS3 (H749392645730), Convey™ Guiding Catheter, MODEL-6F Convey CLS3.25 (H749392647260), Convey™ Guiding Catheter, MODEL-6F Convey CLS3.5 (H749392645740), Convey™ Guiding Catheter, MODEL-6F Convey CLS3.75 (H749392647270), Convey™ Guiding Catheter, MODEL-6F Convey CLS4 (H749392645750), Convey™ Guiding Catheter, MODEL-6F Convey CLS4.25 (H749392647280), Convey™ Guiding Catheter, MODEL-6F Convey CLS4.5 (H749392645760), Convey™ Guiding Catheter, MODEL-6F Convey FCL3 (H749392647250), Convey™ Guiding Catheter, MODEL-6F Convey FCL3.5 (H749392642720), Convey™ Guiding Catheter, MODEL-6F Convey FCL4 (H749392642730), Convey™ Guiding Catheter, MODEL-6F Convey FCL4.5 (H749392642740), Convey™ Guiding Catheter, MODEL-6F Convey FCL5 (H749392642750), Convey™ Guiding Catheter, MODEL-6F Convey FL3 (H74939264050), Convey™ Guiding Catheter, MODEL-6F Convey FL3.5 (H74939264060), Convey™ Guiding Catheter, MODEL-6F Convey FL4 (H74939264070), Convey™ Guiding Catheter, MODEL-6F Convey FL4.5 (H74939264080), Convey™ Guiding Catheter, MODEL-6F Convey FL5 (H74939264090), Convey™ Guiding Catheter, MODEL-6F Convey FL6 (H74939264100), Convey™ Guiding Catheter, MODEL-6F Convey FR3 (H749392644420), Convey™ Guiding Catheter, MODEL-6F Convey FR3.5 (H74939264010), Convey™ Guiding Catheter, MODEL-6F Convey FR4 (H74939264020), Convey™ Guiding Catheter, MODEL-6F Convey FR4.5 (H749392645140), Convey™ Guiding Catheter, MODEL-6F Convey FR5 (H74939264030), Convey™ Guiding Catheter, MODEL-6F Convey FR6 (H74939264040), Convey™ Guiding Catheter, MODEL-6F Convey HS (H74939264410), Convey™ Guiding Catheter, MODEL-6F Convey IM (H74939264260), Convey™ Guiding Catheter, MODEL-6F Convey JL3 (H749392646600), Convey™ Guiding Catheter, MODEL-6F Convey JL3.5 (H749392646610), Convey™ Guiding Catheter, MODEL-6F Convey JL4 (H749392646620), Convey™ Guiding Catheter, MODEL-6F Convey JL4.5 (H749392646630), Convey™ Guiding Catheter, M | Klasa III | Convey™ Guiding Catheter jane katetere udhezuese vaskulare te destinuara per perdorim në procedurat vaskulare | Pajisje nje perdorimeshe
14077 | Fialetta Odontoiatrica D.M. | F A R M A T E CH | 2023-05-11T00:00:00.000+02:00 | Biofarma S.r.l. Via Castelliere, 2 - 33036 Mereto di Tomba (UD) Italia | Fialetta Odontoiatrica D.M. | Klasa III | Solucion dentar për aplikim topik në rastet e dhimbjes së shkaktuar nga kariesi | Tjeter
14126 | X.ACT Carotid Stent System, X.ACT 7mm, 20mm Straight XRX 020 07S, X.ACT Carotid Stent System, X.ACT 8mm, 20mm Straight XRX 020 08S, X.ACT Carotid Stent System, X.ACT 9mm, 20mm Straight XRX 020 09S, X.ACT Carotid Stent System, X.ACT 10mm, 20mm Straight XRX 020 10S, X.ACT Carotid Stent System, X.ACT 7mm, 30mm Straight XRX 030 07S, X.ACT Carotid Stent System, X.ACT 8mm, 30mm Straight XRX 030 08S, X.ACT Carotid Stent System, X.ACT 9mm, 30mm Straight XRX 030 09S, X.ACT Carotid Stent System, X.ACT 10mm, 30mm Straight XRX 030 10S, X.ACT Carotid Stent System, X.ACT 8-6mm, 30mm Tapered XRX 030 08T, X.ACT Carotid Stent System, X.ACT 9-7mm, 30mm Tapered XRX 030 09T, X.ACT Carotid Stent System, X.ACT 10-8mm, 30mm Tapered XRX 030 10T, X.ACT Carotid Stent System, X.ACT 8-6mm, 40mm Tapered XRX 040 08T, X.ACT Carotid Stent System, X.ACT 9-7mm, 40mm Tapered XRX 040 09T, X.ACT Carotid Stent System, X.ACT 10-8mm, 40mm Tapered XRX 040 10T | DIAL-ALB | 2023-05-16T00:00:00.000+02:00 | Abbott Vascular, 3200 Lakeside Drive, Santa Clara, California 95054, USA | X.ACT Carotid Stent System, X.ACT 7mm, 20mm Straight XRX 020 07S, X.ACT Carotid Stent System, X.ACT 8mm, 20mm Straight XRX 020 08S, X.ACT Carotid Stent System, X.ACT 9mm, 20mm Straight XRX 020 09S, X.ACT Carotid Stent System, X.ACT 10mm, 20mm Straight XRX 020 10S, X.ACT Carotid Stent System, X.ACT 7mm, 30mm Straight XRX 030 07S, X.ACT Carotid Stent System, X.ACT 8mm, 30mm Straight XRX 030 08S, X.ACT Carotid Stent System, X.ACT 9mm, 30mm Straight XRX 030 09S, X.ACT Carotid Stent System, X.ACT 10mm, 30mm Straight XRX 030 10S, X.ACT Carotid Stent System, X.ACT 8-6mm, 30mm Tapered XRX 030 08T, X.ACT Carotid Stent System, X.ACT 9-7mm, 30mm Tapered XRX 030 09T, X.ACT Carotid Stent System, X.ACT 10-8mm, 30mm Tapered XRX 030 10T, X.ACT Carotid Stent System, X.ACT 8-6mm, 40mm Tapered XRX 040 08T, X.ACT Carotid Stent System, X.ACT 9-7mm, 40mm Tapered XRX 040 09T, X.ACT Carotid Stent System, X.ACT 10-8mm, 40mm Tapered XRX 040 10T | Klasa III | Stende Karotide | Pajisje te implantueshme jo aktive
14129 | ET File (#13,16,19,13-19), MT(10/04,15/05,20/06,25/05,30/05,35/04,40/04,45/04,50/04,60/04), EX Files(#15,20,25,30,35,40,15-40), T Pro (ST,PG,E1,E2,E3,E4), T Flex(Opener,Nevigate,T-20,T25/04, T25/06), PX ONE (16/.02), PX WAVE (15/.03), MG3 Blue (20/.10, 15/.03,20/.04,25/.04,25/.06,30/.04, 30/.04), Kiddo (15/.04,20/.04,25/.04,30/.04,25/.06,30/.06), TH6 (V0,V1,V2,T1,T2,T3,T4,T5,V0-T3), S-BLUE II (B0,PX-B,B1,B2), Endostep (#15,20,25,30,35,40), RT file(D1,D2,D3), Paste Carriers (#25,30,35,40,25-40), U File(#15,20,25,30,35,40,25-40), Gates Drills(#1,2,3,4,5,6,1-6), Peeso Reamer(#01,02,03,04,05,06), Diomond Burs(TF,TR,MS,TC,FO,SF,SO,SR,RS,EX,BR,BC,DI,SI,WR,CF,TF,TRS,TCS,FOS,SFS,SOS,EXS,BRS,BCS,DIS,SIS,CFS,TFSS,TRSS,SOSS,DISS,TFL,TRL,TCL,BRL,SFL,CFL), Finishing Burs, Carbide Burs(FG,FGSS,FGOS,RA,RASS,RAOS,HP,HPOS,MLS/ML/F/ XF/UF series), Endo Motors(ZR Rap), Endo Motors(ZR Touch), Endo Motors(MR-AUTO-MOTOR)), Endo Motors(Apex Locator)), Endo Motors(BR Rap), Endo Devices | EURODENTA | 2023-05-15T00:00:00.000+02:00 | Shenzhen Perfect Medical Instruments Co., Ltd 1st Floor,Building C, No.3 Jixia Zao he Keng Industrial Zone, Nanwan Road, Longgang District, Shenzhen 518100 Guangdong P.R. China | ET File (#13,16,19,13-19), MT(10/04,15/05,20/06,25/05,30/05,35/04,40/04,45/04,50/04,60/04), EX Files(#15,20,25,30,35,40,15-40), T Pro (ST,PG,E1,E2,E3,E4), T Flex(Opener,Nevigate,T-20,T25/04, T25/06), PX ONE (16/.02), PX WAVE (15/.03), MG3 Blue (20/.10, 15/.03,20/.04,25/.04,25/.06,30/.04, 30/.04), Kiddo (15/.04,20/.04,25/.04,30/.04,25/.06,30/.06), TH6 (V0,V1,V2,T1,T2,T3,T4,T5,V0-T3), S-BLUE II (B0,PX-B,B1,B2), Endostep (#15,20,25,30,35,40), RT file(D1,D2,D3), Paste Carriers (#25,30,35,40,25-40), U File(#15,20,25,30,35,40,25-40), Gates Drills(#1,2,3,4,5,6,1-6), Peeso Reamer(#01,02,03,04,05,06), Diomond Burs(TF,TR,MS,TC,FO,SF,SO,SR,RS,EX,BR,BC,DI,SI,WR,CF,TF,TRS,TCS,FOS,SFS,SOS,EXS,BRS,BCS,DIS,SIS,CFS,TFSS,TRSS,SOSS,DISS,TFL,TRL,TCL,BRL,SFL,CFL), Finishing Burs, Carbide Burs(FG,FGSS,FGOS,RA,RASS,RAOS,HP,HPOS,MLS/ML/F/ XF/UF series), Endo Motors(ZR Rap), Endo Motors(ZR Touch), Endo Motors(MR-AUTO-MOTOR)), Endo Motors(Apex Locator)), Endo Motors(BR Rap), Endo Devices | Klasa IIa | Instrumenta per kanalet e rrenjeve, freza turbine dhe mikromotori, endomotore | Pajisje dentare
14081 | Alinity c fructosamine reagent kit 09P9922 | LABOPHARMA SHPK | 2023-05-15T00:00:00.000+02:00 | Sentinel Ch. SpA, Via Robert Koch 2 Milan Italy | Alinity c fructosamine reagent kit 09P9922 | In vitro | Jane kite me reagente te analizes sasiore te fruktozmines ne gjak me aparatin analizues Alinity | Pajisje te diagnostifikimit in vitro
14138 | Alinity c Gentamicin Reagent Kit | PEGASUS. | 2023-05-16T00:00:00.000+02:00 | B.R.A.H.M.S GmbH Neuendorfstraße 25, 16761 Hennigsdorf, Germany | Alinity c Gentamicin Reagent Kit 08P5520 | In vitro | Jane kite me reagente te analizes sasiore te gentamicines ne gjak me aparatin analizues Alinity | Pajisje te diagnostifikimit in vitro
14107 | NovaLisa® Brucella IgG (BRUG0050), Microtiterplate (MTP), IgG Sample Dilution Buffer (DIL G), Stop Solution (SOLN STOP), Washing Buffer (WASH BUF 20x), Conjugate (CONJ), TMB Substrate Solution (SUB TMB), Negative Control (CONTROL -), Cut-off Control (CUT OFF), Positive Control (control +) | ALBIOMED | 2023-05-16T00:00:00.000+02:00 | NovaTec Immunodiagnostica GmbH Waldstrasse 23 A6 63128 Dietzenbach Germany | BRUG0050 | In vitro | Analize per percaktimin sasior te antitrupave IgG ndaj antigjenit Brucella ne serumin human; mikrotiterplate, Diluent, stop, wash, konjugat, TMB substrat, kontroll negativ, kontroll cut-off, kontroll pozitiv. | Pajisje te diagnostifikimit in vitro
14085 | Rechargeable Li-ion Battery Pack, 989803190371 | Health & Light | 2023-05-30T00:00:00.000+02:00 | Philips Goldway (Shenzhen) Industrial Inc. No.2 Keji North 3rd Road, Nanshan District, 518057 Shenzhen PEOPLE'S REPUBLIC OF CHINA | 989803190371 | Klasa I | Bateri e rikarikueshme per Defibrilator Efficia DFM100, 989803190371 | Pajisje elektromekanike
14285 | Aspartate Aminotransferase2 | LABOPHARMA SHPK | 2023-06-06T00:00:00.000+02:00 | Abbott Ireland Diagnostics Division Lisnamuck Longford, Co. Longford Ireland | 04T8620, 04T8630 | In vitro | Jane kite me reagente te analizes sasiore te aminotransferazes ne gjak me aparatin analizues Alinity | Pajisje te diagnostifikimit in vitro
14388 | NOVOSYN VIOLET 4/0 (1,5)70CM HR26 (M)DDP | O.E.S DISTRIMED | 2023-06-14T00:00:00.000+02:00 | B Braun Surgical S.A Carretera de Terrasa .121,08191 Rubi (Barcelona)Spain | C0068040 | Klasa III | sutura kirurgjikale,per perdorim ne kirurgji | Pajisje nje perdorimeshe
14218 | Blood glucose test strip rightest GS550 | DELTA PHARMA - AL | 2023-05-31T00:00:00.000+02:00 | Bionime Corporation No. 100 Sec. 2, Daqing St. South Dist., Taichung City 40242 Taiwan | Rightest GS550 | In vitro | Fishat e diabetit Bionime Rightest GS550 janë ideale për diabetikët që vuajnë nga artriti, obeziteti ose ndonjë paralizë. Madhësia më e madhe e fishave e bën më të lehtë diagnostikimin në krahasim me fishat e tjera. Për një rezultat të saktë, këshillohet që të përdoret me pajisjen për matjen e glukozës në gjak Rightest Blood Glucose Meter GM550. | Pajisje te diagnostifikimit in vitro
14227 | A1CD, A1CD2, Hemolyzing Reagent, Hemolyzing Reagent Gen.2 | Labor Dr. Limbach Heidelberg Germany | 2023-05-26T00:00:00.000+02:00 | Roche Diagnostics GmbH, Sandhofer Strasse 116 68305 Mannheim Germany | 07224648190, 08463107190, 05007232190, 04528182190, 11488457122, 04528328190 | In vitro | Reagent per hemoglobinen e glukozuar | Pajisje te diagnostifikimit in vitro
14180 | Anti-HBs, PreciControl Anti-HBs, PreciControl Anti-HBc, PreciControl Anti-HBc IgM, PreciControl HBeAg, PreciControl Anti-HBe, PreciControl Anti-HBc II, Elecsys Anti-HBs II, Elecsys Anti-HBc II, Elecsys Anti-HBc IgM, Elecsys HBeAg, Elecsys Anti-HBe, Preci Control Toxo IgG, Preci Control Toxo IgM, Preci Control Toxo IgG Avidity, Preci control CMV IgG Avidity, Elecsys Toxo IgG, Elecsys Rubella IgM, Elecsys Toxo IgM, Elecsys Toxo IgG Avidity, Elecsys CMV IgG Avidity | Labor Dr. Limbach Heidelberg Germany | 2023-05-29T00:00:00.000+02:00 | Roche Diagnostics GmbH, Sandhofer Strasse 116 68305 Mannheim Germany | 11820524, 11876317, 11876325, 11876333, 11876376, 11876384, 04927931190, 05894816190, 07374160190, 11820567122, 11820583122, 11820613122, 04618823, 04618866, 05802580, 05942322, 04618815190, 04618831190, 04618858190, 05802571190, 05909708190 | In vitro | Reagent per testin Anti HBs, Kontroll Anti HBs, Kontroll Anti-HBc IgM, Kontroll HBeAg, Kontroll Anti-HBe, Kontroll Anti HBc, Reagent per testin Anti-HBs II, Reagent per testin Anti-HBc II, Reagent per testin Anti-HBc IgM, Reagent per testin HBeAg, Reagent per testin Anti-Hbe, Kontroll Toxo IgG, Kontroll Toxo IgM, Kontroll CMV IgG, Reagent per testin Toxo IgG, Reagent per testin Rubella IgM, Reagent per testin Toxo IgM, Reagent per testin CMV IgG | Pajisje te diagnostifikimit in vitro
14181 | CleanCell | Labor Dr. Limbach Heidelberg Germany | 2023-05-29T00:00:00.000+02:00 | Roche Diagnostics GmbH, Sandhofer Strasse 116 68305 Mannheim Germany | 11662970122 | In vitro | Reagent | Pajisje te diagnostifikimit in vitro
14299 | PreciControl Rubella IgM | Labor Dr. Limbach Heidelberg Germany | 2023-05-29T00:00:00.000+02:00 | Roche Diagnostics GmbH, Sandhofer Strasse 116 68305 Mannheim Germany | 4618840190 | In vitro | Kontroll per Rubella igM | Pajisje te diagnostifikimit in vitro
14302 | PreciControl HIV Gen II | Labor Dr. Limbach Heidelberg Germany | 2023-05-29T00:00:00.000+02:00 | Roche Diagnostics GmbH, Sandhofer Strasse 116 68305 Mannheim Germany | 6924107190 | In vitro | Kontroll HIV | Pajisje te diagnostifikimit in vitro
14090 | SCHUBERT BIOPSY FORCEPS - 21 cm | MONTAL | 2023-06-01T00:00:00.000+02:00 | GIMA S.p.A Via Marconi, 1, 20060 Gessate (MI)- Italy | 26808 | Klasa I | Instrument gjinekologjik per biopsi | Instrumenta shumeperdorimeshe
14092 | Trollery ( for medical use) / MT-206, MT-207, MT-206(S) | MSE | 2023-05-31T00:00:00.000+02:00 | Edan Instruments, Inc. #15 Jinhui Road,Jinsha Community, Kengzi Sub-District . Pingshan District, 518122 Shenzhen, P.R.China. | Carts, Instrument / 10641 | Klasa I | Karroce per te mbajtur monitorin e pacientit | Tjeter
14253 | HI-TORQUE PILOT 50 Guide Wire with Hydrophilic Coating , HI-TORQUE PILOT 150 Guide Wire with Hydrophilic Coating , HI-TORQUE PILOT 200 Guide Wire with Hydrophilic Coating | DIAL-ALB | 2023-06-07T00:00:00.000+02:00 | Abbott Medical, 3200 Lakeside Drive, Santa Clara, California 95054, USA | 1010485-HJ, 1010480-H, 1010480-HJ, 1010483-H, 1010483-HJ, 1010481-H, 1010481-HJ, 1010484-H, 1010484-HJ, 1010482-H, 1010482-HJ, 1010485-H | Klasa III | Tel udhezues per koronarografi | Pajisje nje perdorimeshe
14161 | PLASTIC BUR BLOCKS 35 HOLES – FG, PLASTIC BUR BLOCKS 35 HOLES – RA, PLASTIC BUR BLOCKS 21 HOLES – HP, PLASTIC BUR BLOCKS 7 HOLES – HP | Primary Dental | 2023-06-07T00:00:00.000+02:00 | 3R Indústria e Comércio LTDA Ptolomeu, 290 – CEP: 04762-040 - São Paulo – SP – Brasil | 10.060.001, 10.060.002, 10.060.003, 10.060.004 | Klasa I | Kuti plastike te sterilizueshme per mbajtjen e frezave dhe instrumentave dentare te imeta | Pajisje dentare
14093 | Flat-Panel Display, EndoVue 19", Flat-Panel Display, EndoVue 21", Flat-Panel Display, EndoVue 24", Flat-Panel Display, EndoVue 32", Flat-Panel Display, EndoVue 55" | MONTAL | 2023-06-05T00:00:00.000+02:00 | NDS Surgical Imaging LLC, 5750 Hellyer Avenue, San Jose, California 95138, United States | BC-SX19-wxyzz, BC-WU21-wxyzz, BC-WU24-wxyzz, BC-WK32-wxyzz, BC-WK55-wxyzz | Klasa I | Ekran per paraqitjen e videove dhe imazheve grafike me cilesi te larte | Instrumenta shumeperdorimeshe
14094 | Radiance 19in, 24in, 26in, 27in, 32in, 42in | MONTAL | 2023-06-05T00:00:00.000+02:00 | NDS Surgical Imaging LLC, 5750 Hellyer Avenue, San Jose, California 95138, United States | SC-WUxx-wxyzz | Klasa I | Ekran per paraqitjen e videove dhe imazheve grafike me cilesi te larte | Instrumenta shumeperdorimeshe
14368 | Rabbit Monoclonal Negative Control Ig | E v i t a | 2023-06-07T00:00:00.000+02:00 | Ventana Medical Systems Inc. 1910 E Innovation Park Drive Tucson, AZ 85755, USA | 06683380001 / 790-4795 | In vitro | Xhama kontrolli negativ per perdorim ne laboratorin imunohistokimik | Pajisje te diagnostifikimit in vitro
14095 | AJL VISC I% "AJL VISC" - 1.0% Sodium Hyaluronate, AJL VISC 1,4% "AJL VISC" - l .4% Sodium Hyaluronate, AJL VISC 2% "AJL VISC" - 2.0% Sodium Hyaluronate, AJL VISC 3% "AJL VISC" - 3.0% Sodium Hyaluronate, AJL CELL 2% "AJL CELL" - 2.0% Hydroxypropylmethyl cellulose (HPMC) | GEN - ALB FARMA | 2023-05-10T00:00:00.000+02:00 | AJL OPHTHALMIC, S.A. PARQUE TECNOLOGICO DE ALAVA, FERDINAND ZEPPELIN, 1 01510 MINANO (ALAVA) SPAIN | AJL VISC I% "AJL VISC" - 1.0% Sodium Hyaluronate, AJL VISC 1,4% "AJL VISC" - l .4% Sodium Hyaluronate, AJL VISC 2% "AJL VISC" - 2.0% Sodium Hyaluronate, AJL VISC 3% "AJL VISC" - 3.0% Sodium Hyaluronate, AJL CELL 2% "AJL CELL" - 2.0% Hydroxypropylmethyl cellulose (HPMC) | Klasa IIb | Një lëng artificial jo i implantueshëm, gjysmë lëngu ose një substancë viskoelastike e destinuar për t'u përdorur për të zëvendësuar lëngun qelqor ose ujor brenda syrit për të ndihmuar në lehtësimin e kryerjes së operacionit okulistik | Pajisje te implantueshme aktive
14052 | Alinity c Opiates Reagent Kit 09P6520, Alinity c Opiates Qual Calibrator Kit 09P6501 | PEGASUS. | 2023-05-15T00:00:00.000+02:00 | Microgenics Corporation 46500 Kato road Fremont CA 94538 USA | Alinity c Opiates Reagent Kit 09P6520, Alinity c Opiates Qual Calibrator Kit 09P6501 | In vitro | Jane kite me reagente te analizes sasiore te opiateve ne gjak me aparatin analizues Alinity, Jane kite me reagente mates te precizionit te analizes sasiore te opiateve ne gjak me aparatin analizues Alinity | Pajisje te diagnostifikimit in vitro
14079 | Alinity c Opiates Reagent Kit 09P6520, Alinity c Opiates Qual Calibrator Kit 09P6501, Alinity c Opiates Semiquant Calibrator Kit 09P6502 | LABOPHARMA SHPK | 2023-05-15T00:00:00.000+02:00 | Microgenics Corporation 46500 Kato road Fremont CA 94538 USA | Alinity c Opiates Reagent Kit 09P6520, Alinity c Opiates Qual Calibrator Kit 09P6501, Alinity c Opiates Semiquant Calibrator Kit 09P6502 | In vitro | Jane kite me reagente te analizes sasiore te opiateve ne gjak me aparatin analizues Alinity, Jane kite me reagente mates te precizionit te analizes sasiore te opiateve ne gjak me aparatin analizues Alinity | Pajisje te diagnostifikimit in vitro
14131 | Puriset-Y 2 ways urology set 091313, 2 ways urology set 091317, 2 ways urology set 091317/A, accessory urological set 091317/AC, 1 way urology set 091317/1, 1 way urology set 091317/1/A, luer lock urology set 091317/LL, Y urology set 091317/Y, Y urology set 091317/Y/G, Y urology set 091317/Y/I, luer lock urology set 091317/1LL, Urology set with check valve 091317/1/VNR, 3 ways urology set 091317/3, 5 ways urology set 091317/5, urological connection 091318, 1 way urology set 091317/1/ND, 2 ways urology set 091317/ND, 2 ways urology set 091317/Y/ND, 3 ways urology set 091317/3/ND, 2 ways urology set 091317/YF/G | O.E.S DISTRIMED | 2023-05-17T00:00:00.000+02:00 | Multimedical s.r.l-Via Guido Rossa n,69,71,73-46019 Viadana (MN) | Puriset-Y 2 ways urology set 091313, 2 ways urology set 091317, 2 ways urology set 091317/A, accessory urological set 091317/AC, 1 way urology set 091317/1, 1 way urology set 091317/1/A, luer lock urology set 091317/LL, Y urology set 091317/Y, Y urology set 091317/Y/G, Y urology set 091317/Y/I, luer lock urology set 091317/1LL, Urology set with check valve 091317/1/VNR, 3 ways urology set 091317/3, 5 ways urology set 091317/5, urological connection 091318, 1 way urology set 091317/1/ND, 2 ways urology set 091317/ND, 2 ways urology set 091317/Y/ND, 3 ways urology set 091317/3/ND, 2 ways urology set 091317/YF/G | Is | Sete dhe aksesore per urologji | Pajisje nje perdorimeshe
13988 | ABSORBENT COTTON WOOL | ÇENE | 2023-05-15T00:00:00.000+02:00 | SEPA MENSUCAT SAN. TiC.A.S/ Istoc 9. Ada No: 134 10 Yol Bagcilar-Istanbul Turkiye | ABSORBENT COTTON WOOL | Klasa I | Pambuk hidrofil | Tjeter
14146 | NovaLisa® Rubella Virus IgG (RUBG0400), Microtiterplate (MTP), IgG Sample Dilution Buffer (DIL G), Stop Solution (SOLN STOP), Washing Buffer (WASH BUF 20x), Conjugate (CONJ), TMB Substrate Solution (SUB TMB), Standards (CAL A-D) | ALBIOMED | 2023-05-16T00:00:00.000+02:00 | NovaTec Immunodiagnostica GmbH Waldstrasse 23 A6 63128 Dietzenbach Germany | RUBG0400 | In vitro | Analize per percaktimin sasior te antitrupave IgG ndaj antigjenit Rubella Virus ne serumin human; mikrotiterplate, Diluent, stop, wash, konjugat, TMB substrat, Standarte (A-D). | Pajisje te diagnostifikimit in vitro
14168 | Cardioline touchECG | BIOMETRIC ALBANIA | 2023-05-19T00:00:00.000+02:00 | CARDIOLINE S.p.A., headquarters in Via Linz 151 – 38121 Trento - Italy | 81019579 | Klasa IIa | Elektrokardiografi interpretuese | Pajisje elektromekanike
14153 | PreciControl Maternal Care | E v i t a | 2023-05-19T00:00:00.000+02:00 | Roche Diagnostics GmbH Sandhofer Strasse 116 68305 Mannheim Germany | 08740062190, 08740062922 | In vitro | Kontroll per kontrollin e testeve te Bitestit ne laborator | Pajisje te diagnostifikimit in vitro
14173 | KW HAEMO 310C (HR) | BIOMETRIC ALBANIA | 2023-05-19T00:00:00.000+02:00 | KW APPARECCHI SCIENTIFICI SRL - Via della Resistenza 119, 53035 Monteriggioni (SI) – ITALY | HAEMO 310C (HR) | Klasa IIa | Frigorifer per ruajtjen e gjakut | Pajisje elektromekanike
14328 | Ultrasound scanner, SW Option | PEGASUS. | 2023-05-25T00:00:00.000+02:00 | Samsung Medison Co., Ltd 3360 Hanseo-ro, Nam-myein, Hongcheon-gun, Gangwon-do 25108 Republic of Korea | V6, V6 2D Follicle™, V6 5D CNS+™, V6 5D Follicle™, V6 5D Heart Color™, V6 5D LB™, V6 5D Limb Vol. TM, V6 5D NT™, V6 ADVR™, V6 ArterialAnalysis™, V6 AutoIMT+, V6 AutoEF, V6 BiometryAssist ™, V6 Cardiac Measurement, V6 CEUS+, V6 CrystalVue, V6 CrystalVue Flow ™, V6 CW Function, V6 DICOM, V6 E-Cervix ™, V6 E-Strain ™, V6 ElastoScan+ ™, V6 Expended Storage (1TB), V6 EzExam+ ™, V6 EzHRI ™, V6 HeartAssist ™, V6 HDVI™, V6 HQ-Vision™, SAMSUNG MEDISON CO., LTD, V6 IOTA-ADNEX, V6 LaborAssist™, V6 LumiFlow™, V6 Mobile Export, V6 MPI+, V6 MV-Flow™, V6 NeedleMate+ ™, V6 NerveTrack ™, V6 Panoramic+, V6 QUS ™ (TAI ™, TSI ™), V6 RealisticVue TM, V6 S-Detect ™ for Breast, V6 S-Detect ™ for Thyroid, V6 S-Fusion ™, V6 S-Shearwave Imaging ™, V6 Smart 4D, V6 SonoSync ™, V6 Strain+, V6 StressEcho, V6 System Activation, V6 UterineAssist ™, V6 ViewAssist ™, V6 XI STIC, V6 SEE Stream | Klasa IIa | Eshte skaner me ultratinguj qe perdoret ne nje game te gjere ekzaminimesh klinike., Eshte sonde e skanerit me ultratinguj Ultrasound Scanner V6. | Pajisje te diagnostifikimit in vitro
14176 | Defibrillator/Monitor Efficia DFM100 | Health & Light | 2023-05-30T00:00:00.000+02:00 | Philips Goldway (Shenzhen) Industrial Inc. No.2 Keji North 3rd Road, Nanshan District, 518057 Shenzhen PEOPLE'S REPUBLIC OF CHINA | 866199 | Klasa IIb | Defibrilator/Monitor Efficia DFM 100 | Pajisje elektromekanike
14293 | Cell Wash Solution I/NaOH-D, Basic Wash | Labor Dr. Limbach Heidelberg Germany | 2023-05-26T00:00:00.000+02:00 | Roche Diagnostics GmbH, Sandhofer Strasse 116 68305 Mannheim Germany | 04880285190, 04880285214, 07531869190, 08302545190, 08453209190 | In vitro | solucion per reaksion, Baze | Pajisje te diagnostifikimit in vitro
14231 | AssayTip | Labor Dr. Limbach Heidelberg Germany | 2023-05-29T00:00:00.000+02:00 | Roche Diagnostics GmbH, Sandhofer Strasse 116 68305 Mannheim Germany | 11706799001 | In vitro | Maja per analiza | Pajisje te diagnostifikimit in vitro
14305 | Monoklonales Testreagenz Anti-D | KRIJON | 2023-06-02T00:00:00.000+02:00 | Sifin diagnostics gmbh, Berliner Allee 317-321, 13088 Berlin, Germany | Anti D | In vitro | Reagentët e testit monoklonal përdoren për të zbuluar antigjenet e rezusit me anë të aglutinimit të qelizave e kuqe te gjakut. | Pajisje te diagnostifikimit in vitro
14250 | Confirm anti-Calretinin (SP65) Rabbit Monoclonal Primary Antibody | E v i t a | 2023-06-02T00:00:00.000+02:00 | Ventana Medical Systems, lnc. 1910 E. lnnovation Park Drive Tucson, AZ 85755 USA | 05992184001 / 790-4467 | In vitro | Reagent monoklonal per detektimin e Calretinines ne imunohistokimi | Pajisje te diagnostifikimit in vitro
14251 | Reference Electrode | E v i t a | 2023-06-02T00:00:00.000+02:00 | Roche Diagnostics GmbH Sandhofer Strasse 116 68305 Mannheim Germany | 21029398001 | In vitro | Elektrode referente per pajisjet laboratorike mjekesore | Pajisje te diagnostifikimit in vitro
14360 | Ball abutment Ø4.1 NP - 4.0, Ball abutment + O'RING Ø4.1 NP - 6.0, Ball abutment Ø4.1 NP - 6.0, Single-unit RP, Gold palladium abutment Ø4.6 NP, Gold palladium abutment Ø5.0 WP, Gold palladium abutment Ø6.3 XLP, Angled abutment Ø4.6 NP - 15°, Angled abutment Ø4.6 NP - 20°, Angled abutment Ø5.1 RP - 15°, Angled abutment Ø5.1 RP - 20°, Angled abutment Ø5.8 WP - 15°, Angled abutment Ø5.8 WP - 20°, Angled abutment Ø6.5 XLP - 15°, Angled abutment Ø6.5 XLP - 20°, Straight abutment Ø4.6 NP - 1.0, Straight abutment Ø4.6 NP - 2.0, Straight abutment Ø4.6 NP - 3.0, Straight abutment Ø5.1 RP - 2.0, Straight abutment Ø5.1 RP - 3.0, Straight abutment Ø5.8 WP - 1.0, Straight abutment Ø5.8 WP - 2.0, Straight abutment Ø5.8 WP - 3.0, Straight abutment Ø6.5 XLP - 1.0, Straight abutment Ø6.5 XLP - 2.0, Straight abutment Ø6.5 XLP - 3.0, Pre-milled Blank Ø5.1 RP, Pre-milled Blank Ø5.8 WP, Pre-milled Blank Ø6.5 XLP, Solid abutment Ø4.8 ht 1 ht4.0, Solid abutment Ø4.8 ht 2 ht4.0, Solid abutment Ø4.8 ht 3 ht4.0, Solid abutment Ø4.8 ht 1 ht5.5, Solid abutment Ø4.8 ht 2 ht5.5, Solid abutment Ø4.8 ht 3 ht5.5, Temporary abutment, Sleeve Screw M2.0, Abutment screw M2.0, Abutment, Titanium cap, Customized abutment Single/Unit, Abutment Ø4.8 / 2 - 17°, Abutment Ø4.8 / 3 - 17°, Abutment Ø4.8 / 4 - 17°, Abutment Ø4.8 / 3 - 30°, Abutment Ø4.8 / 4 - 30°, Abutment Ø4.8 - 1.0, Abutment Ø4.8 - 2.0, Abutment Ø4.8 - 3.0, Abutment Ø4.8 - 4.0, Multi-unit Extra Large, Pre-milled Blank Single/Unit, Abutment screw M2.0 - 17°/30°, Sleeve screw M1.4, Abutment screw M2.0 - 0°/4.0, Abutment screw M2.0 - 0°/1.0, Abutment screw M2.0 - 0°/2.0, Abutment screw M2.0 - 0°/3.0, Sleeve screw M1.6, Pre-milled Blank compatible ZIMMER Screw Vent Ø3.5, Multi-unit compatible ZIMMER Screw Vent Ø3.5, Single-unit compatible ZIMMER Screw Vent Ø3.5, Single unit h 2 compatible Zimmer Screw-Vent Ø3,5, Pre-milled Blank compatible ZIMMER Screw Vent Ø4.5, Multi-unit compatible ZIMMER Screw Vent Ø4.5, Single-unit compatible ZIMMER Screw Vent Ø4.5, Single unit h 2 compatible Zimmer Screw-Vent Ø4,5, Pre-milled Blank compatible ZIMMER Screw Vent Ø5.7, Multi-unit compatible ZIMMER Screw Vent Ø5.7, Single-unit compatible ZIMMER Screw Vent Ø5.7, Scannable healing abutment iphysio C1, Angled abutment Ø5.1 RP 1 - 15°, Angled abutment Ø5.1 RP 2 - 15°, Angled abutment Ø5.1 RP 3 - 15°, Angled abutment Ø5.1 RP 1 - 20°, Angled abutment Ø5.1 RP 2 - 20°, Angled abutment Ø5.1 RP 3 - 20°, Angled abutment Ø5.2 C1=0.5 - 7°, Angled abutment Ø5.2 C2S1=1.5 - 7°, Angled abutment Ø5.2 C3S2=2.5 - 7°, Angled abutment Ø5.2 C4S3=3.5 - 7°, Angled abutment Ø5.2 C1=0.5 - 15°, Angled abutment Ø5.2 C2S1=1.5 - 15° | AMBROSE DENTAL INSTITUTE | 2023-06-14T00:00:00.000+02:00 | EUROTEKNIKA 726 AVENUE DU GENERAL DE GAULLE 74700 SALLANCHES - France | UPA_OR40MAL E, UPA_OR60, UPA_OR60MALE, UPC_PTC41, UPC_PTO41, UPS_BSH46.10, UPS_BSH50.10, UPS_BSH63.10, UPS_BSR46.10, UPS_BSR50.10, UPS_BSR63.10, UPS_PA46.15, UPS_PA46.20, UPS_PA51.15, UPS_PA51.20, UPS_PA58.15, UPS_PA58.20, UPS_PA65.15, UPS_PA65.20, UPS_PD46.10, UPS_PD46.20, UPS_PD46.30, UPS_PD51.10, UPS_PD51.20, UPS_PD51.30, UPS_PD58.10, UPS_PD58.20, UPS_PD58.30, UPS_PD65.10, UPS_PD65.20, UPS_PD65.30, UPS_PER.51, UPS_PER.58, UPS_PER.65, UPS_PP48.40.1, UPS_PP48.40.2, UPS_PP48.40.3, UPS_PP48.55.1, UPS_PP48.55.2, UPS_PP48.55.3, UPS_PT41.100, UPS_PTR41.10 0, UPS_VCH20.79, UPS_VTH20.51, UPS_VTH20.79, UPV_BOT48.11 | Klasa IIb | Implante dentare dhe aksesore qe perdoren per zevendesimin e dhembeve ne goje. | Pajisje dentare
| °, Angled abutment Ø5.2 C3S2=2.5 - 15°, Angled abutment Ø5.2 C4S3=3.5 - 15°, (FR) Pilier angulé Ø5.2 C1=0.5 - 20°, (FR) Pilier angulé Ø5.2 C2S1=1.5 - 20°, (FR) Pilier angulé Ø5.2 C3S2=2.5 - 20°, (FR) Pilier angulé Ø5.2 C4S3=3.5 - 20°, (FR) Pilier angulé Ø5.8 WP 1 - 15°, (FR) Pilier angulé Ø5.8 WP 1W - 15°, (FR) Pilier angulé Ø5.8 WP 2 - 15°, (FR) Pilier angulé Ø5.8 WP 3 - 15°, (FR) Pilier angulé Ø5.8 WP 3/2 - 15°, (FR) Pilier angulé Ø5.8 WP 1 - 20°, (FR) Pilier angulé Ø5.8 WP 1W - 20°, (FR) Pilier angulé Ø5.8 WP 2 - 20°, (FR) Pilier angulé Ø5.8 WP 3 - 20°, (FR) Pilier angulé Ø5.8 WP 3/2 - 20°, (FR) Pilier angulé Ø6.0 C2S1=1.5 - 7°, (FR) Pilier angulé Ø6.0 C3S2=2.5 - 7°, (FR) Pilier angulé Ø6.0 C4S3=3.5 - 7°, (FR) Pilier angulé Ø6.0 C2S1=1.5 - 15°, (FR) Pilier angulé Ø6.0 C3S2=2.5 - 15°, (FR) Pilier angulé Ø6.0 C4S3=3.5 - 15°, (FR) Pilier angulé Ø6.0 C2S1=1.5 - 20°, (FR) Pilier angulé Ø6.0 C3S2=2.5 - 20°, Angled abutment Ø6.0 C4S3=3.5 - 20°, Customizable abutment Ø4.6 - 2.0, Customizable abutment Ø5.1 - 2.0, Customizable abutment Ø5.8 - 2.0, Customizable abutment Ø5.8 - 3.0, Customizable abutment Ø6.0 - 1,0, Customizable abutment Ø3.0 h2, Customizable abutment Ø4.6 - 0.5, Straight abutment Ø3.0 h1, Straight abutment Ø3.0 h3, Straight abutment Ø3.0 h5, Straight abutment Ø3.6 C1=0.5, Straight abutment Ø3.6 C2S1=1.5, Straight abutment Ø3.6 C3S2=2.5, Straight abutment Ø3.6 C4S3=3.5, Straight abutment Ø3.6 C5S4=4.5, Straight abutment CONHEX, Straight abutment Ø4.6 C1=0., Straight abutment Ø4.6 C2S1=1., Straight abutment Ø4.6 C2S1=1.5, Straight abutment Ø4.6 C3S2=2.5, Straight abutment Ø4.6 C4S3=3.5, Straight abutment Ø4.6 C5S4=4.5, Straight abutment Ø5.1 RP - 1.0, Straight abutment Ø5.1 RP -, Straight abutment Ø5.1 RP - 4.0, Straight abutment Ø5.2 C1=0.5, Straight abutment Ø5.2 C2S1=1., Straight abutment Ø5.2 C2S1=1.5, Straight abutment Ø5.2 C3S2=2.5, Straight abutment Ø5.2 C4S3=3.5, Straight abutment Ø5.2 C5S4=4.5, Straight abutment Ø5.8 WP - 1, Straight abutment Ø5.8 WP - 2, Straight abutment Ø5.8 WP - 1W, Straight abutment Ø5.8 WP - 3/, Straight abutment Ø5.8 WP - 4/3, Straight abutment Ø5.8 WP - 4W, Straight abutment Ø6.0 ht 1.5, Straight abutment Ø6.0 C3S2=2.5, Straight abutment Ø6.0 C4S3=3.5, Straight abutment Ø6.0 C5S4=4.5, Pre-milled Blank Naturex/Conhex Ø3.0, Pre-milled Blank Ø3.0, Pre-milled Blank NP, Pre-milled Blank NP Cerec, Pre-milled Blank RP, Pre-milled Blank WP, Solid abutment Ø3.0 h1 - 5.5, Solid abutment Ø3.0 h3- 5.5, Solid abutment Ø3.0 h5- 5.5, Solid abutment Ø3.6 C1=0.5 - 4.0, Solid abutment Ø3.6 C2S1=1.5 - 4.0, Solid abutment Ø3.6 C3S2=2.5 - 4.0, Solid abutment Ø3.6 C4S3=3.5 - 4.0, Solid abutment Ø3.6 C5S4=4.5 - 4.0, Solid abutment Ø3.6 C1=0.5 - 5.5, Solid abutment Ø3.6 C2S1=1.5 - 5.5, Solid abutment Ø3.6 C3S2=2.5 - 5.5, Solid abutment Ø3.6 C4S3=3.5 - 5.5, Solid abutment Ø3.6 C5S4=4.5 - 5.5, Solid abutment Ø4.8 C1=0.5 - 4.0, Solid abutment Ø4.8 C2S1=1.5 - 4.0, Solid abutment Ø4.8 C3S2=2.5 - 4.0, Solid abutment Ø4.8 C4S3=3.5 - 4.0, Solid abutment Ø4.8 C5S4=4.5 - 4.0, Solid abutment Ø4.8 C1=0.5 - 5.5, Solid abutment Ø4.8 C2S1=1.5 - 5.5, Solid abutment Ø4.8 C3S2=2.5 - 5.5, Solid abutment Ø4.8 C4S3=3.5 - 5.5, Solid abutment Ø4.8 C5S4=4.5 - 5.5, Solid abutment Ø4.8 C1=0.5 - 7.0, Solid abutment Ø4.8 C2S1=1.5 - 7.0, Solid abutment Ø4.8 C3S2=2.5 - 7.0, Solid abutment Ø4.8 C4S3=3.5 - 7.0, Solid abutment Ø4.8 C5S4=4.5 - 7.0, Solid abutment Ø6.5 C2S1=1.5 - 4.0, Solid abutment Ø6.5 C3S2=2.5 - 4.0, Solid abutment Ø6.5 C4S3=3.5 - 4.0, Solid abutment Ø6.5 C5S4=4.5 - 4.0, Solid abutment Ø6.5 C2S1=1.5 - 5.5, Solid abutment Ø6.5 C3S2=2.5 - 5.5, Solid abutment Ø6.5 C4S3=3.5 - 5.5, Solid abutment Ø6.5 C5S4=4.5 - 5.5, Temporary abutment Ø3.0, Direct Temporary abutment Ø3.6 C1=0.5, Temporary abutment Ø3.8 C2S1=1.5, Gold palladium abutment Ø3.0, Gold palladium abutment NP - 1.0, Gold palladium abutment NP - 2.0, Gold palladium abutment RP - 1.0, Gold palladium abutment RP - 2.0, Gold palladium abutment WP - 1.0, Gold palladium abutment WP - 2.0, Gold palladium abutment 17° / 30°, Abutment NP - 2.0, Abutment NP - 3.0, Abutment NP - 4.0, Abutment RP, Abutment WP, Abutment Ø3.8 NP - 1.0, Abutment Ø3.8 NP - 2.2, Abutment Ø3.8 NP - 3.2, Abutment Ø3.8 NP - 4.2, Abutment Ø3.8 NP - 5.2, Abutment Ø3.8 RP - 1.0, Abutment Ø3.8 RP / WP - 1.6/1.0, Abutment Ø3.8 RP - 2.2, Abutment Ø3.8 RP / WP - 3.2/2.2, Abutment Ø3.8 RP / WP - 4.2/3.2, Abutment Ø3.8 RP / WP - 5.2/4.2, Abutment Ø3.8 WP - 5.2, Abutment Ø3.9 NP - 1.0, Abutment Ø3.9 NP - 2.0, Abutment Ø3.9 NP - 3.0, Abutment Ø3.9 NP - 4.0, Abutment Ø3.9 NP - 5.0, Abutment Ø3.8 NP 2 - 17°, Abutment Ø3.8 NP 3 - 17°, Abutment Ø3.8 NP 4 - 17°, Abutment Ø3.8 NP 3 - 30°, Abutment Ø3.8 NP 4 - 30°, Abutment Ø3.8 RP 2 - 17°, Abutment Ø3.8 RP 3 - 17°, Abutment Ø3.8 RP 4 - 17°, Abutment Ø3.8 RP 3 - 30°, Abutment Ø3.8 RP 4 - 30°, Abutment Ø3.8 WP 2 - 17°, Abutment Ø3.8 WP 3 - 17°, Abutment Ø3.8 WP 4 - 17°, Abutment Ø3.8 WP 3 - 30°, Abutment Ø3.8 WP 4 - 30°, Temporary abutment Ø4.6, Abutment Ø4.8 C1=0.5, Abutment Ø4.8 C2S1=1.5, Abutment Ø4.8 C3S2=2.5, Abutment Ø4.8 C4S3=3.5, Abutment Ø4.8 C5S4=4.5, Abutment Ø4.8 C3S2=2.5 - 17°, Abutment Ø4.8 C4S3=3.5 - 17°, Abutment Ø4.8 C5S4=4.5 - 17°, Abutment Ø4.8 C4S3=3.5 - 30°, Abutment Ø4.8 C5S4=4.5 - 30°, Abutment Ø4.8 5.5 - 30°, Sleeve screw M1.8 - 0°, Sleeve screw M1.4 - 17°/30°, Cover screw Ø3.0, Cover screw NP, Cover screw, Cover screw RP, Cover screw WP, Abutment screw M1.4, Abutment screw M1.6, Safety screw Ø3.5 NP, Dental implant Ø 3.5 x 8 mm Origin, Dental implant Ø 3.5 x 10 mm Origin, Dental implant Ø 3.5 x 12 mm Origin, Dental implant Ø 3.5 x 14 mm Origin, Dental implant Ø 4.2 x 6 mm Origin, Dental implant Ø 4.2 x 8 mm Origin, Dental implant Ø 4.2 x 10 mm Origin, Dental implant Ø 4.2 x 12 mm Origin, Dental implant Ø2.7 x 9 / 68 Obi, Dental implant Ø2.7 x 11 / 68 Obi, Dental implant Ø2.7 x 13 / 68 Obi, Dental implant Ø2.7 x 15 / 68, D e n t a l i m p l a n t Ø2.7 x 9 / 85 Obi, D e n t a l i m p l a n t Ø2.7 x 11 / 85 Obi, D e n t a l i m p l a n t Ø2.7 x 13 / 85 Obi, D e n t a l i m p l a n t Ø2.7 x 15 / 85 Obi, Scannable healing abutment iphysio A3, Pre-milled Blank compatible SERF EVL3.3, Multi-unit compatible GLOBAL D EVL Ø3.3, Single-unit compatible GLOBAL D EVL Ø3.3, Pre-milled Blank compatible SERF EVL4, Multi-unit compatible GLOBAL D EVL Ø4, Single-unit compatible GLOBAL D EVL Ø4, Pre-milled Blank compatible SERF EVL5, Pre-milled Blank compatible STRAUMANN Bone Level NC, Multi-unit compatible STRAUMANN Bone Level NC, Single-unit compatible STRAUMANN Bone Level NC, Single-unit h 2 compatible STRAUMANN Bone Level NC, Pre-milled Blank compatible STRAUMANN Bone Level RC, Multi-unit compatible STRAUMANN Bone Level RC, Single-unit compatible STRAUMANN Bone Level RC, Single-unit h 2 compatible STRAUMANN Bone Level RC, Pre-milled Blank compatible Global D InKone, Multi-unit compatible Global D Hexa Color (jaune), Multi-unit compatible Global D Hexa Color (violet), Single-unit compatible Global D Hexa Color (jaune), Single-unit compatible Global D Hexa Color (orange), Single-unit compatible Global D Hexa Color (vert), Single-unit compatible Global D Hexa Color (violet), Single-unit compatible Global D InKone, Single unit h 2 compatible GlobalD In-Kone, Abutment compatible TEKKA InKone, Abutment screw M1.8, Healing abutment Ø4.6 NP - 2.5, Healing abutment Ø4.6 NP - 3.5, Healing abutment Ø4.6 NP - 4.5, Healing abutment Ø5.1 RP - 2.5, Healing abutment Ø5.1 RP - 4.5, Healing abutment Ø5.8 WP - 3.5, Healing abutment Ø5.8 WP - 4.5, Healing abutment Ø6.0 XLP - 2.5, Healing abutment Ø6.0 XLP - 3.5, Healing abutment Ø6.0 XLP - 4.5, Cover screw Ø3.7 NP / RP, Cover screw Ø4.7 WP, Cover screw Ø6.0 XLP, Ball abutment + O'RING Ø4.1 NP - 2.0, Ball abutment Ø4.1 NP - 2.0, Ball abutment + O'RING Ø4.1 NP - 4.0, Dental implant Ø4.8/4.8 RP x 14 Aesthética+², Dental implant Ø4.8/6.5 WP x 6 Aesthética+², Dental implant Ø4.8/6.5 WP x 8 Aesthética+², Dental implant Ø4.8/6.5 WP x 10 Aesthética+², Dental implant Ø4.8/6.5 WP x 12 Aesthética+², Dental implant Ø4.8/6.5 WP x 14 Aesthética+², Single unit h 1 compatible Anthogyr Axiom, Single unit h 2 compatible Anthogyr Axiom, Screw compatible ANTHOGYR Axiom, Pre-milled Blank compatible Anthogyr Axiom, Single-unit compatible ANTHOGYR Axiom, Ball abutment NP RP WP - 2, Ball abutment NP RP WP - 4, Ball abutment + O'RING NP RP WP - 2, Ball abutment + O'RING NP RP WP - 4, Multi-unit Ø4.2 NP, Multi-unit Ø4.8 RP, Multi-unit Ø6.5 WP, Single-unit Ø4.2 NP, Single-unit Ø4.8 RP, Single-unit Ø6.5 WP, Esthetibase Multi-unit Slim Ø4.8 RP, Esthetibase Multi-unit Slim Ø6.5 WP, Esthetibase Single-unit Slim Ø4.8 RP, Dental implant Ø4.1 x 6 Natéa+, Dental implant Ø4.1 x 8 Natéa+, Dental implant Ø4.1 x 10 Natéa+, Dental implant Ø4.1 x 12 Natéa+, Dental implant Ø4.1 x 14 Natéa+, Dental implant Ø4.8 x 6 |  |  |  | 0, UPV_BST48.11 0, UPV_CH41.35, UPV_CTB48.60, UPV_PCC48.11 0, UPV_PMA41.17
| Natéa+, Dental implant Ø4.8 x 8 |  |  |  | .20, UPV_PMA41.17
| Natéa+, Dental implant Ø4.8 x 10 Natéa+, Dental implant Ø4.8 x 12 Natéa+, Dental implant Ø4.8 x 14 |  |  |  | .30, UPV_PMA41.17
| Natéa+, D e n t a l i m p l a n t Ø6.0 x 6 Natéa+, D e n t a l i m p l a n t Ø6.0 x 8 Natéa+, D e n t a l i m p l a n t Ø6.0 x 10 Natéa+, D e n t a l i m p l a n t Ø6.0 x 12 Natéa+, Dental implant Ø3.0 x 8 Naturactis, Dental implant Ø3.0 x 10 Naturactis, Dental implant Ø3.0 x 12 Naturactis, Dental implant Ø3.0 x 14 Naturactis, Dental implant Ø3.5 x 8 Naturactis, Dental implant Ø3.5 x 10 Naturactis, Dental implant Ø3.5 x 12 Naturactis, Dental implant Ø3.5 x 14 Naturactis, Dental implant Ø3.5 x 16 Naturactis, Dental implant Ø3.5 x 18 Naturactis, Dental implant Ø4.0 x 8 Naturactis, Dental implant Ø4.0 x 10 Naturactis, Dental implant Ø4.0 x 12 Naturactis, Dental implant Ø4.0 x 14 Naturactis, Dental implant Ø4.0 x 16 Naturactis, Dental implant Ø4.0 x 18 Naturactis, Dental implant Ø4.5 x 6 Naturactis, Dental implant Ø4.5 x 8 Naturactis, Dental implant Ø4.5 x 10 Naturactis, Dental implant Ø4.5 x 12 Naturactis, Dental implant Ø4.5 x 14 Naturactis, Dental implant Ø4.5 x 16 Naturactis, Dental implant Ø5.0 x 6 Naturactis, Dental implant Ø5.0 x 8 Naturactis, Dental implant Ø5.0 x 10 Naturactis, Dental implant Ø5.0 x 12 Naturactis, Dental implant Ø5.0 x 14 Naturactis, Pre-milled Blank compatible NOBEL Active NP, Multi-unit compatible NOBEL Active NP, Single-unit compatible NOBEL Active NP, Single unit h 2 compatible Nobel Biocare CC NP, Pre-milled Blank compatible NOBEL Active RP, Multi-unit compatible NOBEL Active RP, Single-unit compatible NOBEL Active RP, Single unit h 2 compatible Nobel Biocare CC RP, Pre-milled Blank compatible NOBEL Branemark NP, Multi-unit compatible NOBEL Branemark NP, Single-unit compatible NOBEL Branemark NP, Vis M1.6 compatible NOBEL Branemark NP, Pre-milled Blank compatible NOBEL Branemark WP, Screw compatible NOBEL Branemark WP, Abutment compatible NOBEL Replace NP, Screw compatible NOBEL Replace NP, Pre-milled Blank compatible NOBEL Replace NP, Multi-unit compatible NOBEL Replace NP, Single-unit compatible NOBEL Replace NP, Screw compatible NOBEL Replace RP, Pre-milled Blank compatible NOBEL Replace RP, Multi-unit compatible NOBEL Replace RP, Single-unit compatible NOBEL Replace RP, Pre-milled Blank compatible NOBEL Replace WP, Multi-unit compatible NOBEL Replace WP, Single-unit compatible NOBEL Replace WP, Ball abutment + O'RING Ø3.0 - 2.0, Ball abutment Ø3.0 - 2.0, Ball abutment + O'RING Ø3.0, Ball abutment Ø3.0, Ball abutment + O'RING Ø3.5 NP - 2.0, Ball abutment Ø3.5 NP - 2.0, Ball abutment + O'RING Ø3.5 NP - 4.0, Ball abutment Ø3.5 NP - 4.0, Ball abutment + O'RING Ø3.5 NP - 6.0, Ball abutment Ø3.5 NP - 6.0, Ball abutment + O'RING Ø4.0 RP - 2.0, Ball abutment Ø4.0 RP - 2.0, Ball abutment + O'RING Ø4.0 RP - 4.0, Ball abutment Ø4.0 RP - 4.0, Ball abutment + O'RING Ø4.0 RP - 6.0, Ball abutment Ø4.0 RP - 6.0, Ball abutment + O'RING Ø5.0 WP - 2.0, Ball abutment Ø5.0 WP - 2.0, Ball abutment + O'RING Ø5.0 WP - 4.0, Ball abutment Ø5.0 WP - 4.0, Ball abutment + O'RING Ø5.0 WP - 6.0, Ball abutment Ø5.0 WP - 6.0, Multi-unit Ø3.0, Multi-unit Ø4 C1=0.5, Multi-unit Ø4 C2S1=1.5, Multi-unit 3N Ht 3 mm, Multi-unit 3N Ht 4 mm, Multi-unit RP, Multi-unit WP, Single-unit Ø3.0, Single-unit NP Cerec, Single-unit Ø3.0 h 2, Single-unit Ø3.0 h 3, Single-unit Ø4 C1=0.5, Single-unit Ø4 C2S1=1.5, Single-unit Ø4 C3S2=2.5, Single-unit Ø4 C4S3=3.5, Single-unit WP, Single-unit Ø4 - 0.5 - 10°, Single-unit Ø4 - 0.5 - 20°, Single-unit Ø4 - 1.5 - 10°, Single-unit Ø4 - 1.5 - 20°, Gold palladium abutment Single/Unit, Gold palladium abutment Bridge/Bar, Angled abutment Ø3.0 h1 - 7°, Angled abutment Ø3.0 h3 - 7°, Angled abutment Ø3.0 h1 - 15°, Angled abutment Ø3.0 h3 - 15°, Angled abutment Ø3.6 C2S1=1.5 - 7°, Angled abutment Ø3.6 C3S2=2.5 - 7°, Angled abutment Ø3.6 C4S3=3.5 - 7°, Angled abutment Ø3.6 C2S1=1.5 - 15°, Angled abutment Ø3.6 C3S2=2.5 - 15°, Angled abutment Ø3.6 C4S3=3.5 - 15°, Angled abutment Ø3.6 C2S1=1.5 - 20°, Angled abutment Ø3.6 C3S2=2.5 - 20°, Angled abutment Ø3.6 C4S3=3.5 - 20°, Angled abutment Ø4.6 C1=0.5 - 7°, Angled abutment Ø4.6 C2S1=1.5 - 7°, Angled abutment Ø4.6 C3S2=2.5 - 7°, Angled abutment Ø4.6 C4S3=3.5 - 7°, Angled abutment Ø4.6 C1=0.5 - 15°, Angled abutment Ø4.6 C2S1=1.5 - 15°, Angled abutment Ø4.6 C3S2=2.5 - 15°, Angled abutment Ø4.6 C4S3=3.5 - 15°, Angled abutment Ø4.6 C1=0.5 - 20°, Angled abutment Ø4.6 C2S1=1.5 - 20°, Angled abutment Ø4.6 C3S2=2.5 - 20°, Angled abutment Ø4.6 C4S3=3.5 - 20°, Esthetibase Single-unit Slim Ø6.5 WP, Prosthetic kit Ø6.5 WP - 4.0, Prosthetic kit Ø6.5 WP - 5.5, Prosthetic kit Ø4.8 RP - 4.0, Prosthetic kit Ø4.8 RP - 5.5, Prosthetic kit Ø4.8 RP - 7.0, Angled abutment Ø4.2 NP / Ø4.8 RP - 15°, Angled abutment Ø4.2 NP / Ø4.8 RP - 20°, Angled abutment Ø6.5 WP - 15°, Angled abutment Ø6.5 WP - 20°, Customized abutment Ø6.5 WP, Straight abutment Ø4.2 NP / Ø4.8 RP, Straight abutment Ø6.5 WP, Pre-milled Blank Ø4.2 NP, Pre-milled Blank Ø4.8 RP, Pre-milled Blank Ø6.5 WP, Solid abutment Ø4.8 RP - 4.0, Solid abutment Ø4.8 RP - 5.5, Solid abutment Ø4.8 RP - 7.0, Solid abutment Ø6.5 WP - 4.0, Solid abutment Ø6.5 WP - 5.5, Customized abutment Ø4.2 NP, Customized abutment Ø4.8 RP, Gold palladium abutment Ø4.2 NP / Ø4.8 RP, Gold palladium abutment Ø6.5 WP, Abutment screw M2 - 0°, Abutment screw M2 - 15°/20°, Abutment screw M2, Welding bar abutment Ø4.2 NP, Welding bar abutment Ø4.8 RP, Abutment NP / RP, Temporary cap Ø4.2 NP, Temporary cap Ø4.8 RP, Temporary cap Ø6.5 WP, Centered Bar abutment S, Centered Bar abutment L, Shifted bar abutment S, Shifted bar abutment L, , Multi-unit compatible BIOMET 3i Certain 3.4, Single-unit compatible BIOMET 3i Certain 3.4, Multi-unit compatible BIOMET 3i Certain 4.1, Single-unit compatible BIOMET 3i Certain 4.1, Single-unit compatible BIOMET 3i Certain 4.1 ht3, Single-unit compatible BIOMET 3i Certain 4.1 ht5, Multi-unit compatible BIOMET 3i Certain 5, Single-unit compatible BIOMET 3i Certain 5, Multi-unit compatible BIOMET 3i Certain 6, Single-unit compatible BIOMET 3i Certain 6, Pre-milled Blank compatible BIOMET 3i Certain 3,4, Pre-milled Blank compatible BIOMET 3i Certain 4.1, Pre-milled Blank compatible BIOMET 3i Certain 5, Pre-milled Blank compatible BIOMET 3i Certain 6, Multi-unit compatible BIOMET 3i External 5, Single-unit compatible BIOMET 3i External 5, Scannable healing abutment iphysio C3, Pre-milled Blank compatible Biotech Kontact (sauf Ø3), Single-unit compatible Biotech Kontact (sauf Ø3), Single unit h 2 compatible Biotech Kontact, A b u t m e n t Ø4.1 x 10 col 7mm, Dental implant Ø4.3 / 6.2 x 12 iBone E, Dental implant Ø4.3 / 4.8 RP x 6 iBone G, Dental implant Ø4.3 / 4.8 RP x 8 iBone G, Dental implant Ø4.3 / 4.8 RP x 10 iBone G, Dental implant Ø4.3 / 4.8 RP x 12 iBone G, Dental implant Ø4.3 / 5.5 RP x 6 iBone G, Dental implant Ø4.3 / 5.5 RP x 8 |  |  |  | .40, UPV_PMA41.30
| iBone G, Dental implant Ø4.3 / 5.5 RP x 10 iBone G, Dental implant Ø4.3 / 5.5 RP x 12 iBone G, Dental implant Ø4.3 / 5.5 WP x 6 iBone G, Dental implant Ø4.3 / 5.5 WP x 8 iBone G, Dental implant Ø4.3 / 5.5 WP x 10 iBone G, Dental implant Ø4.3 / 5.5 WP x 12 iBone G, Dental implant Ø4.3 / 6.2 WP x 6 iBone G, Dental implant Ø4.3 / 6.2 WP x 8 iBone G, Dental implant Ø4.3 / 6.2 WP x 10 iBone G, Dental implant Ø4.3 / 6.2 WP x 12 iBone G, Dental implant Ø3.5 / 3.8 x 8 iBone S, Dental implant Ø3.5 / 3.8 x 10 iBone S, Dental implant Ø3.5 / 3.8 x 12 iBone S, Dental implant Ø3.5 / 3.8 x 14 iBone S, Dental implant Ø3.5 / 4.3 x 8 iBone S, Dental implant Ø3.5 / 4.3 x 10 iBone S, Dental implant Ø3.5 / 4.3 x 12 iBone S, Dental implant Ø3.5 / 4.3 x 14 iBone S, Dental implant Ø3.5 / 4.8 x 8 iBone S, Dental implant Ø3.5 / 4.8 x 10 iBone S, Dental implant Ø3.5 / 4.8 x 12 iBone S, Dental implant Ø3.5 / 4.8 x 14 iBone S, Dental implant Ø4.3 / 4.8 x 6 iBone S, Dental implant Ø4.3 / 4.8 x 8 iBone S, Dental implant Ø4.3 / 4.8 x 10 iBone S, Dental implant Ø4.3 / 4.8 x 12 iBone S, Dental implant Ø4.3 / 5.5 x 6 iBone S, Dental implant Ø4.3 / 5.5 x 8 iBone S, Dental implant Ø4.3 / 5.5 x 10 iBone S, Dental implant Ø4.3 / 5.5 x 12 iBone S, Dental implant Ø4.3 / 6.2 x 6 iBone S, Dental implant Ø4.3 / 6.2 x 8 iBone S, Dental implant Ø4.3 / 6.2 x 10 iBone S, Dental implant Ø4.3 / 6.2 x 12 iBone S, Scannable healing abutment iphysio B3, Scannable healing abutment iphysio C3(PT) Pilar de cicatrização para exame iphysio C3, Healing abutment Ø3.0 h1, Healing abutment Ø3.0 h3, Healing abutment Ø3.0 h5, Healing abutment Ø3.6 C1=0.5, Healing abutment Ø3.6 C2S1=1.5, Healing abutment Ø3.6 C3S2=2.5, Healing abutment Ø3.6 C4S3=3.5, Healing abutment Ø3.6 C5S4=4.5, Healing abutment Ø4.6 C1=0.5, Healing abutment Ø4.6 C2S1=1.5, Healing abutment Ø4.6 C3S2=2.5, Healing abutment Ø4.6 C4S3=3.5, Healing abutment Ø4.6 C5S4=4.5, Healing abutment Ø5.1 RP - 3.5, Healing abutment Ø5.1 RP - 5.5, Healing abutment Ø5.1 RP - 6.5, Healing abutment Ø5.2 C3S2=2.5, Healing abutment Ø5.2 C4S3=3.5, Healing abutment Ø5.2 C5S4=4.5, Healing abutment Ø5.8 RP/WP - 2.5, Healing abutment Ø5.8 RP/WP - 3.5, Healing abutment Ø5.8 WP - 2.5, Healing abutment Ø5.8 RP/WP - 4.5/3.5, Healing abutment Ø5.8 RP/WP - 5.5/4.5, Healing abutment Ø5.8 RP/WP - 6.5, Healing abutment Ø5.8 WP - 5.5, Healing abutment Ø5.8 WP - 6.5, Healing abutment Ø6.0 C2S1=1.5, Healing abutment Ø6.0 C3S2=2.5, Healing abutment Ø6.0 C4S3=3.5, Healing abutment Ø6.0 C5S4=4.5, Scannable healing abutment iphysio A2(PT) Pilar de cicatrização para exame iphysio A2, Scannable healing abutment iphysio A2 10°, Scannable healing abutment iphysio A2 20°, Scannable healing abutment iphysio A4, Scannable healing abutment iphysio B2, Scannable healing abutment iphysio B2S, Scannable healing abutment iphysio B3S, Scannable healing abutment iphysio B4, Scannable healing abutment iphysio C2, Scannable healing abutment iphysio C2S, Scannable healing abutment iphysio C3S, Scannable healing abutment iphysio C4, Scannable healing abutment iphysio D1, Scannable healing abutment iphysio D2, Scannable healing abutment iphysio D4, Scannable healing abutment iphysio One A1, Scannable healing abutment iphysio One A2, Scannable healing abutment iphysio One A4, Scannable healing abutment iphysio One B1, Scannable healing abutment iphysio One B2, Scannable healing abutment iphysio One B4, Scannable healing abutment iphysio One C1, Scannable healing abutment iphysio One C2, Scannable healing abutment iphysio One C4, Scannable healing abutment iphysio One D1, Scannable healing abutment iphysio One D2, Scannable healing abutment iphysio One D4, Scannable healing abutment iphysio Ø3 A2, Scannable healing abutment iphysio Ø3 A4, Scannable healing abutment iphysio One Ø3 A2, Healing abutment Ø5.2 C1=0.5, Healing abutment Ø5.2 C2S1=1.5, Scannable healing abutment iphysio One Ø3 A4, d e n t a l i m p l a n t Ø3.0 x 8 Naturall, d e n t a l i m p l a n t Ø3.0 x 10 Naturall, d e n t a l i m p l a n t Ø3.0 x 12 Naturall, d e n t a l i m p l a n t Ø3.0 x 14 Naturall, Dental implant Ø3.5 NP x 8 Naturall, Dental implant Ø3.5 NP x 10 Naturall, Dental implant Ø3.5 NP x 12 Naturall, Dental implant Ø3.5 NP x 14 Naturall, Dental implant Ø4.0 RP x 8 Naturall, Dental implant Ø4.0 RP x 10 Naturall, Dental implant Ø4.0 RP x 12 Naturall, Dental implant Ø4.0 RP x 14 Naturall, Dental implant Ø4.5 RP x 8 Naturall, Dental implant Ø4.5 RP x 10 Naturall, Dental implant Ø4.5 RP x 12 Naturall, Dental implant Ø4.5 RP x 14 Naturall, Dental implant Ø5.0 WP x 8 Naturall, Dental implant Ø5.0 WP x 10 Naturall, Dental implant Ø5.0 WP x 12 Naturall, Dental implant Ø5.0 WP x 14 Naturall, Dental implant Ø3.0 x 8 Naturall+, Dental implant Ø3.0 x 10 Naturall+, Dental implant Ø3.0 x 12 Naturall+, Dental implant Ø3.0 x 14 Naturall+, Dental implant Ø3.5 x 8 Naturall+, Dental implant Ø3.5 x 10 Naturall+, Dental implant Ø3.5 x 12 Naturall+, Dental implant Ø3.5 x 14 Naturall+, Dental implant Ø4.0 x 8 Naturall+, Dental implant Ø4.0 x 10 Naturall+, Dental implant Ø4.0 x 12 Naturall+, Dental implant Ø4.0 x 14 Naturall+, Dental implant Ø4.5 x 6 Naturall+, Dental implant Ø4.5 x 8 |  |  |  | .30, UPV_PMA41.30
| Naturall+, Dental implant Ø4.5 x 10 |  |  |  | .40, UPV_PMD41.10, UPV_PMD41.20, UPV_PMD41.30, UPV_PMD41.40, UPV_PMT48.11 0, UPV_POT48.11 0, UPV_PTC, UPV_PTH48.10 0, UPV_T48.PP, UPV_VMA20.61, UPV_VMD14.38, UPV_VMD20.10 4, UPV_VMD20.74, UPV_VMD20.84, UPV_VMD20.94, UPV_VPH16.47, ZIM_SC.35.PP, ZIM_SC.35.PTC, ZIM_SC.35.PTO, ZIM_SC.35.PTO
| Naturall+, Dental implant Ø4.5 x 12 |  |  |  | 2, ZIM_SC.45.PP, ZIM_SC.45.PTC, ZIM_SC.45.PTO, ZIM_SC.45.PTO 2, ZIM_SC.57.PP, ZIM_SC.57.PTC, ZIM_SC.57.PTO, ZSC35_I.A1, ZSC35_I.A3, ZSC35_I.B1, ZSC35_I.B3, ZSC35_I.C1, ZSC35_I.C3, ZSC45_I.B1, ZSC45_I.B3, ZSC45_I.C1, ZSC45_I.C3, NPS_PA51.15.1, NPS_PA51.15.2, NPS_PA51.15.3, NPS_PA51.20.1, NPS_PA51.20.2, NPS_PA51.20.3, NPS_PA52.07.1, NPS_PA52.07.2, NPS_PA52.07.3, NPS_PA52.07.4, NPS_PA52.15.1, NPS_PA52.15.2, NPS_PA52.15.3, NPS_PA52.15.4, NPS_PA52.20.1, NPS_PA52.20.2, NPS_PA52.20.3, NPS_PA52.20.4, NPS_PA58.15.1, NPS_PA58.15.1W, NPS_PA58.15.2, NPS_PA58.15.3, NPS_PA58.15.3/2, NPS_PA58.20.1, NPS_PA58.20.1W, NPS_PA58.20.2, NPS_PA58.20.3, NPS_PA58.20.3
| Naturall+, Dental implant Ø4.5 x 14 Naturall+, Dental implant Ø5.0 x 6 Naturall+, Dental implant Ø5.0 x 8 Naturall+, Dental implant Ø5.0 x 10 Naturall+, Dental implant Ø5.0 x 12 Naturall+, Dental implant Ø5.0 x 14 |  |  |  | /2, NPS_PA60.07.2, NPS_PA60.07.3, NPS_PA60.07.4, NPS_PA60.15.2, NPS_PA60.15.3, NPS_PA60.15.4, NPS_PA60.20.2, NPS_PA60.20.3, NPS_PA60.20.4, NPS_PAT46.20, NPS_PAT51.20, NPS_PAT58.20, NPS_PAT58.30, NPS_PAT60.16, NPS_PCC30.16, NPS_PCC46.06, NPS_PD30.06, NPS_PD30.26, NPS_PD30.46, NPS_PD36.06, NPS_PD36.16, NPS_PD36.16D, NPS_PD36.26, NPS_PD36.36, NPS_PD36.46, NPS_PD40.12, NPS_PD46.06, NPS_PD46.16, NPS_PD46.16D, NPS_PD46.26, NPS_PD46.36, NPS_PD46.46, NPS_PD51.06, NPS_PD51.16, NPS_PD51.26, NPS_PD51.36, NPS_PD52.06, NPS_PD52.16, NPS_PD52.16D, NPS_PD52.26, NPS_PD52.36, NPS_PD52.46, NPS_PD58.06, NPS_PD58.16, NPS_PD58.18, NPS_PD58.26, NPS_PD58.34, NPS_PD58.44, NPS_PD60.16, NPS_PD60.26, NPS_PD60.36, NPS_PD60.46, NPS_PER.30, NPS_PER.31, NPS_PER.35, NPS_PER.35C, NPS_PER.4X, NPS_PER.50, NPS_PP30.55.1, NPS_PP30.55.3, NPS_PP30.55.5, NPS_PP36.40.1, NPS_PP36.40.2, NPS_PP36.40.3, NPS_PP36.40.4, NPS_PP36.40.5, NPS_PP36.55.1, NPS_PP36.55.2, NPS_PP36.55.3, NPS_PP36.55.4, NPS_PP36.55.5, NPS_PP48.40.1, NPS_PP48.40.2, NPS_PP48.40.3, NPS_PP48.40.4, NPS_PP48.40.5, NPS_PP48.55.1, NPS_PP48.55.2, NPS_PP48.55.3, NPS_PP48.55.4, NPS_PP48.55.5, NPS_PP48.70.1, NPS_PP48.70.2, NPS_PP48.70.3, NPS_PP48.70.4, NPS_PP48.70.5, NPS_PP65.40.2, NPS_PP65.40.3, NPS_PP65.40.4, NPS_PP65.40.5, NPS_PP65.55.2, NPS_PP65.55.3, NPS_PP65.55.4, NPS_PP65.55.5, NPS_PPT30.1, NPS_PPT36.40, NPS_PPT38.2, NPS_PPTR38.2, NPS_PS30.16, NPS_PS46.06, NPS_PS46.16, NPS_PS51.06, NPS_PS51.16, NPS_PS58.06, NPS_PS58.16, NPV_BSPA38, NPV_PI35.23, NPV_PI35.34, NPV_PI35.45, NPV_PI4X.31, NPV_PI50.31, NPV_PI50.31C, NPV_PP31.07, NPV_PP31.18, NPV_PP31.28, NPV_PP31.38, NPV_PP31.48, NPV_PP37.07, NPV_PP37.13, NPV_PP37.13C, NPV_PP37.18, NPV_PP37.31, NPV_PP37.31C, NPV_PP37.41, NPV_PP37.41C, NPV_PP37.51, NPV_PP37.51C, NPV_PP37.61, NPV_PP37.61C, NPV_PP39.01, NPV_PP39.02, NPV_PP39.03, NPV_PP39.04, NPV_PP39.05, NPV_PPA35.17. 20, NPV_PPA35.17. 30, NPV_PPA35.17. 40, NPV_PPA35.30. 30, NPV_PPA35.30. 40, NPV_PPA4X.17. 20, NPV_PPA4X.17. 30, NPV_PPA4X.17. 40, NPV_PPA4X.30. 30, NPV_PPA4X.30. 40, NPV_PPA50.17. 20, NPV_PPA50.17.
| Naturall+, Dental implant Ø3.6 x 8 Natéa+, Dental implant Ø3.6 x 10 Natéa+, Dental implant Ø3.6 x 12 Natéa+, Dental implant Ø3.6 x 14 Natéa+, d e n t a l i m p l a n t Ø4.8/6.5 WP x 8 Aesthetica+, d e n t a l i m p l a n t Ø4.8/6.5 WP x 10 Aesthetica+, dental implant Ø4.8/6.5 WP x 12 Aesthetica+, d e n t a l i m p l a n t Ø4.8/6.5 WP x 14 Aesthetica+, Dental implant Ø3.6/4.2 NP x 8 Aesthética+², Dental implant Ø3.6/4.2 NP x 10 Aesthética+², Dental implant Ø3.6/4.2 NP x 12 Aesthética+², Dental implant Ø3.6/4.2 NP x 14 Aesthética+², Dental implant Ø3.6/4.8 RP x 8 Aesthética+², Dental implant Ø3.6/4.8 RP x 10 Aesthética+², Dental implant Ø3.6/4.8 RP x 12 Aesthética+², Dental implant Ø3.6/4.8 RP x 14 Aesthética+², Dental implant Ø4.1/4.2 NP x 6 Aesthética+², Dental implant Ø4.1/4.2 NP x 8 Aesthética+², Dental implant Ø4.1/4.2 NP x 10 Aesthética+², Dental implant Ø4.1/4.2 NP x 12 Aesthética+², Dental implant Ø4.1/4.2 NP x 14 Aesthética+², Dental implant Ø4.1/4.8 RP x 6 Aesthética+², Dental implant Ø4.1/4.8 RP x 8 Aesthética+², Dental implant Ø4.1/4.8 RP x 10 Aesthética+², Dental implant Ø4.1/4.8 RP x 12 Aesthética+², Dental implant Ø4.1/4.8 RP x |  |  |  | 30, NPV_PPA50.17. 40, NPV_PPA50.30. 30, NPV_PPA50.30.
| 14 Aesthética+², Dental implant Ø4.8/4.8 RP x 6 Aesthética+², Dental implant Ø4.8/4.8 RP x 8 Aesthética+², Dental implant Ø4.8/4.8 RP x 10 Aesthética+², Dental implant Ø4.8/4.8 RP x 12 Aesthética+², Scannable healing abutment iphysio A1, Scannable healing abutment iphysio B1, Healing abutment Ø4.2 NP - 1.5, Healing abutment Ø4.2 NP - 3.0, Healing abutment Ø4.2 NP - 4.5, Cover screw Ø4.8 RP - 0.0, Healing abutment Ø4.8 RP - 1.5, Healing abutment Ø4.8 RP - 3.0, Healing abutment Ø4.8 RP - 4.5, Cover screw Ø6.5 WP - 0.0, Healing abutment Ø6.5 WP - 2.0, Healing abutment Ø6.5 WP - 3.0, Healing abutment Ø6.5 WP - 4.5, Scannable healing abutment iphysio RP, Screw iphysio Aesthetica RP / WP, Scannable healing abutment iphysio WP, d e n t a l i m p l a n t Ø3.6/4.2 NP x 8 Aesthética+, dental implant Ø3.6/4.2 NP x 10 Aesthética+, d e n t a l i m p l a n t Ø3.6/4.2 NP x 12 Aesthética+, d e n t a l i m p l a n t Ø3.6/4.2 NP x 14 Aesthética+, d e n t a l i m p l a n t Ø3.6/4.8 RP x 8 Aesthética+, d e n t a l i m p l a n t Ø3.6/4.8 RP x 10 Aesthetica+, d e n t a l i m p l a n t Ø3.6/4.8 RP x 12 Aesthetica+, d e n t a l i m p l a n t Ø3.6/4.8 RP x 14 Aesthetica+, d e n t a l i m p l a n t Ø4.1/4.2 NP x 6 Aesthetica+, d e n t a l i m p l a n t Ø4.1/4.2 NP x 8 Aesthetica+, d e n t a l i m p l a n t Ø4.1/4.2 NP x 10 Aesthetica+, dental implant Ø4.1/4.2 NP x 12 Aesthetica+, dental implant Ø4.1/4.2 NP x 14 Aesthetica+, dental implant Ø4.1/4.8 RP x 6 Aesthetica+, d e n t a l i m p l a n t Ø4.1/4.8 RP x 8 Aesthetica+, d e n t a l i m p l a n t Ø4.1/4.8 RP x 10 Aesthetica+, dental implant Ø4.1/4.8 RP x 12 Aesthetica+, d e n t a l i m p l a n t Ø4.1/4.8 RP x 14 Aesthetica+, d e n t a l i m p l a n t Ø4.8/4.8 RP x 6 Aesthetica+, d e n t a l i m p l a n t Ø4.8/4.8 RP x 8 Aesthetica+, d e n t a l i m p l a n t Ø4.8/4.8 RP x 10 Aesthetica+, d e n t a l i m p l a n t Ø4.8/4.8 RP x 12 Aesthetica+, d e n t a l i m p l a n t Ø4.8/4.8 RP x 14 Aesthetica+, d e n t a l i m p l a n t Ø4.8/6.5 WP x 6 Aesthetica+ |  |  |  | 40, NPV_PPT46.10 0, NPV_PT48.1, NPV_PT48.2, NPV_PT48.3, NPV_PT48.4, NPV_PT48.5, NPV_PTA48.17. 25, NPV_PTA48.17. 35, NPV_PTA48.17.
45, NPV_PTA48.30. 35, NPV_PTA48.30. 45, NPV_PTA48.30.
14196 | Navident Procedure Kit including the following variations : Procedure Kit – with Stent 955-ND-PRK-S ; Procedure Kit – with BAS 955-ND-PRK-B ; Procedure Kit – with TAP 955-ND-PRK-T;, Navident Accessory Kit including the following starter kit: TAP Starter Kit 955-ND-TRS ; Navident Training Kit 955-ND-NVTK; | AMBROSE DENTAL INSTITUTE | 2023-06-14T00:00:00.000+02:00 | ClaroNav Inc. 1140 Sheppard Ave. West, Unit 10 Toronto, Ontario, CANADA M3K 2A2 | 955-ND-PRK, 955-ND-ACCK | Klasa I | Sistem navigimi dentar që synon të ndihmojë planifikimin paraoperativ dhe pozicionimin në kohë reale te mjeteve gjatë procedurave dentare. | Pajisje dentare
14270 | NEEDLE CASE, PERFORATED, 210X125X17 MM , NEEDLE CASE, ROUND, CLOSED, 67X18 MM , NEEDLE CASE, ROUND, PERF., F. 55-309-65 , NEEDLE CASE, PERFORATED, 150X95X13 MM , STERILIZING BASKET, 60X30X13 CM , STERILIZING BASKET, 60X30X26 CM , SMALL PARTS BASKET, MESH, 80X80X40 MM , Small parts basket, mesh, 200x100x50 mm | MSE | 2023-06-14T00:00:00.000+02:00 | Gebrüder Martin GmbH & Co. KG KLS Martin Platz 1 · 78532 Tuttlingen/Germany Martin Postfach 60 · 78501 Tuttlingen/Germany. | 55-162-20-01 , 55-164-20-01 , 55-309-65-01 , 55-310-65-01 , 55-335-02-01 , 55-337-02-01 , 55-890-15-01 , 55-890-30-01 , 55-891-40-01 , 55-891-41-01 | Klasa I | Instrumenta shumeperdorimeshe mjekesore | Instrumenta shumeperdorimeshe
14564 | Vascular Grafts , NTERGARD Silver - Antimicrobial Collagen Coated Vascular Graft and Patches | FEDOS | 2023-06-21T00:00:00.000+02:00 | INTERVASCULAR SAS • 2.1. Athalia 1• 13705 La Ciotat Cedex • FRANCE | HEK25/50P, HEW100/100P, HEW75/75P, HEW50/50P, HEW25/100P, HEW25/50P, HGK10/150CPTUT, HGK251/100CPUT, HGK251/75CPUT, HGK14/75CPUT, HGK12/75CPUT, HGK10/75CPUT, HEK25/100CPUT, HEK14/75CPUT, HEK10/150CPUT, HEK25/100P, HEK50/50P, HEK75/75P, HEK100/100P, HEK10/140P, HEK20/140P, HEK08/75CPUT, HEK12/75CPUT | Klasa III | Graft vaskular | Pajisje te implantueshme jo aktive
14377 | Suprasorb G Hydrogel Wound Dressing 5 cm * 6.5 cm, Suprasorb G Hydrogel Wound Dressing 10 cm * 10 cm, Suprasorb G Hydrogel Wound Dressing 20 cm * 20 cm | GEN - ALB FARMA | 2023-06-15T00:00:00.000+02:00 | Lohmann & Rauscher International GmbH & Co. KG Westerwaldstrase 4 56579 Rengsdorf GERMANY | 33630, 33631, 33632 | Klasa IIb | Për të menaxhuar dhimbjen nociceptive të plagës, ndihmoni në debridimin autolitik. I përshtatshëm për plagë të dhimbshme dhe kushte të lëkurës si ulçera në këmbë, dëmtime nga terapia me rrezatim, djegie dhe djegie | Pajisje nje perdorimeshe
14273 | Sentinex Surgical Face Masks | GEN - ALB FARMA | 2023-06-15T00:00:00.000+02:00 | Lohmann & Rauscher International GmbH &amp; Co. KG Westerwaldstrase 4 56579 Rengsdorf GERMANY | 11983, 11986, 11989, 11991, 11992, 11996, 11997, 11998, 11999, 32987, 180100, 180101, 141402 | Klasa I | Një maskë kirurgjikale është një pajisje e disponueshme e lirshme, e cila krijon një pengesë fizike midis gojës dhe hundës së përdoruesit dhe ndotësve të mundshëm në mjedisin e afërt. | Pajisje nje perdorimeshe
14340 | Cubeholter WS, Electrocardiograph, Holter analyser (CARDIOLINE) | BIOMETRIC ALBANIA | 2023-06-15T00:00:00.000+02:00 | CARDIOLINE S.p.A., headquarters in Via Linz 151 – 38121 Trento - Italy | 85039510 | Klasa IIa | Elektrokadrigrafi, Analaizator Holteri | Pajisje elektromekanike
14384 | SKIPPER STERILE , SKIPPER FULL COATED STERILE , AM.G. FULL COATED STERILE , TRILLY STERILE , TRILLY FULL COATED STERILE , TRILLY PED AF FULL COATED STERILE , SKIPPER AF. PLUS STERILE , HORIZON AF PLUS , TRILLY HT FULL COATED STE , HORIZON A.L. ONE , HORIZON A.M.G. , TRILL Y/C STERILE , KOMPASS A.L. ONE , A.L. ONE K EU , SVR2000 AF PLUS | BIOMETRIC ALBANIA | 2023-06-19T00:00:00.000+02:00 | EUROSETS S.r.l. - Strada Statale 12, 143; 41036 Medolla (Modena) ITALY | EU5007, AG5007, AG5011, EU5032, AG5032, AG5232, AG5214, AG5300, AG5061, AG5100, EU5102, EU5032/C, EU5100, EU5080, AG5304 | Klasa IIa | Oksigjenator per kardiokirurgji | Produkte per institucione te kujdesit shendetesor
14535 | LABiTec - Control Plasma 2, LABiTec -Standard Plasma- | O3 LAB | 2023-06-29T00:00:00.000+02:00 | LABiTec LAbor BioMedical Technologies GmbH An der Strusbek 6 22926 Ahrensburg Germany | 210-13-000-00 CG0082, 21 0-14-000-00 CG0090 | In vitro | LABiTec-Control Plasma 2 (1kuti=10*1mL) Kontroll per te matur parametrat e koagulimit te gjakut ne autoanalizatorin e koagulimit, LABiTec-Control Plasma 1 (1kuti=10*1mL) Kontroll per te matur parametrat e koagulimit te gjakut ne autoanalizatorin e koagulimit | Pajisje te diagnostifikimit in vitro
14278 | COUCH ROLL HOLDER for round or squared 30mm metal leg | MONTAL | 2023-06-19T00:00:00.000+02:00 | GIMA S.p.A Via Marconi, 1, 20060 Gessate (MI)- Italy | 27418 | Klasa I | Mbajtes i rulit te letres per shtrat egzaminimi | Pajisje mobilim spitalor
14487 | Sterile Absorbable Hyaluronic Acid Dermal Filler , ReMedium Sub-Q, ReMedium Mid, ReMedium Fine | SI. MAC. ALBANIA | 2023-06-19T00:00:00.000+02:00 | BioPlus Co.,Ltd. Site :#211, Migun Techno World 2, 187, Techno 2-ro, Yuseong-gu, Daejeon, 34025, Korea Site 2: A- #901, #902, #903, #904, #905, #906, #907, #1201, #1202, #1205, 14, Sagimakgol-ro, 45beon-gil, Jungwon-gu, Scongnam-si, Gyeonggi-do, Republic of Korea | N/A, BPLN-60BC , BPLN-60JC , BPLN2-60BC , BPLN2-60JC , BPLN-27BC , BPLN-27JC , BPLN-30BC , BPLN-30JC | Klasa III | Janë pajisje sterile të përbëra nga molekula të ndërlidhura të xhelit të acidit hialuronik per perdorim estetik, ku acidi degradohet plotësisht me kalimin e kohës dhe përthithet nga trupi. | Pajisje te implantueshme jo aktive
Dermal Filler eshte i paketuar ne formen e një shiringë njeperdorimeshe, gati për injeksion me sasi 20mg/ml.
14401 | Microliter centrifuges | KRIJON | 2023-06-21T00:00:00.000+02:00 | Andreas Hettich GmbH & Co. KG, Fohrenstrasse 12 • D-78532 Tuttlingen • Germany | MIKRO 200, MIKRO 200 R | In vitro | Instrumenti sherben per centrifugimin dhe procesimin e mostrave te ndryshme biologjike me origjine humane | Pajisje te diagnostifikimit in vitro
14403 | MASTERGRAFT MINI GRANULES 1CC INT, MASTERGRAFT MINI GRANULES 3CC, MASTERGRAFT MINI GRANULES 3CC INT, MASTERGRAFT MINI GRANULES 5CC, MASTERGRAFT MINI GRANULES 5CC INT, MASTERGRAFT RESORB CERM (5CC), MASTERGRAFT GRANULES 5CC INT, MASTERGRAFT RESORB CERM (10CC), MASTERGRAFT GRANULES 10CC INT, MASTERGRAFT RESORB CERM (15CC), MASTERGRAFT GRANULES 15CC INT, MASTERGRAFT RESORB CERM (30CC), MASTERGRAFT GRANULES 30CC INT, MASTERGRAFT MINI GRANULES 0.5CC, MASTERGRAFT MINI GRANULES 0.5CC INT, MASTERGRAFT MINI GRANULES 1CC | O.E.S DISTRIMED | 2023-06-21T00:00:00.000+02:00 | Medtronic Sofamor Danek USA Inc,1800 Pyramid Place Memphis,Tennessee 38132 USA | 8600101INT, 8600103, 8600103INT, 8600105, 8600105INT, 7600105, 7600105INT, 7600110, 7600110INT, 7600115, 7600115INT, 7600130, 7600130INT, 8600100, 8600100INT, 8600101 | Klasa III | Zevendesues kockor,per perdorim ne kirurgji spinale dhe ortopedike | Pajisje te implantueshme jo aktive
14534 | LCD Monitor | FEDOS | 2023-07-20T00:00:00.000+02:00 | Shenzhen Beacon Display Technology Co., 15F, Building 6, Hengda Shishang Huigu(East), Fulong Road,Dalang Subdistrict, Longhua, Shenzhen, 518109, P.R. China Ltd. | S271P | Klasa I | MONITOR /EKRAN LCD | Pajisje laboratori
14479 | Bipolar coagulation clamp | GREEMED | 2023-06-21T00:00:00.000+02:00 | Erbe Elektromedizin GmbH, Waldhörnlestraße 17, 72072 Tübingen, Germany | 20195-200;20195-213;20195-221;20195-222;20195-280;20195-288;20195-298;20195-299 | Klasa IIb | Pince per koagulim ipolar dhe termofuzion | Tjeter
14415 | TD FLOURMIX GEL Restorative materials,dental. | MOTO-MANIA | 2023-06-21T00:00:00.000+02:00 | First Scientific Dental GMBH.Add Robert-Bosch.Str,26 25335 Elmshorn Germany | TD FLOURMIX GEL Restorative materials,dental.Ref 1972 | Klasa IIa | XHEL MBROJTES ANTISENSITIVE | Pajisje dentare
14469 | TD IONOLINE Restorative materials,dental. | MOTO-MANIA | 2023-06-21T00:00:00.000+02:00 | First Scientific Dental GMBH.Add Robert-Bosch.Str,26 25335 Elmshorn Germany | D IONOLINE Restorative materials,dental.Ref 1974 | Klasa IIa | Cement per mbushjen e kanaleve te rrenjeve dentare | Pajisje dentare
14416 | TD NANO FILL XP KIT (Composite Restorative Material kits,Dental,Light curing ) | MOTO-MANIA | 2023-06-21T00:00:00.000+02:00 | First Scientific Dental GMBH.Add Robert-Bosch.Str,26 25335 Elmshorn Germany | TD NANO FILL XP KIT (Composite Restorative Material kits,Dental,Light curing )Ref 1950 | Klasa IIa | KOMPOZIT | Pajisje dentare
14468 | TD NANO FILL XP (Composite Restorative Material kits,Dental,Light curing ) | MOTO-MANIA | 2023-06-21T00:00:00.000+02:00 | First Scientific Dental GMBH.Add Robert-Bosch.Str,26 25335 Elmshorn Germany | TD NANO FILL XP (Composite Restorative Material kits,Dental,Light curing )Ref, 1952,1953,1954,1955,1956,1958,1959,1960 | Klasa IIa | KOMPOZIT | Pajisje dentare
14417 | TD ULTRA FILL KIT (Composite Restorative Material kits,Dental,Light curing ) | MOTO-MANIA | 2023-06-21T00:00:00.000+02:00 | First Scientific Dental GMBH.Add Robert-Bosch.Str,26 25335 Elmshorn Germany | TD ULTRA FILL KIT (Composite Restorative Material kits,Dental,Light curing )Ref 1951 | Klasa IIa | KOMPOZIT | Pajisje dentare
14335 | BENDER RIB FIXATION, MARTIN MESH CUTTER, PLATE CUTTER 13 CM, L1 plate cutter, up to profile 1.0 mm, MESH CUTTER 13 CM, MESH BENDING PLIERS, BENDING IRON F.STAND.PLATES, BENDING PLIERS, MARTIN-MICRO MODELLING PLIER, MARTIN-MICRO BENDING PLIERS, L1 Midfac e 3-prong-bender, 1.5 Micro, CHAMPY BENDING PLIERS, BENDING PLIERS FOR MIDFACE SYSTEM 1.5, L1 Midfac e 3-prong-bender, 1.5 Midfac e, MARTIN TC-PLATE SHEARS, CHAMPY TC-PLATE SHEARS, BSSO IN-PLACE HAMMER/BENDER ACC. ARNETT, MICRO MODELLING PLIERS 13CM, MICRO BENDING PLIERS, MICRO PLATE CUTTER, 3-prong-bender f. mini pl. 2.0 f. guide, BENDING PLIERS 12CM, BENDINGPLIERS WITH PIN,FOR 2.3MM SYSTEM, MODELLING PLIERS 5 1/4, L1 bending pliers, curved, IXOS BENDING PLIERS, LINOS bending pliers, MI cutting pli ers,15.5cm, ADERER WIRE BEND PLIERS LAR, WALDSACHS UNIVERSAL PLIERS, PLATE BENDING FORCEPS ACC. ARNETT, SHORT, LFI PLATE BENDING FORCEPS ACC. ARNETT, DEBURRER FOR THREADLOCK TS, Rod Bender for X-Fix System, MULTI PLATE BENDER D1.0/1.5/2.0, MULTI PLATE CUTTER D1.0/1.5/2.0, BENDER - CUTTER D2.7/2.3 (A), BENDER - CUTTER D2.7/2.3 (B), THREADL.TS BENDING PLIER 1.0/1.5/2.0MM R, THREADL.TS BENDING PLIER 1.0/1.5/2.0MM L, THREADL.TS BENDER-CUTTER D1.5/2.0/3.0(A), THREADL.TS BENDER-CUTTER D1.5/2.0/3.0(B), Plate Bending Forceps ThreadLock TS, PLATE CUTTER, ZUERICH BENDING PLIERS, N exos Bending pliers XL, Insert for bending pliers XL, N exos stand f. bending pliers XL, N exos P. Bending sample, 24cm, N exos P. Bending iron, 20cm, N exos P. bending pliers, 21cm | O.E.S DISTRIMED | 2023-06-21T00:00:00.000+02:00 | GebrUder Martin GmbH & Co. KG,KLS Martin Platz 1 78532 Tuttlingen Germany | 24-015-55-07, 25-050-00-07, 25-050-13-07, 25-050-14-07, 25-052-13-07, 25-052-18-07, 25-229-02-07, 25-229-10-07, 25-229-15-07, 25-229-20-07, 25-412-12-07, 25-416-13-07, 25-416-14-07, 25-416-15-07, 25-417-15-07, 25-417-16-07, 25-420-16-07, 25-420-18-07, 25-439-19-07, 25-486-13-07, 25-488-12-07, 25-490-11-07, 25-500-45-07, 25-510-12-07, 25-514-13-07, 25-516-13-07, 25-516-14-07, 26-148-01-07, 26-950-37-07, 26-975-05-07, 38-684-41-07, 47-674-13-07, 47-690-15-07, 48-738-12-07, 48-738-13-07, 50-030-38-04, 50-124-16-07, 50-125-16-07, 50-502-10-07, 50-502-11-07, 50-502-23-07, 50-502-24-07, 50-504-13-07, 50-504-14-07, 50-504-23-07, 50-504-24-07, 50-504-30-07, 51-400-02-07, 51-515-90-07, 59-920-01-07, 59-920-02-07, 59-920-03-07, 59-925-03-07, 59-925-04-07, 59-925-05-07 | Klasa I | Instrumentet e manipulimit per implantet,per perdorim ne kirurgji orto-maxillo-faciale | Instrumenta shumeperdorimeshe
14466 | Incise drapes with antibacterial/ Euroderm Incise Iodine | O.E.S DISTRIMED | 2023-06-21T00:00:00.000+02:00 | EUROFARM S.p.A. Belpasso (CT) - Zona Industriale Piano Tavola 95032 –Italy | 717990, 717960, 717940, 717950 | Klasa III | Drape antimikrobial me jod ,per perdorim ne kirurgji | Pajisje nje perdorimeshe
14465 | CORSIA professional piston device without manometer for aerosol therapy | O.E.S DISTRIMED | 2023-06-27T00:00:00.000+02:00 | GIMA S.p.A. Via Marconi, 1 20060 Gessate (MI) –Italy | 28092 | Klasa IIa | Pajisje per terapi me aerosol | Instrumenta shumeperdorimeshe
14287 | Monolisa™ anti-HBc Plus | DIAHEM | 2023-06-05T00:00:00.000+02:00 | BIO-RAD 3 boulevard Raymond Poincare 92430 Marnes la Coquette, France | 72315 - 72316 | In vitro | Pajisje mjekesore e diagnostikimit in vitro per detektimin e markuesve te hepatitit B | Pajisje te diagnostifikimit in vitro
14089 | SILICONE TUBE 6x10 mm - 2 mm thick | MONTAL | 2023-05-31T00:00:00.000+02:00 | GIMA S.p.A Via Marconi, 1, 20060 Gessate (MI)- Italy | 25468 | Klasa I | Jane tuba silikoni per perdorim te jashtem mjekësor | Instrumenta shumeperdorimeshe
14307 | Countersunk cancellous bone screw ⌀ 6.5 x 15, Countersunk cancellous bone screw ⌀ 6.5 x 20, Countersunk cancellous bone screw ⌀ 6.5 x 25, Countersunk cancellous bone screw ⌀ 6.5 x 30, Countersunk cancellous bone screw ⌀ 6.5 x 35, Countersunk cancellous bone screw ⌀ 6.5 x 40 , Countersunk cancellous bone screw ⌀ 6.5 x 45, Countersunk cancellous bone screw ⌀ 6.5 x 50, Countersunk cancellous bone screw ⌀ 6.5 x 55 , Countersunk cancellous bone screw ⌀ 6.5 x 60 | T R I M E D | 2023-06-05T00:00:00.000+02:00 | ZimmerGmbH Sulzerallee 8 8404 Winterthur Switzerland | 42.19.15, 42.19.20, 42.19.25, 42.19.30, 42.19.35, 42.19.40, 42.19.45, 42.19.50, 42.19.55, 42.19.60 | Klasa IIb | Pajisje mjekësore që përdoren në ndërhyrje kirurgjikale për të mundësuar fiksimin e përshtatshëm në implante specifike acetabulare. | Pajisje te implantueshme jo aktive
14317 | Semi-Auto Coagulation Analyzer | O3 LAB | 2023-06-12T00:00:00.000+02:00 | Beijing Mindray Medical Instrument Co., Ltd. 1F,2F,4F&5F, Building 3, No. 18 Science Park Road, Life Science Park, Changping District, Bejing 102206, China | C2000-2, C2000-4 | In vitro | Analizues gjysem automatik per parametrat e koagulimit | Pajisje te diagnostifikimit in vitro
14318 | POLISHED FINNED 1 PIECE TIBIAL TRAY 59mm, POLISHED FINNED 1 PIECE TIBIAL TRAY 63mm, POLISHED FINNED 1 PIECE TIBIAL TRAY 67mm, POLISHED FINNED 1 PIECE TIBIAL TRAY 71mm, POLISHED FINNED 1 PIECE TIBIAL TRAY 75mm, POLISHED FINNED 1 PIECE TIBIAL TRAY 79mm, POLISHED FINNED 1 PIECE TIBIAL TRAY 83mm, POLISHED FINNED 1 PIECE TIBIAL TRAY 87mm, POLISHED FINNED 1 PIECE TIBIAL TRAY 91mm | T R I M E D | 2023-06-14T00:00:00.000+02:00 | BIOMET Spain Orthopaedics, S.L. C/ Islas Baleares, 50 P.I.Fuente del Jarro E-46988 Paterna -Valencia (España) | 141250, 141251, 141252, 141253 , 141254 , 141255, 141256 , 141257 , 141258 | Klasa III | Sistem i përbër nga komponent të ndryshëm modular, të nevojshëm për rikonstruktimin e tibias. | Pajisje te implantueshme jo aktive
14194 | Pro-Mag® Ultra Automatic Biopsy Instrument, Pro-Mag® Ultra ST Automatic Biopsy Instrument, Pro-Mag® Ultra 2.2 Automatic Biopsy Instrument | MONTAL | 2023-06-12T00:00:00.000+02:00 | Argon Medical Devices, Inc. 1445 Flat Creek Road, Athens, Texas 75751, USA | 7675, 7676, 7677 | Klasa I | Pro-Mag™ Ultra Automatic Biopsy Instrument është nje pajisje mjekesore kirurgjikale që përdoret për marrjen e mostrës së indeve ose kockave për qëllime të një biopsie. | Instrumenta shumeperdorimeshe
14536 | Alinity c Digitoxin Standard, Alinity c Digitoxin Controls, Alinity c Digitoxin Reagent Kit | LABOPHARMA SHPK | 2023-07-03T00:00:00.000+02:00 | Biokit S.A. A.v Can Montcau 7 Llica d'Amunt Barcelona 08186 Spain | 01R1101, 01R1110, 01R1122 | In vitro | Jane reagente qe perdoren per precizionin e analizen sasiore te digitoksines ne gjak me sistemin Alinity, Jane reagente qe perdoren per kontrollin e analizes sasiore te digitoksines ne gjak me sistemin Alinity, Jane reagente qe perdoren per analizen sasiore te digitoksines ne gjak me sistemin Alinity | Pajisje te diagnostifikimit in vitro
14341 | Cubestress, Stress Exercise (CARDIOLINE) | BIOMETRIC ALBANIA | 2023-06-15T00:00:00.000+02:00 | CARDIOLINE S.p.A., headquarters in Via Linz 151 – 38121 Trento - Italy | 85050100 | Klasa IIa | Pajisje per stres test (tapet ose biciklete ushtrimore) | Pajisje elektromekanike
14395 | Cubeholter Web, Electrocardiograph, Holter analyser (CARDIOLINE) | BIOMETRIC ALBANIA | 2023-06-15T00:00:00.000+02:00 | CARDIOLINE S.p.A., headquarters in Via Linz 151 – 38121 Trento - Italy | 85039520 | Klasa IIa | Elektrokadrigrafi, Analaizator Holteri | Pajisje elektromekanike
14274 | WD310 AIDA C, WD300 KARL STORZ AIDA | MONTAL | 2023-06-15T00:00:00.000+02:00 | KARL STORZ SE & Co. KG, Dr. -Karl-Storz-Strasse 34, 78532 Tuttlingen, Germany | WD310 , WD300 | Klasa I | Eshtë një pajisje mjekesore e dedikuar (e përbërë nga hard- dhe softuer) e destinuar për dokumentimin e të dhënave audio-vizuale të pacientit gjatë një procedure diagnostike ose terapeutike. | Instrumenta shumeperdorimeshe
14490 | Alinity c Amphetamine/Methamphetamine | LABOPHARMA SHPK | 2023-07-03T00:00:00.000+02:00 | Microgenics Corporation 46500 Kato road, Fremont CA 94538, USA | 09P4520 | In vitro | Jane reagente qe perdoren ne analizen sasiore te amfetamines dhe metamfetamines ne gjak me sistemin Alinity | Pajisje te diagnostifikimit in vitro
14380 | Clickholter, Holter recorder (CARDIOLINE) | BIOMETRIC ALBANIA | 2023-06-15T00:00:00.000+02:00 | CARDIOLINE S.p.A., headquarters in Via Linz 151 – 38121 Trento - Italy | 81018031 / 8101012X (X=between 0 and 9 corresponding to the sales configuration) | Klasa IIa | Holter rregjistrues | Pajisje elektromekanike
14381 | Cubestress System, Cardiac stress test system (CARDIOLINE) | BIOMETRIC ALBANIA | 2023-06-15T00:00:00.000+02:00 | CARDIOLINE S.p.A., headquarters in Via Linz 151 – 38121 Trento - Italy | KSSXYYZWJ-@ (where X=system type, YY=kind of computer, Z=kind of cart, W=kind of printer, J=other accessories, @=esthetical customizations) | Klasa IIa | Sisteme Testimi te Stresit Kardiak | Pajisje elektromekanike
14489 | SimulusTm Flexible Annuloplasty Ring , SimulusTM Flexible Annuloplasty Band, Simulus TM Semi-Rigid Annuloplasty Ring , SimuPlusTM Flexible Annuloplasty Ring , SimuPlusTM Flexible Annuloplasty Band , SimuFormTM Semi-Rigid Annuloplasty Ring , Tri-Ad TM Adams Tricuspid Ring , Tri-AdTm 2.0 Adams Tricuspid Band | O.E.S DISTRIMED | 2023-06-19T00:00:00.000+02:00 | Medtronic Inc. 710 Medtronic Parkway Minneapolis, MN 55432 USA | 700FF, 700FC, 800SR, 7700FR, 7700FB, 7800RR, 900SFC | Klasa III | Unaza dhe shirita per riparimin e valvulave te zemres | Pajisje te implantueshme jo aktive
14480 | Disposable neutral electrode | GREEMED | 2023-06-21T00:00:00.000+02:00 | Erbe Elektromedizin GmbH, Waldhörnlestraße 17, 72072 Tübingen, Germany | 20193-082;20193-083;20193-084 | Klasa IIb | Elektrode neutrale per mbylljen e qarkut ne kirurgji | Tjeter
14475 | Ammonia Ultra, Ammonia Controls | PEGASUS. | 2023-06-21T00:00:00.000+02:00 | Sentinel Ch. SpA, Via Robert Koch 2 Milan Italy | 6K89-30, 6K89-20 | In vitro | Jane reagente qe perdoren per analizen sasiore te amoniumit ne gjak me sistemin Architect, Jane reagente qe perdoren per kontrollin e analizez sasiore te amoniumit ne gjak me sistemin Architect. | Pajisje te diagnostifikimit in vitro
14413 | Hemo_Control Hemoglobin Microcuvettes, Hb-con low, Control solution, 1 ml in dropper bottle, Hb-con Set 2, Control solution (Set of 2 dropper bottles 1 ml with 1x Hb-con norm, 1x Hb-con high) | GEN - ALB FARMA | 2023-06-20T00:00:00.000+02:00 | EKF-diagnostic GmbH Ebendorfer Chaussee 3, 39179 Barleben, Germany | 3000-3012-0765, 3000-3013-0278, 3000-6121, 3000-6128 | In vitro | Një kolonë drejtkëndore me vëllim të vogël, e krijuar për të përmbajtur një ekzemplar klinik, reagent ose material tjetër për procedurat e testimit diagnostik in vitro të kryera nga një analizues laboratorik. Është transparent për të lejuar që drita të kalojë nëpër materialin e përfshirë dhe zakonisht është prej plastike, qelqi ose kuarci me një bazë të sheshtë dhe një majë të hapur., Një material që përdoret për të verifikuar performancën e një analize që synohet të përdoret për zbulimin cilësor dhe/ose sasior të hemoglobinës në një ekzemplar klinik. | Pajisje te diagnostifikimit in vitro
14470 | TD DESENSEAL Restorative materials,dental. | MOTO-MANIA | 2023-06-21T00:00:00.000+02:00 | First Scientific Dental GMBH.Add Robert-Bosch.Str,26 25335 Elmshorn Germany | TD DESENSEAL Restorative materials ,dental,Ref 1973REF 1973 | Klasa IIa | Desensibilizues antisesitiv pas trajtime ve dentare | Pajisje dentare
14420 | Catheter Mounts | MONTAL | 2023-06-22T00:00:00.000+02:00 | Intersurgical Ltd. Crane House, Molly Millars Lane, Wokingham, Berkshire, RG41 2RZ, UK | 3502000, 3502000S, 3504000, 3504000S, 3504006, 3505000, 3505000S, 3506000, 3507002, 3508000, 3511000, 3511012, 3512000, 3514000, 3515000, 3516000, 3516000S, 3517000, 3520000, 3520000S, 3521000, 3521000S, 3521001, 3521002, 3532000, 3533000, 3534000, 3535000, 3535003, 5120000, 5120000S, 5120002S, 5120003S, 5120004S, 5120006, 5120007, 5180000, 5180000S, 5180001, 5180104, 5180104S, 5180114S, 5180193, 5180193S, 5180197S, 5180199, 5180199S, 5181000, 5181001, 5250000, 5250000S, 9120000, RM21341, RM21343, 3501000, 3501000S | Klasa IIa | Catheter Mounts jane pajisje qe sherbejne per lidhjen e tubit endotrakeal me qarkun e ventilatorit | Pajisje anestezie dhe respiratore
14462 | Parmax Classic Gold Plated Posts | Amber Dental | 2023-06-22T00:00:00.000+02:00 | Parmax AB Finspangsgatan 42 SE-163 53 Spanga Sweden | PG-240, PG-120, PG-60, PG-S1, PG-S2, PG-S3, PG-S4, PG-S5, PG-S6, PG-M1, PG-M2, PG-M3, PG-M4, PG-M5, PG-M6, PG-L1, PG-L2, PG-L3, PG-L4, PG-L5, PG-L6, PG-EL3, PG-EL4, PG-EL5, PG-EL6, PG-SL3, PG-SL4, PG-SL5, PG-SL6 | Klasa IIa | vida per rindertim kulti | Pajisje dentare
14533 | Central monitoring system / MFM-CMS | MSE | 2023-06-26T00:00:00.000+02:00 | Edan Instruments, Inc. #15 Jinhui Road,Jinsha Community, Kengzi Sub-District . Pingshan District, 518122 Shenzhen, P.R.China. | Vital Signs Monitoring Instruments / Z120302 | Klasa IIb | Monitor Pacienti, për monitorimin, shfaqjen dhe transferimin e parametrave të shumtë fiziologjikë jetesore. | Tjeter
14426 | Sterile Hemodialysis Blood Circuits for Single Use (A.V Fistula Needle Sets, Adaptor, Drip Chamber, Transducer, Injection Site) , Sterile Hemodialysis Blood Circuits for Single Use (A.V Fistula Needle Sets, Adaptor, Drip Chamber, Transducer, Injection Site) | DIAL-ALB | 2023-06-26T00:00:00.000+02:00 | Jiangxi Sanxin Medtec CO.,Ltd. No.999,Fushan Road, Xiaolan Economic Development Zone, Nanchang, Jiangxi,330200,China | DEHP 20mL, DEHP 25mL, DEHP 30mL, DEHP 50mL, DEHP 60mL, DEHP 20mLA, DEHP 25mLA, DEHP 30mLA, DEHP 50mLA, DEHP 60mLA, DEHP-free HDTA-20, DEHP-free HDTB-20, DEHP-free HDTC-20, DEHP-free HDTD-20, DEHP-free HDTA-25, DEHP-free HDTB-25, DEHP-free HDTC-25, DEHP-free HDTD-25, DEHP-free HDTA-30, DEHP-free HDTB-30, DEHP-free HDTC-30, DEHP-free HDTD-30, DEHP-free HDTA-50, DEHP-free HDTB-50, DEHP-free HDTC-50, DEHP-free HDTD-50, DEHP-free HDTA-60, DEHP-free HDTB-60, DEHP-free HDTC-60, DEHP-free HDTD-60 | Klasa IIa | Qark steril gjaku per hemodialize njeperdorimesh | Pajisje nje perdorimeshe
14582 | Morpheus8 bipolar radiofrequency applicator | LASER MED | 2023-07-14T00:00:00.000+02:00 | Inmode LTD, Tavor building, Shaar Yokneam, P.O.Box 533 Yokneam 2069206, Israel | AG607401A | Klasa IIb | Aplikator komponent i sistemit per trajtimin e siperfaqes se lekures me radiofrekuence qe mundeson trajtimin e lekures permes gjilperave dhe energjise se radiofrekuences ne trajte te fraksionuar | Instrumenta shumeperdorimeshe
14362 | Dental Gauge | Primary Dental | 2023-06-29T00:00:00.000+02:00 | 3R Indústria E Comércio LTDA, Ptolomeu, 290 – CEP: 04762-040 - São Paulo – SP – Brasil | Dental Gauge 10.330.003 | Klasa I | Flete e holle metalike per vleresimin e hapesires interproximale te dhembeve | Pajisje dentare
14363 | Abrasive silicone lentil - white m 1000 (resin) - (pvc box w/50), Open silicone lentil - light green 320 (resin) - pvc box w/50, Abrasive lentil - light yellow 600 (resin)- (box pvc w/50), Silicone cup abrasive blister w/10-white 1000(resin), Silicone abrasive blister cup w/10 -light green-320 (resin), Silicone abrasive blister cup w/10-light yellow-600(resin), Silicone cup open white 1000 (resin) - (box pvc w/100), Abrasive bowl light yellow-600 (resin) - (box pvc w/100), Silicone cup open -light green-320 (resin) - (box pvc w/100), Torpedo silicone abrasive blister w/10 white 1000(resin), Torpedo silicone abrasive blister c/10-light green 320(resin), Torpedo silicone abrasive blister w/10-light yellow 600 (resin) , Torpedo abrasive light yellow 600 (resin) - (box pvc w/100), Silicone torpedo abrasive - light green 320 (resin) - (box pvc w/100), Silicone torpedo open white 1000 (resin) - (pvc box w/100) , Torpedão ra light green m 320 (resin) pvc box w/ 100, Torpedão ra light yellow m 600 (resin) pvc box w/ 100, Torpedão ra white m 1000 (resin) pvc box w/ 100, Composite polishing kit w/9 kit, Mini composite polishing kit w/6, Fast composite polishing kit w/8, Complete composite polishing kit w/12 | Primary Dental | 2023-06-29T00:00:00.000+02:00 | 3R Indústria e Comércio LTDA Ptolomeu, 290 – CEP: 04762-040 - São Paulo – SP – Brasil | 10.202.011, 10.202.012, 10.202.013, 10.203.011, 10.203.012, 10.203.013, 10.203.025, 10.203.026, 10.203.027, 10.204.011, 10.204.015, 10.204.016, 10.204.028, 10.204.029, 10.204.030, 10.206.001, 10.206.002, 10.206.003, 10.218.011, 10.218.032, 10.218.033, 10.218.034 | Klasa I | Freza abrazive te montueshme ne mikromotor per lemimin dhe lustrimin e siperfaqes se dhembeve dhe mbushjeve | Pajisje dentare
14565 | Merlin PSA, Merlin PSA Cable Adapter, Merlin PSA "M" Adapter, Merlin Antenna Adapter, Disposable surgical cable, Merlin PSA Patient Cable | BIOMETRIC ALBANIA | 2023-06-27T00:00:00.000+02:00 | St. Jude Medical Cardiac Rhythm Management Division, 15900 Valley View Court, Sy/mar, CA 91342, USA | 4161, EX3100, EX3170, EX3180, EX3190, 4051L, EX3150 | Te implantueshme aktive | Komponent & Aksesore ndihmes per Programatorin MERLINS PSA, Analizator PSA per programimin e pacemakerave ne nderhyrjet kardiake | Pajisje te implantueshme aktive
14456 | Alcon Non-Absorbable Surgical Sutures Alcon Non absorbable surgical sutures 10 0 Black Mono Nylon 12 D A | PEGASUS. | 2023-07-03T00:00:00.000+02:00 | Alcon Laboratories , Inc. 6201 South Freeway Fort Worth , Texas 76134-2099 | C 4 8065194201 | Klasa IIb | Jane sutura najloni me nje filament qe perdoren ne qepjet e lekures ne procedurat kirurgjikale te syrit. | Pajisje oftalmike dhe optike
14549 | Alcon Non-Absorbable Surgical Sutures Alcon Non absorbable surgical sutures 8 0 Black mono Nylon 12 D A | PEGASUS. | 2023-07-03T00:00:00.000+02:00 | Alcon Laboratories , Inc. 6201 South Freeway Fort Worth , Texas 76134-2099 | C 4 8065194101 | Klasa IIb | Jane sutura najloni me nje filament qe perdoren ne qepjet e lekures ne procedurat kirurgjikale te syrit. | Pajisje oftalmike dhe optike
14427 | VISUAL ICE CRYOABLATION SYSTEM, VISUAL ICE CRYOABLATION SYSTEM, EVAL, VISUAL ICE CRYOABLATION SYSTEM, HOSP OWN, VISUAL ICE CRYOABLATION SYSTEM, REFURB, VISUAL ICE CRYOABLATION SYSTEM, ZERO COST, ICEFX CRYOABLATION SYSTEM, ICEFX CRYOABLATION SYSTEM, EVAL, ICEFX CRYOABLATION SYSTEM, HOSP OWN, ICEFX CRYOABLATION SYSTEM, REFURB, ICEFX CRYOABLATION SYSTEM, ZERO COST, IceForce 2.1 CX 90 Degree Needle, IceForce 2.1 CX Straight Needle, IceForce 2.1 CX L 90 Degree Needle, IcePearl 2.1 CX 90 Degree Needle, IcePearl 2.1 CX Straight Needle, IcePearl 2.1 CX L 90 Degree Needle, IceRod 1.5 CX 90 Degree Needle, IceSphere 1.5 CX 90 Degree Needle, NS 6 IceForce 2.1 CX Sterile Assy, NS 6 IcePearl 2.1 CX Sterile Assy, NS 3 IceForce 2.1CX Sterile Assy, NS 3 IcePearl 2.1 CX Sterile Assy | MONTAL | 2023-06-27T00:00:00.000+02:00 | Boston Scientific Corporation, 300 Boston Scientific Way, Marlborough, MA 01752 USA | H7493960960000, H74939609D60000, H74939609H60000, H74939609R60000, H74939609Z60000, H749396118000, H74939611D8000, H74939611H8000, H74939611R8000, H74939611Z8000, H7493961736020, H7493961936040, H7493962136180, H7493961636010, H7493961836030, H7493962036170, H7493961435330, H7493961535730, H7493970536050, H7493970636060, H7493970736070, H7493970836080 | Klasa IIb | Sistemi i Cryoablation Visual-ICE është i destinuar për shkatërrimin krioablativ të indeve gjatë procedurave minimalisht invazive, Sistemi i Cryoablation ICEfx është i destinuar për shkatërrimin krioablativ të indeve gjatë procedurave minimalisht invazive, Cryoablation Needles jane age te destinuara per tu lidhur me nje sistem krioablativ | Pajisje nje perdorimeshe
14530 | Multi -parameter Patient Monitor | O.E.S DISTRIMED | 2023-07-03T00:00:00.000+02:00 | Shenzhen Comen Medical Instruments Co.,Ltd. Floor 10, Floor 11 and Section C of Floor 12 of Building 1A &amp; Floor 1 to Floor 5 of Building 2, FIYTA Timepiece Building, Nanhuan Avenue, Matian Sub-district, Guangming District, Shenzhen, Guangdong, 518106, P.R. China. | K15Pro, K15APro, K18Pro, K18APro, K22Pro, K22APro, NC19, NC19A, STAR8000D, C30, C30A, Datalys 770, Datalys 790, C70A, C90A, C50, C500, C80, C800, C860, Datalys 780, OPUS i15, NC8, NC8A, NC10, NC10A, NC12, NC12A, STAR8000A, STAR8000B, STAR8000C, OPUS i8, OPUS i10, OPUS i12, STAR8000, STAR8000E, STAR8000F, STAR8000H, OPUS i12 pro, K12Pro, K12APro | Klasa IIb | Monitore pacienti multiparametrike, per monitorimin e parametrave te pacienteve | Produkte per institucione te kujdesit shendetesor
14142 | NovaLisa® Epstein-Barr Virus (VCA) IgM (EBVM0150), Microtiterplate (MTP), IgM Sample Dilution Buffer (DIL M), Stop Solution (SOLN STOP), Washing Buffer (WASH BUF 20x), Conjugate (CONJ), TMB Substrate Solution (SUB TMB), Negative Control (CONTROL -), Cut-off Control (CUT OFF), Positive Control (control +) | ALBIOMED | 2023-05-16T00:00:00.000+02:00 | NovaTec Immunodiagnostica GmbH Waldstrasse 23 A6 63128 Dietzenbach Germany | EBVM0150 | In vitro | Analize per percaktimin sasior te antitrupave IgM ndaj antigjenit Epstein-Barr Virus ne serumin human; mikrotiterplate, Diluent, stop, wash, konjugat, TMB substrat, kontroll negativ, kontroll cut-off, kontroll pozitiv. | Pajisje te diagnostifikimit in vitro
14104 | NovaLisa® Bordetella pertussis IgG (BOPG0030), Microtiterplate (MTP), IgG Sample Dilution Buffer (DIL G), Stop Solution (SOLN STOP), Washing Buffer (WASH BUF 20x), Conjugate (CONJ), TMB Substrate Solution (SUB TMB), Negative Control (CONTROL -), Cut-off Control (CUT OFF), Positive Control (control +) | ALBIOMED | 2023-05-16T00:00:00.000+02:00 | NovaTec Immunodiagnostica GmbH Waldstrasse 23 A6 63128 Dietzenbach Germany | BOPG0030 | In vitro | Analize per percaktimin sasior te antitrupave IgG ndaj antigjenit Bordetelle Pertussis ne serumin human; mikrotiterplate, Diluent, stop, wash, konjugat, TMB substrat, kontroll negativ, kontroll cut-off, kontroll pozitiv. | Pajisje te diagnostifikimit in vitro
14110 | NovaLisa® Helicobacter pylori IgG (HELG0220), Microtiterplate (MTP), IgG Sample Dilution Buffer (DIL G), Stop Solution (SOLN STOP), Washing Buffer (WASH BUF 20x), Conjugate (CONJ), TMB Substrate Solution (SUB TMB), Standards (CAL A-D) | ALBIOMED | 2023-05-16T00:00:00.000+02:00 | NovaTec Immunodiagnostica GmbH Waldstrasse 23 A6 63128 Dietzenbach Germany | HELG0220 | In vitro | Analize per percaktimin sasior te antitrupave IgG ndaj antigjenit Helicobacter pylori ne serumin human; mikrotiterplate, Diluent, stop, wash, konjugat, TMB substrat, Standarte (A-D). | Pajisje te diagnostifikimit in vitro
14118 | NovaLisa® Varicella-Zoster Virus (VZV) IgM (VZVM0490), Microtiterplate (MTP), IgM Sample Dilution Buffer (DIL M), Stop Solution (SOLN STOP), Washing Buffer (WASH BUF 20x), Conjugate (CONJ), TMB Substrate Solution (SUB TMB), Negative Control (CONTROL -), Cut-off Control (CUT OFF), Positive Control (control +) | ALBIOMED | 2023-05-16T00:00:00.000+02:00 | NovaTec Immunodiagnostica GmbH Waldstrasse 23 A6 63128 Dietzenbach Germany | VZVM0490 | In vitro | Analize per percaktimin sasior te antitrupave IgM ndaj antigjenit Varicella-Zoster Virus ne serumin human; mikrotiterplate, Diluent, stop, wash, konjugat, TMB substrat, kontroll negativ, kontroll cut-off, kontroll pozitiv. | Pajisje te diagnostifikimit in vitro
14213 | cobas® PCR Media Kit, cobas® PCR Media Secondary Tube Kit, cobas® PCR Media Tube Replacement Cap Kit | Labor Dr. Limbach Heidelberg Germany | 2023-05-23T00:00:00.000+02:00 | Roche Molecular Systems, Inc. 1080 US Highway 202 South Branchburg, NJ 08876 USA | 6466281190, 7958048190, 7958056190 | In vitro | Kit me terrene per PCR, Tubi Sekondar i Terrenit per PCR, Kompleti i kapakut për zëvendësimin e tubit te terrenit PCR | Pajisje te diagnostifikimit in vitro
14216 | Surgineedle Auto Suture Insufflation Needle 120mm, Surgineedle Auto Suture Insufflation Needle 150mm Long | O.E.S DISTRIMED | 2023-05-31T00:00:00.000+02:00 | Covidien llc 15 Hampshire Street Mansfield, MA 02048, U.S.A. | 172015, 172016 | Klasa IIa | Age kirurgjikale | Pajisje nje perdorimeshe
14235 | ProbeWash M | Labor Dr. Limbach Heidelberg Germany | 2023-05-29T00:00:00.000+02:00 | Roche Diagnostics GmbH, Sandhofer Strasse 116 68305 Mannheim Germany | 3005712190 | In vitro | Lares probe M | Pajisje te diagnostifikimit in vitro
14252 | AVANTAGE RELOAD ACETABULAR CUP / UNCEMENTED / SIZE 44x38 , AVANTAGE RELOAD ACETABULAR CUP / UNCEMENTED / SIZE 46x40 , ACETABULAR CUP AVANTAGE RELOAD / UNCEMENTED / SIZE 48x42 , AVANTAGE RELOAD ACETABULAR CUP / UNCEMENTED / SIZE 50x44 , AVANTAGE RELOAD ACETABULAR CUP / UNCEMENTED / SIZE 52x46 , AVANTAGE RELOAD ACETABULAR CUP / UNCEMENTED / SIZE 54x48 , AVANTAGE RELOAD ACETABULAR CUP / UNCEMENTED / SIZE 56x50, AVANTAGE RELOAD ACETABULAR CUP / UNCEMENTED / SIZE 58x52 , AVANTAGE RELOAD ACETABULAR CUP / UNCEMENTED / SIZE 60x54 , AVANTAGE RELOAD ACETABULAR CUP / UNCEMENTED / SIZE 62x56 , AVANTAGE RELOAD ACETABULAR CUP / UNCEMENTED / SIZE 64x58 , AVANTAGE CEMENTED ACETABULAR CUP / CEMENTED / SIZE 44x38 , AVANTAGE CEMENTED ACETABULAR CUP / CEMENTED / SIZE 46x40 , AVANTAGE CEMENTED ACETABULAR CUP / CEMENTED / SIZE 48x42, AVANTAGE CEMENTED ACETABULAR CUP / CEMENTED / SIZE 50x44 , AVANTAGE CEMENTED ACETABULAR CUP / CEMENTED / SIZE 52x46 , AVANTAGE CEMENTED ACETABULAR CUP / CEMENTED / SIZE 54x48 , AVANTAGE CEMENTED ACETABULAR CUP / CEMENTED / SIZE 56x50 , AVANTAGE CEMENTED ACETABULAR CUP / CEMENTED / SIZE 58x52 , AVANTAGE CEMENTED ACETABULAR CUP / CEMENTED / SIZE 60x54 , AVANTAGE 3P Ti HA ACETABULAR CUP / UNCEMENTED / SIZE 44x38 , AVANTAGE 3P Ti HA ACETABULAR CUP / UNCEMENTED / SIZE 46x40 , AVANTAGE 3P Ti HA ACETABULAR CUP / UNCEMENTED / SIZE 48x42 , AVANTAGE 3P Ti HA ACETABULAR CUP / UNCEMENTED / SIZE 50x44 , AVANTAGE 3P Ti HA ACETABULAR CUP / UNCEMENTED / SIZE 52x46 , AVANTAGE 3P Ti HA ACETABULAR CUP / UNCEMENTED / SIZE 54x48 , AVANTAGE 3P Ti HA ACETABULAR CUP / UNCEMENTED / SIZE 56x50 , AVANTAGE 3P Ti HA ACETABULAR CUP / UNCEMENTED / SIZE 58x52 , AVANTAGE 3P Ti HA ACETABULAR CUP / UNCEMENTED / SIZE 60x54 , AVANTAGE 3P Ti HA ACETABULAR CUP / UNCEMENTED / SIZE 62x56 , AVANTAGE 3P Ti HA ACETABULAR CUP / UNCEMENTED / SIZE 64x58 , AVANTAGE ARCOM INLAY / CUP SIZE 44 / Ø 22,2x38 , AVANTAGE ARCOM INLAY / CUP SIZE 46 / Ø 22,2X40 , AVANTAGE ARCOM INLAY / CUP SIZE 48 / Ø 22,2x42 , AVANTAGE ARCOM INLAY / CUP SIZE 50 / Ø 22,2x44 , AVANTAGE ARCOM INLAY / CUP SIZE 52 / Ø 22,2x46 , AVANTAGE ARCOM INLAY / CUP SIZE 54 / Ø 22,2x48 , AVANTAGE ARCOM INLAY / CUP SIZE 56 / Ø 22,2x50, AVANTAGE ARCOM INLAY / CUP SIZE 50 / Ø 28x44 , AVANTAGE ARCOM INLAY / CUP SIZE 52 / Ø 28x46 , AVANTAGE ARCOM INLAY / CUP SIZE 54 / Ø 28x48 , AVANTAGE ARCOM INLAY / CUP SIZE 56 / Ø 28x50 , AVANTAGE ARCOM INLAY / CUP SIZE 58 / Ø 28x52 , AVANTAGE ARCOM INLAY / CUP SIZE 60 / Ø 28x54 , AVANTAGE ARCOM INLAY / CUP SIZE 62 / Ø 28x56, AVANTAGE ARCOM INLAY / CUP SIZE 64 / Ø 28x58 , AVANTAGE E1 INLAY/ CUP SIZE 44 / Ø 22,2x38 , AVANTAGE E1 INLAY/ CUP SIZE 46 / Ø 22,2x40 , AVANTAGE E1 INLAY/ CUP SIZE 48 / Ø 22,2x42, AVANTAGE E1 INLAY/ CUP SIZE 50 / Ø 22,2x44 , AVANTAGE E1 INLAY/ CUP SIZE 52 / Ø 22,2x46 , AVANTAGE E1 INLAY/ CUP SIZE 54 / Ø 22,2x48 , AVANTAGE E1 INLAY/ CUP SIZE 56 / Ø 22,2x50 , AVANTAGE E1 INLAY/ CUP SIZE 50 / Ø 28x44 , AVANTAGE E1 INLAY/ CUP SIZE 52 / Ø 28x46 , AVANTAGE E1 INLAY/ CUP SIZE 54 / Ø 28x48 , AVANTAGE E1 INLAY/ CUP SIZE 56 / Ø 28x50 , AVANTAGE E1 INLAY/ CUP SIZE 58 / Ø 28x52 , AVANTAGE E1 INLAY/ CUP SIZE 60 / Ø 28x54 , AVANTAGE E1 INLAY/ S CUP IZE 62 / Ø 28x56 , AVANTAGE E1 INLAY/ CUP SIZE 64 / Ø 28x58 , AVANTAGE E1 INLAY/ CUP SIZE 66 / Ø 28x60 , AVANTAGE PEG | T R I M E D | 2023-06-07T00:00:00.000+02:00 | Biomet France - Plateau de Lautagne 26000 Valence FRANCE | P0460P44, P0460P46, P0460P48, P0460P50, P0460P52, P0460P54, P0460P56, P0460P58, P0460P60, P0460P62, P0460P64, P0463044, P0463046, P0463048, P0463050, P0463052, P0463054, P0463056, P0463058, P0463060, P0461P44, P0461P46, P0461P48, P0461P50, P0461P52, P0461P54, P0461P56, P0461P58, P0461P60, P0461P62, P0461P64, P0560044, P0560046, P0560048, P0560050, P0560052, P0560054, P0560056, P0561050, P0561052, P0561054, P0561056, P0561058, P0561060, P0561062, P0561064, P0560E44, P0560E46, P0560E48, P0560E50, P0560E52, P0560E54, P0560E56, P0561E50, P0561E52, P0561E54, P0561E56, P0561E58, P0561E60, P0561E62, P0561E64, P0561E66, P0461070 | Klasa III, Klasa IIb | Janë pajisje mjekësore që përdoren në ndërhyrje kirurgjikale ortopedike për zëvendësimin total të artikulacionit kokso-femoral. | Pajisje te implantueshme jo aktive
14352 | A.T.S.(R) 2200TS Tourniquet w/ Hoses - IT | T R I M E D | 2023-06-07T00:00:00.000+02:00 | Zimmer Surgical, Inc. 200 West Ohio Avenue Dover, Ohio, 44622 USA | 60-2200-301-08 | Klasa IIb | Pajisje mjekësore shumëpërdorimshe me një sistem dy portal për furnizimin dhe matjen e presionit. | Instrumenta shumeperdorimeshe
14369 | VALP2 | E v i t a | 2023-06-07T00:00:00.000+02:00 | Roche Diagnostics GmbH Sandhofer Strasse 116 68305 Mannheim Germany | 05888549190, 08058814190, 08445575190, 04491041190, 05108438190 | In vitro | Reagent per percaktimin e acidit valporik ne serum/plazem | Pajisje te diagnostifikimit in vitro
14389 | SILBEN NANO REPAIR CREAM 50ml (Epsilon Health) | EUROFARMA TQ TOLICA | 2023-06-14T00:00:00.000+02:00 | NIRIAL PHARMA SRL, VIA GIUSEPPE ROVANI 7, 20123 MILANO, ITALY | SILBEN NANO REPAIR CREAM 50ML (Epsilon Health) SLBCRVN50 | Klasa IIa | Krem per trajtimin lokal te plageve te pa-infektuara. | Tjeter
14264 | Knot-pusher, marCore, small, 17 cm , Knot-pusher, marCore, medium, 24 cm , Knot-pusher, marCore, large, 29 cm , Ligature catcher, marCore, 26 cm , Ligature catcher, marCore, 36 cm , Retriever, marCore, magn., mall., 36 cm , Micro needleh., Yasargil,bay.str., 20cm , Micro needleh., Yasargil,bay.cvd., 20cm , Micro needleh., Yasargil,bay.str.,22.5cm , Micro needleh., Yasargil,bay.cvd.,22.5cm , Needle, Rhoton, #12, straight, 19 cm , Suture guide, Yasargil, med. cvd, 18.5cm , Suture guide,Yasar.,slightly cvd,18.5cm , Suture guide, Yasargil, 90°, cvd, 18.5cm , WIRE PASSER, 45MM , WIRE PASSER, 70MM , PALATAL NEEDLE, HURD, RIGHT, 20.5 CM , PALATAL NEEDLE, HURD, LEFT, 20.5 CM , Needleholder, Bruce-Clarke, 12,5 cm , WIRE TIGHTENER, LOUTE, 21 CM , SUTURE HOOK, Ø 1.5 MM, 26 CM , SUTURE HOOK, Ø 2.0 MM, 26 CM , SUTURE HOOK, Ø 2.5 MM, 26 CM , SUTURE HOOK, Ø 3.0 MM, 26 CM , TOURNIQUET, RUMEL-BELMONT, 4.2 MM, 27 CM , TOURNIQUET, RUMEL-BELM., 8.8 MM, 30.5 CM , TC-Needleholder, marCore, str.,w. lock,S , TC-Needleholder, marCore, str.,w. lock,M , TC-Needleholder, marCore, str.,w. lock,L , TC-Needleholder, marCore, cvd.,w. lock,S , TC-Needleholder, marCore, cvd.,w. lock,M , TC-Needleholder, marCore, cvd.,w. lock,L , TC-Needleholder, marCore, Ryder-style, S , TC-Needleholder, marCore, Ryder-style, M , TC-Needleholder, marCore, Ryder-style, L , TC-Needleholder, marCore, mini, str., S , TC-Needleholder, marCore, mini, str., M , TC-Needleholder, marCore, mini, str., L , TC-Needleholder, marCore, mini, cvd., S , TC-Needleholder, marCore, mini, cvd., M , TC-Needleholder, marCore, mini, cvd., L , Micro needleh.,str.,w/o lock, 1,2mm,18cm , Ti.-Micro.-ndh.,str.,w/o lock,1,2mm,18cm , Micro needleh.,str.,w/o lock, 1,2mm,21cm , Ti.-Micro.-ndh.,str.,w/o lock,1,2mm,21cm , Micro needleh.,str.,w/o lock, 1,2mm,23cm , Ti.-Micro.-ndh.,str.,w/o lock,1,2mm,23cm , Micro needleh., cvd.,w/o lock,1,2mm,15cm , Ti.-Micro.-ndh.,cvd.,w/o lock,1,2mm,15cm , Micro needleh., cvd.,w/o lock,1,2mm,18cm , Ti.-Micro.-ndh.,cvd.,w/o lock,1,2mm,18cm , Micro needleh., cvd.,w/o lock,1,2mm,21cm , Ti.-Micro.-ndh.,cvd.,w/o lock,1,2mm,21cm , Micro needleh., cvd.,w/o lock,1,2mm,23cm , Ti.-Micro.-ndh.,cvd.,w/o lock,1,2mm,23cm , Micro-Needle Holder, str, w.ratchet,18cm , Micro-Needle Holder, cvd, w.ratchet,18cm , MICRO NEEDLEHOLD 18CM WTHT/R , MICRO NEEDLEH., STR., W. LOCK, 10.5 CM , MICRO NEEDLEH., STR., W. LOCK, 11.5 CM , MICRO NEEDLEH., CVD., W. LOCK, 10.5 CM , MICRO NEEDLEH., CVD., W. LOCK, 11.5 CM , MICRO NEEDLEH., CVD., W/O LOCK, 11.5 CM , Micro needleh., cvd., w/o. lock, 13,5 cm , MICRO NEEDLEH., CVD., W. LOCK, 13.5 CM , MICRO NEEDLEH., CVD., W/O LOCK, 13.5 CM , MICRO NEEDLEH., STR., W/O LOCK, 13 CM , CASTROV-FINO NH WTHT LOCK CU, 13 CM , CASTROVIEJO NH W/O LOCK CVD., 9 CM , NEEDLEHOLDER DELIC., STR., W. LOCK, 13CM , CASTROVIEJO NH W LOCK STR, 9 CM , NEEDLEHOLDER DELIC., CVD., W. LOCK, 13CM , MICRO NEEDLEH., STR., W. LOCK, 14.5 CM , MICRO NEEDLEH., STR., W/O LOCK, 14.5 CM , MICRO NEEDLEH., CVD., W. LOCK, 14.5 CM , MICRO NEEDLEH., CVD., W/O LOCK, 14.5 CM , NEEDLEHOLDER, DERF, GROOVED, 12 CM , NEEDLEHOLDER, DERF, LONGITUD., 13 CM , NEEDLEHOLDER, COLLIER, GROOVED, 12.5 CM , NEEDLEHOLDER, WEBSTER, SMOOTH, 13 CM , NEEDLEHOLDER, HALSEY, SMOOTH, 13.5 CM , TC-NEEDLEHOLDER, MATHIEU, 17 CM , TC-NEEDLEHOLDER, MATHIEU, 20 CM , TC-NEEDLEHOLDER, LANGENBECK, 18.5 CM , TC-NEEDLEHOLDER, LANGENBECK, 20.5 CM , TC-NEEDLEHOLDER, LANGENBECK, 23 CM , TC-NEEDLEHOLDER, ZWEIFEL, 23 CM , LIGATURE NEEDLE, SCHMIDEN-DICK, 30 CM , LIGATURE NEEDLE, SCHMIDEN, 24 CM , Ligature needle, cvd., malleab., 20 cm , LIGATURE NEEDLE, COOPER, 20 CM , LIGATURE NEEDLE, KRONECKER, R., 12 CM , LIGATURE NEEDLE, KRONECKER, L., 12 CM , LIGATURE NEEDLE, DESCHAMPS, R., 24 CM , LIGATURE NEEDLE, DESCHAMPS, L., 24 CM , LIGATURE NEEDLE, DESCHAMPS, BLUNT, 20 CM , LIGATURE NEEDLE, DESCHAMPS, SHARP, 20 CM , LIGATURE NEEDLE, DESCHAMPS, BLUNT, 27 CM , LIGATURE NEEDLE, DESCHAMPS, SHARP, 27 CM , LIGATURE NEEDLE, DESCHAMPS, BLUNT, 28 CM , LIGATURE NEEDLE, DESCHAMPS, SHARP, 21 CM , LIGATURE NEEDLE, DESCHAMPS, BLUNT, 21 CM , LIGATURE NEEDLE, BRUNNER, NO. 1, 30 CM , LIGATURE NEEDLE, BRUNNER, NO. 2, 30 CM , LIGATURE CATCHER, VIENNA-TYPE, 23.5 CM , LIGATURE FORK, 23 CM , SUTURE SET, MARTIN-MINI-ASSISTENT , SUTURE SET, MARTIN-ASSISTENT-STANDARD , WIRE GUIDE NEEDLE, DEMEL, NO. 1 , WIRE GUIDE NEEDLE, DEMEL, NO. 2 , WIRE GUIDE NEEDLE, DEMEL, NO. 3 , NEEDLEHOLDER, NEIVERT, GROOVED, 12.5 CM , NEEDLEHOLDER, HEGAR-BAUMGARTNER, 14.5 CM , NEEDLEHOLDER, BROWN, HEAVY, 13 CM , NEEDLEHOLDER, BROWN, HEAVY, 18 CM , NEEDLEHOLDER, CRILE-MURRAY, SLIM, 15 CM , NEEDLEHOLDER, CRILE-WOOD, GROOVED, 15 CM , NEEDLEHOLDER, ADSON, FENESTR., 18.5 CM , NEEDLEHOLDER, METZENB., FENESTR., 18.5 C , NEEDLEHOLDER, M.G.-HOSPITAL, 18 CM , NEEDLEHOLDER, MAYO-HEGAR, 14.5 CM , NEEDLEHOLDER, MAYO-HEGAR, 16 CM , NEEDLEHOLDER, MAYO-HEGAR, 18.5 CM , NEEDLEHOLDER, MAYO-HEGAR, 20.5 CM , NEEDLEHOLDER, MAYO-HEGAR, 24 CM , NEEDLEHOLDER, MAYO-HEGAR, 26.5 CM , NEEDLEHOLDER, MAYO-HEGAR, 30.5 CM , NEEDLEHOLDER, MAYO-HEGAR, SLIM, 16 CM , NEEDLEHOLDER, MAYO-HEGAR, SLIM, 19 CM , NEEDLEHOLDER, MAYO-HEGAR, SLIM, 20.5 CM , NEEDLEHOLDER, HEANY, CVD., 20.5 CM , NEEDLEHOLDER, JAMISON, SLIM, 23 CM , NEEDLEHOLDER, MASSON, HEAVY, 26.5 CM , NEEDLEHOLDER, FINOCHIETTO, ANG., 26.5 CM , NEEDLEHOLDER, WANGENSTEEN, 26.5 CM , NEEDLEHOLDER, JOHNSON, CVD., 27 CM , NEEDLEHOLDER, STRATTE, CVD., 23 CM , NEEDLEHOLDER, OLSEN-HEGAR, STR., 14 CM , NEEDLEHOLDER, GILLIES, 16 CM , NEEDLEHOLDER, CRILE, 15 CM , NEEDLEHOLDER, MATHIEU, 14 CM , NEEDLEHOLDER, MATHIEU, 17 CM , NEEDLEHOLDER, MATHIEU, 20 CM , NEEDLEHOLDER, MATHIEU, SLIM, 14 CM , NEEDLEHOLDER, MATHIEU, SLIM, 17 CM , TC Needle Holder, Par Style, 11.5cm , TC-MIC. NEEDLEHOLD., ROUND HDL., 18.5 CM , TC-NEEDLEHOLDER, WEBSTER, 13 CM , MICRO NEEDLEHOLDER, CVD., W. LOCK, 23 CM , MICRO NEEDLEHOLDER, STR., W. LOCK, 21 CM , MICRO NEEDLEHOLDER, STR., W. LOCK, 23 CM , MICRO NEEDLEHOLD., CVD., W/O LOCK, 18 CM , MICRO NEEDLEHOLD., CVD., W/O LOCK, 21 CM , MICRO NEEDLEHOLD., CVD., W/O LOCK, 23 CM , MICRO NEEDLEHOLD., STR., W/O LOCK, 15 CM , MICRO NEEDLEHOLD., STR., W/O LOCK, 21 CM , MICRO NEEDLEHOLD., STR., W/O LOCK, 23 CM , TC-NEEDLEHOLDER, JABOMA, W. LOCK, 18 CM , Micro-needleh., 10 mm, heavy-duty, 19 cm , Micro-needleh., 10 mm, heavy-duty, 23 cm , Micro Needleh., str., w/o lock, 14,5 cm , Micro Needleh., str., w. lock, 14,5 cm , Micro Needleh., cvd., w/o lock, 14,5 cm , Micro Needleh., cvd., w lock, 14,5 cm , Micro Needleh., cvd., w. lock, 14,5 cm , TC-MICRO NEEDLEH., STR., W. LOCK,14.5CM , TC-MICRO NEEDLEH., CVD., W/O LOCK,14.5CM , TC-MICRO NEEDLEHOLDER, SMOOTH, 14.5 CM , TC-MICRO NEEDELH., STR., W. LOCK, 18 CM , TC-MICRO NEEDLEHOLDER, STR., W. LOCK, 22 , TC-MICRONEEDLEH., CVD., SMOOTH, 14.5 CM , TC-MICRO NEEDLEHOLDER, CVD., W. LOCK, 18 , TC-MICRO NEEDLEHOLDER, CVD., W. LOCK, 22 , TC-NEEDLEHOLDER, CASTROV., STR., 12.5 CM , TC-NEEDLEHOLD., BARRAQ., W. LOCK, 13 CM , TC-NEEDLEHOLD., BARRAQ., W/O LOCK, 13 CM , TC-NEEDLEHOLDER, WEBSTER, SMOOTH, 13 CM , TC-NEEDLEHOLDER, KILNER, BAYON., 14.5 CM , TC-NEEDLEHOLDER, DERF, 12 CM , TC-NEEDLEHOLDER, HEGAR-BAUMGART., 13 CM , TC-NEEDLEHOLDER, HEGAR-BAUMGAR., 14.5 CM , TC-NEEDLEHOLDER, HALSEY, SMOOTH, 13 CM , TC-NEEDLEHOLD., WEBSTER, SMOOTH, 12 CM , TC-NEEDLEHOLDER, HALSEY, 13 CM , TC-NEEDLEHOLDER, CRILE-WOOD, 15 CM , TC-NEEDLEHOLDER, CRILE-WOOD, 20.5 CM , TC-NEEDLEHOLDER, SAROT, 18 CM , TC-NEEDLEHOLDER, SAROT, 20 CM , TC-NEEDLEHOLDER, SAROT, 26 CM , TC-NEEDLEHOLDER, MAYO-HEGAR, 16 CM , TC-NEEDLEHOLDER, MAYO-HEGAR, 18.5 CM , TC-NEEDLEHOLDER, MAYO-HEGAR, 20 CM , TC-NEEDLEHOLDER, MAYO-HEGAR, 24 CM , TC-NEEDLEHOLDER, MAYO-HEGAR, 26.5 CM , TC-NEEDLEHOLDER, MAYO-HEGAR, 30 CM , TC-NEEDLEHOLDER, HEANEY, CVD., 20.5 CM , TC-NEEDLEHOLDER, HEANEY, CVD., 24 CM , TC-NEEDLEHOLDER, HEANEY, CVD., 26,5 CM , TC-NEEDLEHOLDER, DE BAKEY, 18 CM , TC-NEEDLEHOLDER, DE BAKEY, 20.5 CM , TC-NEEDLEHOLDER, DE BAKEY, 23 CM , TC-NEEDLEHOLDER, DE BAKEY, 26.5 CM , TC-NEEDLEHOLDER, DE BAKEY, 31 CM , TC-NEEDLEHOLDER, MASSON, 26.5 CM , TC-NEEDLEHOLDER, RYDER-MARTIN, 12.5 CM , TC-NEEDLEHOLDER, RYDER-MARTIN, 15 CM , TC-NEEDLEHOLDER, RYDER-MARTIN, 18 CM , TC-NEEDLEHOLDER, RYDER-MARTIN, 20 CM , TC-NEEDLEHOLDER, RYDER-MARTIN, 23 CM , TC-NEEDLEHOLDER, RYDER-MARTIN, 26 CM , TC-NEEDLEHOLDER, SWEDISH-TYPE, 15 CM , TC-NEEDLEHOLDER, SWEDISH-TYPE, 17 CM , TC-NEEDLEHOLDER, SWEDISH-TYPE, 20.5 CM , TC-NEEDLEHOLDER, FINOCHIETTO, 26.5 CM , TC-NEEDLEHOLDER, RYDER-VASCULAR, 12 CM , TC-NEEDLEHOLDER, RYDER-VASCULAR, 15.5 CM , TC-NEEDLEHOLDER, RYDER-VASCULAR, 17.5 CM , TC-NEEDLEHOLDER, RYDER-VASCULAR, 20 CM , TC-NEEDLEHOLDER, RYDER-VASCULAR, 22.5 CM , TC-NEEDLEHOLDER, RYDER-VASCULAR, 26 CM , TC-NEEDLEHOLDER, WANGENSTEEN, 27 CM , TC-NEEDLEHOLDER, HEGAR-VASCULAR, 14 CM , TC-NEEDLEHOLDER, HEGAR-VASCULAR, 18.5 CM , TC-NEEDLEHOLDER, HEGAR-VASCULAR, 20.5 CM , TC-NEEDLEHOLDER, HEGAR-VASCULAR, 23 CM , TC-NEEDLEHOLD., BOZEMANN, S-SHAPE, 20.5 , TC-NEEDLEHOLDER, BOZEMANN, S-SHAPE, 24CM , TC-NEEDLEHOLDER, BOZEM., S-SHAPE, 26 CM , TC-NEEDLEHOLDER, BOZEMANN, S-SHAPE, 30 C , TC-NEEDLEHOLDER, HEGAR, 20 CM , TC-NEEDLEHOLDER, HEGAR, 24 CM , TC-NEEDLEHOLDER, STRATTE, SLIM, 23 CM , TC-NEEDLEHOLDER, STRATTE, CVD., 23 CM , TC-NEEDLEHOLDER, MICROVASCULAR, 14 CM , TC-NEEDLEHOLDER, MICROVASCULAR, 17.5 CM , TC-NEEDLEHOLDER, MICROVASCULAR, 20 CM , TC-NEEDLEHOLDER, MICROVASCULAR, 23 CM , TC-Needleholder, microvascular, 26cm , TC-NEEDLEHOLDER, MARTINI, SMOOTH, 14 CM , TC-NEEDLEHOLDER, MARTINI, SMOOTH, 15 CM , TC-NEEDLEHOLD., MARTINI, SMOOTH, 17.5 CM , TC-NEEDLEHOLDER, MARTINI, SMOOTH, 20 CM , TC-NEEDLEHOLDER, MARTINI, 14 CM , TC-NEEDLEHOLDER, MARTINI, 15 CM , TC-NEEDLEHOLDER, MARTINI, 17.5 CM , TC-NEEDLEHOLDER, MARTINI, 20 CM , TC-NEEDLEHOLDER, OLSEN-HEGAR, 14.5 CM , TC-NEEDLEHOLDER, OLSEN-HEGAR, 17 CM , TC-NEEDLEHOLDER, OLSEN-HEGAR, 19 CM , TC-NEEDLEHOLDER, FOSTER-GILLIES, 11 CM , TC-NEEDLEHOLDER, GILLIES-MINI, 15 CM , TC-NEEDLEHOLDER, GILLIES, 16 CM , TC-NEEDLEHOLDER, MATHIEU, SLIM, 14 CM , TC-NEEDLEHOLDER, MATHIEU, SLIM, 17 CM , TC-NEEDLEHOLDER, MATHIEU, SLIM, 20 CM , TC-NEEDLEHOLDER, MATHIEU, 14 CM , DG-Needle holder, Ryder-Vascular, 12.5cm , DG-Needle holder, Ryder-Vascular, 14.5cm , DG-Needle holder, Ryder-Vascular, 17.5cm , DG-Needle holder, Ryder-Vascular, 19.5cm , DG-Needle holder, Ryder-Vascular, 22.5cm , DG-Needle holder, Vascular, 12.5cm , DG-Needle holder, Vascular, 14.5cm , DG-Needle holder, Vascular, 17.5cm , DG-Needle holder, Vascular, 19.5cm , DG-Needle holder, Vascular, 22.5cm , TC-Needle holder, Crile-Wood, str., 18 c , TC-Needle holder, Crile-Wood, str., 23cm , TC-Needle holder, Baby-Crile-Wood, 15 cm , Knot guide, 24.5 cm , TC-needle holder, De Bakey, 16.5 cm , Wire, guide/applicator, Plester, 16 cm , Needleholder, Micro, str., w/o lock,15cm , MICRO NEEDLEHOLD., CVD., W/O LOCK, 15 CM , MICRO NEEDLEHOLDER, CVD., W. LOCK, 15 CM , MICRO NEEDLEHOLD., STR., W/O LOCK, 18 CM , MICRO NEEDLEHHOLDER, CVD., W/O LOCK, 18 , MICRO NEEDLEHOLDER, STR., W. LOCK, 15 CM , MICRO NEEDLEHOLDER, STR., W. LOCK, 18 CM , MICRO NEEDLEHOLDER, CVD., W. LOCK, 18 CM , MICRO NEEDLEHOLDER, CVD., W. LOCK, 21 CM , MICRO NEEDLEHHOLDER, STR., W/O LOCK, 15 , MICRO NEEDLEHHOLDER, STR., W/O LOCK, 18 , MICRO NEEDLEHHOLDER, STR., W/O LOCK, 21 , MICRO NEEDLEHHOLDER, STR., W/O LOCK, 23 , MICRO NEEDLEHHOLDER, CVD., W/O LOCK, 15 , MICRO NEEDLEHHOLDER, CVD., W/O LOCK, 21 , MICRO NEEDLEHHOLDER, CVD., W/O LOCK, 23 , TI-MICRO NEEDLEH., CVD., W. LOCK, 15 CM , TI-MICRO NEEDLEH., CVD., W/O LOCK, 18 CM , TI-MICRO NEEDLEH., STR., W. LOCK, 15 CM , TI-MICRO NEEDLEH., STR., W. LOCK, 18 CM , TI-MICRO NEEDLEH., STR., W. LOCK, 21 CM , Ti.-Micro.-ndh.,str.,w. lock, 0,8mm,23cm , TI-MICRO NEEDLEH., CVD., W. LOCK, 18 CM , TI-MICRO NEEDLEH., CVD., W. LOCK, 21 CM , Ti.-Micro.-ndh., cvd.,w.lock,0,8mm,23cm , TI-MICRO NEEDLEH., STR., W/O LOCK, 15 CM , TI-MICRO NEEDLEH., STR., W/O LOCK, 18 CM , TI-MICRO NEEDLEH., STR., W/O LOCK, 21 CM , Ti.-Micro.-ndh.,str.,w/o lock,0,8mm,23cm , TI-MICRO NEEDLEH., CVD., W/O LOCK, 15 CM , TI-MICRO NEEDLEH., CVD., W/O LOCK, 21 CM , Ti.-Micro.-ndh.,cvd.,w/o lock,0,8mm,23cm , Micro needleh., str.,w.lock, 1,2mm, 15cm , Ti.-Microneedleh.,str.,w.lock,1,2mm,15cm , Micro needleh., str.,w.lock, 1,2mm, 18cm , Ti.-Microneedleh.,str.,w.lock,1,2mm,18cm , Micro needleh., str.,w.lock, 1,2mm, 21cm , Ti.-Microneedleh.,str.,w.lock,1,2mm,21cm , Micro needleh., str.,w.lock, 1,2mm, 23cm , Ti.-Microneedleh.,str.,w.lock,1,2mm,23cm , Micro needleh., cvd.,w.lock, 1,2mm, 15cm , Ti.-Microneedleh.,cvd.,w.lock,1,2mm,15cm , Micro needleh., cvd.,w.lock, 1,2mm, 18cm , Ti.-Microneedleh.,cvd.,w.lock,1,2mm,18cm , Micro needleh., cvd.,w.lock, 1,2mm, 21cm , Ti.-Microneedleh.,cvd.,w.lock,1,2mm,21cm , Micro needleh., cvd.,w.lock, 1,2mm, 23cm , Ti.-Microneedleh.,cvd.,w.lock,1,2mm,23cm , Micro needleh.,str.,w/o lock, 1,2mm,15cm , Ti.-Micro.-ndh.,str.,w/o lock,1,2mm,15cm | MSE | 2023-06-14T00:00:00.000+02:00 | Gebrüder Martin GmbH & Co. KG KLS Martin Platz 1 · 78532 Tuttlingen/Germany Martin Postfach 60 · 78501 Tuttlingen/Germany. | 24-599-60-04 , 24-599-61-04 , 24-599-62-04 , 24-599-82-07 , 24-599-83-07 , 24-599-88-07 , 24-851-10-07 , 24-851-11-07 , 24-851-12-07 , 24-851-13-07 , 24-857-12-07 , 24-857-12-09 , 24-860-02-07 , 24-860-03-07 , 24-860-04-07 , 25-291-45-01 , 25-291-70-01 , 39-137-21-07 , 39-139-21-07 , 93-200-20-07 , 22-542-21-07 , 24-550-15-07 , 24-550-20-07 , 24-550-25-07 , 24-550-30-07 , 24-556-33-07 , 24-558-33-07 , 24-599-20-04 , 24-599-21-04 , 24-599-22-04 , 24-599-23-04 , 24-599-24-04 , 24-599-25-04 , 24-599-26-04 , 24-599-27-04 , 24-599-28-04 , 24-599-30-04 , 24-599-31-04 , 24-599-32-04 , 24-599-33-04 , 24-599-34-04 , 24-599-35-04 , 20-032-18-07 , 20-032-18-09 , 20-032-21-07 , 20-032-21-09 , 20-032-23-07 , 20-032-23-09 , 20-033-15-07 , 20-033-15-09 , 20-033-18-07 , 20-033-18-09 , 20-033-21-07 , 20-033-21-09 , 20-033-23-07 , 20-033-23-09 , 20-048-18-07 , 20-049-18-07 , 20-050-18-07 , 20-051-18-07 , 20-298-10-07 , 20-298-11-07 , 20-299-10-07 , 20-299-11-07 , 20-300-11-07 , 20-300-13-07 , 20-300-14-07 , 20-301-13-07 , 20-302-01-07 , 20-303-01-07 , 20-303-09-07 , 20-304-01-07 , 20-304-09-07 , 20-305-01-07 , 20-306-14-07 , 20-307-14-07 , 20-308-14-07 , 20-309-14-07 , 20-310-14-07 , 20-311-14-07 , 20-313-14-07 , 20-326-12-07 , 20-328-12-07 , 20-332-12-07 , 20-334-13-07 , 20-336-13-07 , 20-676-20-07 , 20-678-17-07 , 20-678-20-07 , 20-692-18-07 , 20-692-20-07 , 20-692-23-07 , 20-696-23-07 , 20-813-32-07 , 20-815-21-07 , 20-825-20-07 , 20-832-19-07 , 20-835-13-07 , 20-837-13-07 , 20-839-24-07 , 20-840-24-07 , 20-841-20-07 , 20-842-20-07 , 20-843-20-07 , 20-844-20-07 , 20-845-21-07 , 20-846-21-07 , 20-847-21-07 , 20-848-21-07 , 20-849-27-07 , 20-850-27-07 , 20-851-27-07 , 20-852-27-07 , 20-853-28-07 , 20-854-28-07 , 20-855-20-07 , 20-856-20-07 , 20-857-20-07 , 20-858-20-07 , 20-859-20-07 , 20-860-20-07 , 20-861-30-07 , 20-862-30-07 , 20-882-23-07 , 20-886-23-07 , 20-959-00-07 , 20-962-00-07 , 22-535-01-07 , 22-535-02-07 , 22-535-03-07 , 20-338-13-07 , 20-340-14-07 , 20-344-13-07 , 20-344-18-07 , 20-348-15-07 , 20-350-15-07 , 20-360-18-07 , 20-364-18-07 , 20-384-17-07 , 20-390-14-07 , 20-390-16-07 , 20-390-18-07 , 20-390-20-07 , 20-390-24-07 , 20-390-26-07 , 20-390-30-07 , 20-396-16-07 , 20-396-18-07 , 20-396-20-07 , 20-403-21-07 , 20-404-23-07 , 20-408-27-07 , 20-415-27-07 , 20-420-27-07 , 20-437-27-07 , 20-451-23-07 , 20-466-14-07 , 20-469-16-07 , 20-500-15-07 , 20-516-14-07 , 20-516-17-07 , 20-516-20-07 , 20-526-14-07 , 20-526-17-07 , 20-600-11-07 , 20-602-18-07 , 20-604-13-07 , 20-604-15-07 , 20-605-15-07 , 20-605-18-07 , 20-605-21-07 , 20-605-23-07 , 20-606-15-07 , 20-606-18-07 , 20-606-21-07 , 20-606-23-07 , 20-607-15-07 , 20-607-18-07 , 20-607-21-07 , 20-607-23-07 , 20-608-15-07 , 20-608-18-07 , 20-608-21-07 , 20-608-23-07 , 20-610-18-07 , 20-613-19-07 , 20-613-23-07 , 20-614-01-07 , 20-614-02-07 , 20-614-03-07 , 20-614-04-07 , 20-615-01-07 , 20-615-02-07 , 20-615-03-07 , 20-615-04-07 , 20-620-00-07 , 20-620-01-07 , 20-620-14-07 , 20-620-18-07 , 20-620-21-07 , 20-621-14-07 , 20-621-18-07 , 20-621-21-07 , 20-624-13-07 , 20-626-13-07 , 20-628-13-07 , 20-630-13-07 , 20-631-13-07 , 20-632-12-07 , 20-634-13-07 , 20-634-14-07 , 20-636-13-07 , 20-637-12-07 , 20-637-13-07 , 20-638-15-07 , 20-638-20-07 , 20-640-18-07 , 20-640-20-07 , 20-640-26-07 , 20-642-16-07 , 20-642-18-07 , 20-642-20-07 , 20-642-24-07 , 20-642-26-07 , 20-642-30-07 , 20-643-20-07 , 20-643-24-07 , 20-643-26-07 , 20-646-18-07 , 20-646-20-07 , 20-646-23-07 , 20-646-26-07 , 20-646-31-07 , 20-648-27-07 , 20-650-13-07 , 20-650-15-07 , 20-650-18-07 , 20-650-20-07 , 20-650-23-07 , 20-650-26-07 , 20-652-15-07 , 20-652-17-07 , 20-652-20-07 , 20-653-27-07 , 20-654-13-07 , 20-654-15-07 , 20-654-18-07 , 20-654-20-07 , 20-654-23-07 , 20-654-26-07 , 20-656-27-07 , 20-658-14-07 , 20-658-18-07 , 20-658-20-07 , 20-658-23-07 , 20-659-20-07 , 20-659-24-07 , 20-659-26-07 , 20-659-28-07 , 20-662-20-07 , 20-662-24-07 , 20-665-22-07 , 20-665-23-07 , 20-666-00-07 , 20-666-02-07 , 20-666-03-07 , 20-666-04- | Klasa I | Instrumenta shumeperdorimeshe mjekesore per kirurgji (Aksesore) | Instrumenta shumeperdorimeshe
14491 | Esophageal/Rectal Temperature Probe, 12 Fr, Reusable, Autoclavable / 989803203561, Esophageal/Rectal Temperature Probe, 10 Fr, Reusable, Autoclavable / 989803203571, Skin Temperature Probe, Reusable, Autoclavable / 989803203581 | Health & Light | 2023-06-19T00:00:00.000+02:00 | Philips Medical Systems 3000 Minuteman Road Andover, MA 01810-1099 USA | 989803203561, 989803203571, 989803203581 | Klasa IIa | Sonde Temperature rektale/Esofageale 12FR e riperdorshme dhe e autoklavueshme, Sonde Temperature rektale/Esofageale 10FR e riperdorshme dhe e autoklavueshme, Sonde Temperature per aplikim ne lekure, e riperdoshme dhe e autoklavueshme | Pajisje te implantueshme aktive
14276 | Inflation Device – Analog Inflation Devices | BIOMETRIC ALBANIA | 2023-06-15T00:00:00.000+02:00 | Merit Medical Systems, Inc. Adresa: 1600 West Merit Parkway,South Jordan, Utah 84095 USA | IN4130 - Inflation Device.basixCOMPAK™.30 atm/bar.20 mL | Is | Kjo pajisje përdoret për të fryrë dhe shfryrë një balonë angioplastike ose pajisje tjetër ndërhyrëse dhe për të matur presionin brenda balonës. | Produkte per institucione te kujdesit shendetesor
14281 | LUXIFLEX, EXAMINATION LAMP/ I0104NL - LUXIFLEX LED PLUS, LUXIFLEX, EXAMINATION LAMP/ I0104AOLED - LUXIFLEX LED, LUXIFLEX, EXAMINATION LAMP/ I0104NLSR - LUXIFLEX SENSOR PLUS, LUXIFLEX, EXAMINATION LAMP/ I0104AOLEDSR - LUXIFLEX SENSOR, LUXIFLEX, EXAMINATION LAMP/ I0104AO - LUXIFLEX HAL | MONTAL | 2023-06-19T00:00:00.000+02:00 | MIMSAL TRADE S.L., C. Mollet 17, Polígono Industrial Palou Nord, 08401 Granollers (Barcelona), Spain | 8436562860356, 8436562860011, 8436562860417, 8436562860400, 8436562860004 | Klasa I | Pajisje e destinuar për të siguruar dritë për të ndriçuar vendin e ekzaminimit të pacientit | Pajisje elektromekanike
14404 | MASTERGRAFT Putty Small (1.5cc), MASTERGRAFT Putty Medium (3cc), MASTERGRAFT Putty Large (6cc), MASTERGRAFT Putty Extra small (0.75cc), MASTERGRAFT Putty Extra Large (9cc) | O.E.S DISTRIMED | 2023-06-21T00:00:00.000+02:00 | Medtronic Sofamor Danek USA Inc,1800 Pyramid Place Memphis,Tennessee 38132 USA | 7600701, 7600702, 7600703, 7600706, 7600709, 76007011NT, 7600702INT, 7600703INT, 76007061NT, 76007091NT | Klasa III | Mbushes kockor ,per perdorim ne kirurgji spinale ortopedike | Pajisje te implantueshme jo aktive
14333 | LARYNGOSCOPE SET 4 MC INT. BL. 1-2-3-4 - adult | O.E.S DISTRIMED | 2023-06-27T00:00:00.000+02:00 | GIMA S.p.A. Via Marconi, 1 20060 Gessate (MI) –Italy | 34303 | Klasa I | Set laringoskopi per perdorim ne ORL | Instrumenta shumeperdorimeshe
14463 | Scotchbond Universal - Universal adhesive - with the components vial with adhesive or L-Pop with adhesive - with accessories single use applicator brushes | Amber Dental | 2023-06-22T00:00:00.000+02:00 | 3M Deutscheland GmbH, Carl-Schurz-Str. 1 41453 Neuss Germany | Scotchbond Universal - Universal adhesive - with the components vial with adhesive or L-Pop with adhesive - with accessories single use applicator brushes | Klasa IIa | ngjites universal | Pajisje dentare
14460 | Defibrillator/Monitor | BIOMETRIC ALBANIA | 2023-06-23T00:00:00.000+02:00 | Shenzhen Mindray Bio-Medical Electronics Co., Ltd. Address: Mindray Buildi ng, Keji 12th Road South, Hi-tech Industrial Park, Nanshan , Shenzhen, 518057, P. R. China | BeneHeart D30; BeneHeart D20; BeneHeart D20A; BeneHeart D20C; BeneHeart D60; BeneHeart D50; BeneHeart D50A; BeneHeart D50C; BeneHeart DX; BeneHeart DM | Klasa III | Pajisje defibrilimi/monitorimi per pacientet me arrest kardiak. | Produkte per institucione te kujdesit shendetesor
14428 | Operating Light | MONTAL | 2023-07-03T00:00:00.000+02:00 | Shanghai PAX Medical Instrument Co., Ltd., Building 3,No.438 Fulian Two Road, Baoshan District, Shanghai 201906, China | PANALEX Series: PANALEX 1 , PANALEX 1 ( M ) , PANALEX 1( W ) , PANALEX 2 , PANALEX 3 , PANALEX 4, PANALEX-A, PANALEX-B, PANALEX-C, PANALEX-D , PANALEX-E , PX350 , PX350 ( M ), PX350 (W ) | Klasa I | Llampa ndriçimi per sallat e operacionit | Instrumenta shumeperdorimeshe
14385 | Operating Light | MONTAL | 2023-07-03T00:00:00.000+02:00 | Shanghai PAX Medical Instrument Co., Ltd., Building 3,No.438 Fulian Two Road, Baoshan District, Shanghai 201906, China | PD120, PD120(M), PD120(W), PD120(C), PD160, PD160(M), PD160(W), PD160(C), PD120/120, PD160/120, PD160/160, PD120/120(C), PD160/120(C), PD160/160(C), PML30, PML30(M), PML30(W), ELD1, ELD2, ELD3, ELD4 | Klasa I | Llampa ndriçimi per sallat e operacionit | Instrumenta shumeperdorimeshe
14451 | Rooter Universal / Endo Motor Accessories: Motor handpiece, Battery charger, Geared Angle Handpiece, Rooter® Universal Endo Motor , Motor handpiece , Rooter Universal - Demo, Battery charger, Geared Angle Handpiece | Rodio Pharma | 2023-06-30T00:00:00.000+02:00 | Foshan COXO Medical Instrument Co., Ltd. BLDG 4, District A Guangdong New Light Source Industrial Base, South of Luocun Avenue Nanhai District Foshan 528226 Guangdong China | C-SMART-MINI AP, 2.0421.002 - 08.970.00.000.FK , 99.0001.195 - 08.970.00.001.FK, 99.0001.195 - 08.970.00.018.FK, 99.0001.196 - 08.970.00.002.FK, 5.6029.001 - 08.970.00.011.FK | Klasa IIa | Endo motor eshte nje pajisje qe perdoret per perpunimin e kanaleve te dhembeve., Karikuesi i endo motorit. | Pajisje dentare
14448 | Kadermin powder spray, Kadermin cream | ITALMED-DISTRIBUTION | 2023-07-03T00:00:00.000+02:00 | PAVIA FARMACEUTICI SRL, Via Vistarino, 14/F – 27010 COPIANO (PV) - ITALY | Kadermin powder spray, Kadermin cream | Klasa IIb | Pajisje mjekësore për përdorim lokal për trajtimin e lëkurës së plagosur. Kadermin rekomandohet ose për trajtimin e lëndimeve të lehta, prerjeve, djegieve të lehta dhe gërvishtjet (p.sh. gërvishtjet) ose ulcerat dhe plagët e shtratit. Kadermin krijon një mbrojtje efektive barrierë kundër mikrobeve dhe nxit proceset natyrore të rigjenerimit të indeve, duke ndihmuar plagët te shërohen më shpejt. Aci | Tjeter
14566 | Auto Hematology Analyzer, Three-way valve(PEIZH), 250uL Syringe, Two-way valve(PEIZH) | O3 LAB | 2023-07-05T00:00:00.000+02:00 | Shenzhen Mindray Bio-Medical Electronics Co., Ltd. Mindray Building, Keji 12th Road South, High-tech Industrial Park, Nanshan, Shenzhen, 518057, P. R. China | BC-760[B], 115-033286-00, 115-027479-00, 115-033289-00 | In vitro | Auto analizator per matjen e gjakut ne trupin e njeriut , Valvula me 3 drejtime (PEIZH), Shiringe 250µL ( me piston , Valvula me 2 drejtime (PEIZH) | Pajisje te diagnostifikimit in vitro
14525 | QuantiFERON®-TB Gold Plus (QFT®-Plus) | BIOMETRIC ALBANIA | 2023-07-03T00:00:00.000+02:00 | QIAGEN GmbH - QIAGEN Str. 1, 40724 Hilden, Germany | 622120 (QFT-Plus 2 Plate Kit ELISA), 622822 (QFT Reference Lab Pack) | In vitro | Teste diagnostike in vitro për identifikimin e antigjeneve peptide që lidhen me infeksionin Mycobacterium tuberculosis. | Pajisje te diagnostifikimit in vitro
14447 | MAYFIELD® Spine Table Adaptor (Radiolucent) , MAYFIELD® XR2 Child's Rocker Arm , MAYFIELD® XR2 Metal-Free Conversion Accessory, MAYFIELD® XR2 Force Applicator , MAYFIELD® XR2 Adult Rocker Arm, MAYFIELD® XR2 Standard Torque Screw , MAYFIELD® XR2 Extension Arm, 5" (127mm) , MAYFIELD® XR2 Extension Arm, 7" (178mm) , MAYFIELD® 2 Skull Clamp , MAYFIELD® 2 Base Unit, Narrow , MAYFIELD® 2 Base Unit, Standard , MAYFIELD® 2 Base Unit, International , MAYFIELD® 2 Adaptor, Standard , MAYFIELD® 2 Tri-Star Swivel Adaptor , PAPADOPOULOSTM Posterior Cervical Spine Support (PCS) , MAYFIELD® General Purpose Headrest, MAYFIELD® Horseshoe Headrest , MAYFIELD® Swivel Horseshoe Headrest, MAYFIELD® Crossbar Adaptor , MAYFIELD® Crossbar Adaptor (339.5 mm) , MAYFIELD® Swivel Adaptor , MAYFIELD® Instrument Wall Storage Unit , MAYFIELD® Pediatric Horseshoe Headrest , MAYFIELD® Modified Skull Clamp , MAYFIELD® Universal Side Rail Fitting , MAYFIELD® Ball Socket Swivel Adaptor, MAYFIELD® Triad Skull Clamp , MAYFIELD® Horseshoe Conversion Adaptor , MAYFIELD® Horseshoe Conversion Adaptor w/Knobs , MAYFIELD® Infinity Headrest System , MAYFIELD® Neurogen Adaptor , MAYFIELD® Infinity Skull Clamp System , MAYFIELD® Basic Infinity Skull Clamp System , MAYFIELD® Modified Swivel Adaptor, MAYFIELD® Modified Tri-Star Swivel Adaptor , MAYFIELD® MR/X-Ray Skull Clamp , MAYFIELD® Non-sterile Disposable Covers , MAYFIELD® 2000 Skull Clamp , MAYFIELD® Tri-Star Adaptor , MAYFIELD® Ultra 360 Patient Positioning System , MAYFIELD® Adult Radiolucent Horseshoe Headrest A2010, MAYFIELD® Pediatric Radiolucent Horseshoe Headrest, MAYFIELD® Ultra 360 Patient Positioning System — International A2029, MAYFIELD® Infinity XR2 Base Unit, MAYFIELD® Infinity XR2 Base Unit - Extended , MAYFIELD® Ultra Base Unit A2101, MAYFIELD' Ultra Base Unit (International) , MAYFIELD® Infinity XR2 Tri-Star Swivel Adaptor , MAYFIELD® Infinity XR2 Skull Clamp , MAYFIELD® Spine Table Adaptor (Standard) | O.E.S DISTRIMED | 2023-07-10T00:00:00.000+02:00 | Integra LifeSciences Corporation 4900 Charlemar Drive,Building A Cincinnati,Ohio 45227 USA | A2600R, 439A1091, 439A1092, 439A1093, 439A1094, 439A1095, 437A2224, 437A2225, A3059, A3100, A3101, A3102, A3018, A3008, A1073, A1008, A1011, A1012, A1015, A1016, A1018, A1023, A1051, A1059, A1060, A1064, A1108, A1109, A1110, A1112, A1113, A1114, A1114A, A1115, A1116, A1117, A1118, A2000, A2008, A2009, A2010, A2011, A2029, A2079, A2079E, A2101, A2102, A2111, A2114, A2600M | Klasa I | Instrumenta per stabilizim dhe mbeshtetje Kraniale,per perdorim ne neurokirurgji | Instrumenta shumeperdorimeshe
14521 | U800 series | FEDOS | 2023-07-20T00:00:00.000+02:00 | Shenzhen Upnmed Equipment Co.,Ltd. 4th Floor, Building# I East, Huihuang Industrial Area, Xitian Community. Gongming Town, Guangming New District, Shenzhen,5I8I07, Guangdong, China | IBP Cable and Transducer | Klasa I | Kabull per matjen e presionit te gjakut me sonde. | Tjeter
14444 | CBC-CAL Plus | O3 LAB | 2023-07-05T00:00:00.000+02:00 | R&D Systems – a Bio-Techne brand 614 McKinley Place, N.E. MINNEAPOLIS MN 55413 U.S.A. | CBC-CAL Plus | In vitro | Kalibrator per te kalibruar parametrat e gjakut komplet ne autoanalizatorin e hematologjise | Pajisje te diagnostifikimit in vitro
14519 | FILTERS FOR CAPILLARYS / MINICAP SOLUTIONS (10), MINICAP FLEX-PIERCING CAPICLEAN, MINICAP REAGENT CUPS / 125 (3), CAPI 3 URINE, CAPILLARYS 3 DBS MICROPLATES, CAPI 3 BINS FOR USED REAGENT CUPS (ç), CAPI 3 REAGENT CUPS (24 x 14), FILTER PAPER COMBS 6 TEETH / 10 (5), (FILTER PAPER COMBS 12 TEETH / 10 ), FILTER PAPER COMBS 18 TEETH / 10 (5), THIN FILTER PAPERS / 10 (6), THICK FILTER PAPERS / 10 (6), HYDRASHIFT GREEN APPLICATORS 15 (10), HYDRAGEL APPLICATORS 6 (10), HYDRAGEL APPLICATORS 7 (10), HYDRAGEL APPLICATORS 18 (10), HYDRAGEL APPLICATORS 15 (10), 15 WELLS ANTISERA SEGMENT (10), 18 WELLS ANTISERA SEGMENT (10), DESTAINING SOLUTION (10), HYDRASYS WASH SOLUTION (10), ACID VIOLET STAINING SOLUTION, AMIDOBLACK STAINING SOLUTION, FLUIDIL, IF SAMPLE DILUENT, DTT DILUENT (IF / IT), HYDRASHIFT 2/4 daratumumab (20 TESTS), HYDRASHIFT 2/4 isatuximab (40 TESTS), isatuximab CONTROL, daratumumab CONTROL, DIALYSIS SYSTEM (24), MICRO TUBES 1 mL (110), TUBES AND CAPS FOR CONTROLS (20), TUBES AND CAPS FOR CONTROLS (500), GEL BARCODE LABELS (500), APPLICATOR BARCODE LABELS (500), "AUTOMATIC LOW VOLUME" LABELS FOR MINICAP FLEX-PIERCING (20), "MANUAL LOW VOLUME" LABELS FOR MINICAP FLEX-PIERCING (20), A1C/CE - CAPILLARY BLOOD SAMPLE KIT (A), TEST TUBES (200), A1C/CE LOW VOLUME SAMPLE COLLECTION TUBE, CAPILLARYS 3 & MC SWITCH RACK FOR HEMOGLOBIN(E) (1), CAPILLARYS 3 & MC SWITCH RACK FOR CDT (1), CAPILLARYS 3 & MC SWITCH RACK FOR URINE (1), CAPILLARYS 3 & MC SWITCH RACK FOR IMMUNOTYPING URINE (1), CAPILLARYS 3 & MC SWITCH RACK FOR PROTEIN(E) 6 (1), CAPILLARYS 3 & MC SWITCH RACK FOR IMMUNOTYPING (1), CAPILLARYS 3 & MC SWITCH RACK FOR HbAlc (1), EXTERNAL ACCESSORIES FOR WASTE DISPOSAL OF CAPILLARYS 3, CAPILLARYS 3 & MC SHUTDOWN RACK (1), CAPILLARYS 3 & MC STOP RACK (1), MINICAP FLEX-PIERCING CENTERING RING FOR TUBES 11 mm (27), ANTISERA ADAPTER 9 POSITIONS FOR ASSIST, HYDRASYS 5 von WILLEBRAND MULTIMERS ACCESSORIES, METAL WEIGHT 1.8KG, HYDRASYS 11 von WILLEBRAND MULTIMERS ACCESSORIES, METAL WEIGHT 2.3 kg, SCAN CONTROL FILM, CAPILLARYS / MINICAP URINE, CAPILLARYS / MINICAP WASH SOLUTION (2), CDT SAMPLES TREATMENT SOLUTION, CAPICLEAN, CLEAN PROTECT, CAPILLARYS 3 CAPICLEAN, CAPlprotect, CAPILLARYS 3 WASH SOLUTION (1), NNHb WHITE DILUTION SEGMENTS (2x110), YELLOW DILUTION SEGMENTS (70), CLEAR DILUTION SEGMENTS (90), GREEN DILUTION SEGMENTS (90), BLUE DILUTION SEGMENTS (70), CAPILLARYS / MINICAP BARCODES READER , HYDRAGEL BARCODES READER , HYDRASYS 2 SCAN FOCUSING , GELSCAN , ASSIST, MINICAP FLEX-PIERCING, CSF ISOFOCUSING DYNAMIC MASK GUIDE, CAPILLARYS 3 DBS, CAPILLARYS 3 OCTA, CAPILLARYS 3 TERA, CAPILLARYS 3 TERA TLA, TUBE LOADER CAPILLARYS 3, RACK CONVEYOR CAPILLARYS 3, HYDRASHIFT 2/4 ACCESSORIES, HYDRASYS A1AT ISOFOCUSING ACCESSORIES, HYDRASYS 2 IF / BJ (HR) ACCESSORIES (SM), DYNAMIC MASK, SEGMENT HOLDER (DM), COLORED REFERENCE GUIDES (DM), HYDRASYS CSF ISOFOCUSING ACCESSORIES, HYDRASYS CSF ACCESSORIES (DM), HYDRASYS IF ACCESSORIES (SM), HYDRASYS ISO-LDH, ISO-PAL, CHOL ACCESSORIES, HYDRASYS CSF ACCESSORIES (SM), HYDRASYS LIPOPROTEIN(E)S ACCESSORIES , HYDRASYS ISO-CK ACCESSORIES, HYDRASYS 9 IF ACCESSORIES (SM), HYDRASYS 9 BENCE JONES ACCESSORIES (SM), HYDRASYS 1 IF / 1 BENCE JONES ACCESSORIES (SM), HUMIDITY CHAMBER, DRY STORAGE CHAMBER, URINE PROFIL(E) MASK (SM), URINE PROFIL(E) ACCESSORIES (DM), HYDRASYS UNIVERSAL GEL HOLDER, HYDRASYS CONTAINER KIT, HYDRASYS CONTAINER (BLACK CAP)0.5 L, HYDRASYS CONTAINER (RED CAP) 0.5 L, HYDRASYS CONTAINER (WHITE CAP) 5 L, HYDRASYS CONTAINER (GREEN CAP) 5 L, HYDRAPLUS / ASSIST SPONGE KIT, CAPILLARYS HUMIDITY CHAMBER, HYDRASYS 2 GEL HOLDER, HYDRASYS 2 STRIP CARRIER, HYDRASYS 2 APPLICATOR CARRIER, CAPILLARYS 3 & MC SAMPLE RACKS (70), CAPILLARYS 3 & MC CALIBRATORS/CONTROLS RACK (1), CAPILLARYS 3 & MC CAPILLARY BLOOD RACKS (5), CAPILLARYS 3 & MC LOW VOLUMES RACKS (5), CAPILLARYS 3 & MC SAMPLE RACKS (10) | GENIUS SHPK | 2023-07-10T00:00:00.000+02:00 | Sebia S.A - 26 rue Leonard de Vinci,Parc Technologique Leonard de Vinci, CP 8010 Lisses ,91008 Evry Cedex,France | 2085, 2251, 2281, 2513, 2578, 2581, 2582, 4190, 4191, 4192, 4193, 4194, 4195, 4196, 4197, 4198, 4199, 4397, 4398, 4540, 4541, 4553, 4554, 4587, 4588, 4589, 4639, 4642, 4764, 4765, 9200, 9201, 9202, 9205, 9206, 9207, 9208, 9209, 9212, 9214, 9216, 1373, 1376, 1378, 1379, 1381, 1382, 1383, 1389, 1391, 1392, 1612, 1650, 1651, 1652, 1653, 1654, 1949, 2013, 2052, 2054, 2058, 2059, 2060, 2061, 2062, 2078, 2079, 2080, 2081, 2083, 1079, 1080, 1202, 1206, 1218, 1232, 1236, 1244, 1245, 1246, 1248, 1249, 1250, 1251, 1253, 1254, 1255, 1256, 1257, 1258, 1259, 1260, 1261, 1262, 1263, 1264, 1265, 1266, 1267, 1270, 1271, 1273, 1274, 1278, 1282, 1283, 1284, 1285, 1286, 1287, 1294, 1297, 1298, 1299, 1359, 1362, 1363, 1364, 1369 | In vitro | Aksesor. Sistemet Sebia përdorin parimin e elektroforezës kapilare në tretësirë të lirë.Keto reagent ndjekin kete parim : Molekulat e ngarkuara ndahen nga lëvizshmëria e tyre elektroforetike në një pH specifik në një tampon alkalik. Ndarja ndodh sipas pH të elektrolitit dhe rrjedhës elektroosmotike.Instrumentet e elektroforezës kapilare Sebia janë të pajisura me disa kapilarë paralelë që mundësojnë analiza të shumta të njëkohshme.Çdo mostër hollohet në një tampon hollimi dhe kapilarët mbushen me tampon ndarës; mostrat më pas injektohen me aspirim në skajin anodik të kapilarit. Më pas bëhet një ndarje e proteinave të tensionit të lartë; zbulimi i drejtpërdrejtë dhe kuantifikimi i fraksioneve të ndryshme proteinike kryhet në një gjatësi vale specifike në skajin katodik të kapilarit., Reagent. Sistemet Sebia përdorin parimin e elektroforezës kapilare në tretësirë të lirë.Keto reagent ndjekin kete parim : Molekulat e ngarkuara ndahen nga lëvizshmëria e tyre elektroforetike në një pH specifik në një tampon alkalik. Ndarja ndodh sipas pH të elektrolitit dhe rrjedhës elektroosmotike.Instrumentet e elektroforezës kapilare Sebia janë të pajisura me disa kapilarë paralelë që mundësojnë analiza të shumta të njëkohshme.Çdo mostër hollohet në një tampon hollimi dhe kapilarët mbushen me tampon ndarës; mostrat më pas injektohen me aspirim në skajin anodik të kapilarit. Më pas bëhet një ndarje e proteinave të tensionit të lartë; zbulimi i drejtpërdrejtë dhe kuantifikimi i fraksioneve të ndryshme proteinike kryhet në një gjatësi vale specifike në skajin katodik të kapilarit., Lexues barkodi.Sistemet Sebia përdorin parimin e elektroforezës kapilare në tretësirë të lirë.Keto reagent ndjekin kete parim : Molekulat e ngarkuara ndahen nga lëvizshmëria e tyre elektroforetike në një pH specifik në një tampon alkalik. Ndarja ndodh sipas pH të elektrolitit dhe rrjedhës elektroosmotike.Instrumentet e elektroforezës kapilare Sebia janë të pajisura me disa kapilarë paralelë që mundësojnë analiza të shumta të njëkohshme.Çdo mostër hollohet në një tampon hollimi dhe kapilarët mbushen me tampon ndarës; mostrat më pas injektohen me aspirim në skajin anodik të kapilarit. Më pas bëhet një ndarje e proteinave të tensionit të lartë; zbulimi i drejtpërdrejtë dhe kuantifikimi i fraksioneve të ndryshme proteinike kryhet në një gjatësi vale specifike në skajin katodik të kapilarit., Lexues I xhelit te elektroforezes. Sistemet Sebia përdorin parimin e elektroforezës kapilare në tretësirë të lirë.Keto reagent ndjekin kete parim : Molekulat e ngarkuara ndahen nga lëvizshmëria e tyre elektroforetike në një pH specifik në një tampon alkalik. Ndarja ndodh sipas pH të elektrolitit dhe rrjedhës elektroosmotike.Instrumentet e elektroforezës kapilare Sebia janë të pajisura me disa kapilarë paralelë që mundësojnë analiza të shumta të njëkohshme.Çdo mostër hollohet në një tampon hollimi dhe kapilarët mbushen me tampon ndarës; mostrat më pas injektohen me aspirim në skajin anodik të kapilarit. Më pas bëhet një ndarje e proteinave të tensionit të lartë; zbulimi i drejtpërdrejtë dhe kuantifikimi i fraksioneve të ndryshme proteinike kryhet në një gjatësi vale specifike në skajin katodik të kapilarit., Instrument in vitro qe ben kampionimin e xhelit te elektroforezes. Instrument laboratorike per testime IVD që përdor elektroforezën kapilare të zhvilluar për të qenë i gjithanshëm duke siguruar një ndarje të qartë dhe të saktë të proteinave. Ky instrument me shumë parametra ofron një menu gjithëpërfshirëse mbi serumin, urinën dhe gjakun e plotë për testimin e proteinave, imunotipizimit, HbA1c, hemoglobinës dhe CDT (Transferrinës së Mungesës së Karbohidrateve), Instrument laboratorike per testime IVD që përdor elektroforezën kapilare të zhvilluar për të qenë i gjithanshëm duke siguruar një ndarje të qartë dhe të saktë të proteinave. Ky instrument me shumë parametra ofron një menu gjithëpërfshirëse mbi serumin, urinën dhe gjakun e plotë për testimin e proteinave, imunotipizimit, HbA1c, hemoglobinës dhe CDT (Transferrinës së Mungesës së Karbohidrateve) | Pajisje te diagnostifikimit in vitro
14429 | Pentamix Lite, Penta Mixing Tips-Red | Amber Dental | 2023-07-05T00:00:00.000+02:00 | 3M Deutscheland GmbH, Carl-Schurz-Str. 1 41453 Neuss Germany | 77901, 77902, 77903, 77904, 77905, 77906, 77907, 77908, 77909, 7800, Pentacartridge for Pentamix Lite 77944, 77919, 77949 | Klasa I | aparature per perzierjen e silikonit per marrje mase, aksesore per aparature per perzierjen e silikonit per marrje mase | Pajisje dentare
14518 | Ocular Solutions with Isotonic Sea Water VIals: GA10531 Isomar Occhi Eye Drops 15x0.5ML | F A R M A T E CH | 2023-07-05T00:00:00.000+02:00 | Coswell S.p.A. Via Gobetti 4 - FUNO (BO( - Italy | GA10531 | Klasa IIb | Flakone monodozë me pika për sy për lubrifikim, qetësim, hidratim të tij | Tjeter
13965 | Dia -Endoring | MOTO-MANIA | 2023-05-08T00:00:00.000+02:00 | DiaDent Group International 16, Osongsaenglmyeong 4- ro Osong -cup Heungdeok- gu, Cheongju-si, Chungcheongbuk do,28161,Republic of Korea | Dia -Endoring | Klasa I | Mates per instrumentat rrotullues endodontike | Pajisje dentare
14074 | Mendec Cranio 1220/D | O.E.S DISTRIMED | 2023-05-11T00:00:00.000+02:00 | Tecres S.p.A Via Andrea Doria,6 Sommacampagna (VR) 37066 Italy | Mendec Cranio 1220/D | Klasa III | Cimento per riparimin e difekteve kraniale | Pajisje te implantueshme jo aktive
13983 | LIFE WRAP - NON-PNEUMATIC ANTI-SHOCK GARMENT (NASG) | BIOMETRIC ALBANIA | 2023-05-08T00:00:00.000+02:00 | Huizhou Shield Sporting Goods Limited - Adress: Operation Address: 7F, Building 1, Kelunte Science and Technology Park, Qingli Road, Jinglong Village, Zhenlong Town, Huiyang District, Huizhou City, Guarigdong Province, China | LIFE WRAP - NON-PNEUMATIC ANTI-SHOCK GARMENT (NASG) | Klasa I | VASHJE ANTI-SHOCK PER GRATE SHTATZENA (JO-PNEUMATIKE) | Produkte per institucione te kujdesit shendetesor
14124 | XIENCE PRO A Everolimus Eluting Coronary Stent System 1128200-08, XIENCE PRO A Everolimus Eluting Coronary Stent System 1128200-12, XIENCE PRO A Everolimus Eluting Coronary Stent System 1128200-15, XIENCE PRO A Everolimus Eluting Coronary Stent System 1128200-18, XIENCE PRO A Everolimus Eluting Coronary Stent System 1128200-23, XIENCE PRO A Everolimus Eluting Coronary Stent System 1128200-28, XIENCE PRO A Everolimus Eluting Coronary Stent System 1128225-12, XIENCE PRO A Everolimus Eluting Coronart Stent System 1128225-15, XIENCE PRO A Everolimus Eluting Coronary Stent System 1128225-18, XIENCE PRO A Everolimus Eluting Coronary Stent System 1128225-23, XIENCE PRO A Everolimus Eluting Coronary Stent System 1128225-28, XIENCE PRO A Everolimus Eluting Coronary Stent System 1128250-08, XIENCE PRO A Everolimus Eluting Coronary Stent System 1128250-12, XIENCE PRO A Everolimus Eluting Coronary Stent System 1128250-15, XIENCE PRO A Everolimus Eluting Coronary Stent System 1128250-18, XIENCE PRO A Everolimus Eluting Coronary Stent System 1128250-23, XIENCE PRO A Everolimus Eluting Coronary Stent System 1128250-28, XIENCE PRO A Everolimus Eluting Coronary Stent System 1128250-33, XIENCE PRO A Everolimus Eluting Coronary Stent System 1128250-38, XIENCE PRO A Everolimus Eluting Coronary Stent System 1128275-08, XIENCE PRO A Everolimus Eluting Coronary Stent System 1128275-12, XIENCE PRO A Everolimus Eluting Coronary Stent System 1128275-15, XIENCE PRO A Everolimus Eluting Coronary Stent System 1128275-18, XIENCE PRO A Everolimus Eluting Coronary Stent System 1128275-23, XIENCE PRO A Everolimus Eluting Coronary Stent System 1128275-28, XIENCE PRO A Everolimus Eluting Coronary Stent System 1128275-33, XIENCE PRO A Everolimus Eluting Coronary Stent System 1128275-38, XIENCE PRO A Everolimus Eluting Coronary Stent System 1128300-08, XIENCE PRO A Everolimus Eluting Coronary Stent System 1128300-12, XIENCE PRO A Everolimus Eluting Coronary Stent System 1128300-15, XIENCE PRO A Everolimus Eluting Coronary Stent System 1128300-18, XIENCE PRO A Everolimus Eluting Coronary Stent System 1128300-23, XIENCE PRO A Everolimus Eluting Coronary Stent System 1128300-28, XIENCE PRO A Everolimus Eluting Coronary Stent System 1128300-33, XIENCE PRO A Everolimus Eluting Coronary Stent System 1128300-38, XIENCE PRO A Everolimus Eluting Coronary Stent System 1128325-08, XIENCE PRO A Everolimus Eluting Coronary Stent System 1128325-12, XIENCE PRO A Everolimus Eluting Coronary Stent System 1128325-15, XIENCE PRO A Everolimus Eluting Coronary Stent System 1128325-18, XIENCE PRO A Everolimus Eluting Coronary Stent System 1128325-23, XIENCE PRO A Everolimus Eluting Coronary Stent System 1128325-28, XIENCE PRO A Everolimus Eluting Coronary Stent System 1128325-33, XIENCE PRO A Everolimus Eluting Coronary Stent System 1128325-38, XIENCE PRO A Everolimus Eluting Coronary Stent System 1128350-08, XIENCE PRO A Everolimus Eluting Coronary Stent System 1128350-12, XIENCE PRO A Everolimus Eluting Coronary Stent System 1128350-15, XIENCE PRO A Everolimus Eluting Coronary Stent System 1128350-18, XIENCE PRO A Everolimus Eluting Coronary Stent System 1128350-23, XIENCE PRO A Everolimus Eluting Coronary Stent System 1128350-28, XIENCE PRO A Everolimus Eluting Coronary Stent System 1128350-33, XIENCE PRO A Everolimus Eluting Coronary Stent System 1128350-38, XIENCE PRO A Everolimus Eluting Coronary Stent System 1128400-08, XIENCE PRO A Everolimus Eluting Coronary Stent System 1128400-12, XIENCE PRO A Everolimus Eluting Coronary Stent System 1128400-15, XIENCE PRO A Everolimus Eluting Coronary Stent System 1128400-18, XIENCE PRO A Everolimus Eluting Coronary Stent System 1128400-23, XIENCE PRO A Everolimus Eluting Coronary Stent System 1128400-28, XIENCE PRO A Everolimus Eluting Coronary Stent System 1128400-33, XIENCE PRO A Everolimus Eluting Coronary Stent System 1128400-38 | DIAL-ALB | 2023-05-16T00:00:00.000+02:00 | Abbott Medical, 3200 Lakeside Drive, Santa Clara, California 95054, USA | XIENCE PRO A Everolimus Eluting Coronary Stent System 1128200-08, XIENCE PRO A Everolimus Eluting Coronary Stent System 1128200-12, XIENCE PRO A Everolimus Eluting Coronary Stent System 1128200-15, XIENCE PRO A Everolimus Eluting Coronary Stent System 1128200-18, XIENCE PRO A Everolimus Eluting Coronary Stent System 1128200-23, XIENCE PRO A Everolimus Eluting Coronary Stent System 1128200-28, XIENCE PRO A Everolimus Eluting Coronary Stent System 1128225-12, XIENCE PRO A Everolimus Eluting Coronart Stent System 1128225-15, XIENCE PRO A Everolimus Eluting Coronary Stent System 1128225-18, XIENCE PRO A Everolimus Eluting Coronary Stent System 1128225-23, XIENCE PRO A Everolimus Eluting Coronary Stent System 1128225-28, XIENCE PRO A Everolimus Eluting Coronary Stent System 1128250-08, XIENCE PRO A Everolimus Eluting Coronary Stent System 1128250-12, XIENCE PRO A Everolimus Eluting Coronary Stent System 1128250-15, XIENCE PRO A Everolimus Eluting Coronary Stent System 1128250-18, XIENCE PRO A Everolimus Eluting Coronary Stent System 1128250-23, XIENCE PRO A Everolimus Eluting Coronary Stent System 1128250-28, XIENCE PRO A Everolimus Eluting Coronary Stent System 1128250-33, XIENCE PRO A Everolimus Eluting Coronary Stent System 1128250-38, XIENCE PRO A Everolimus Eluting Coronary Stent System 1128275-08, XIENCE PRO A Everolimus Eluting Coronary Stent System 1128275-12, XIENCE PRO A Everolimus Eluting Coronary Stent System 1128275-15, XIENCE PRO A Everolimus Eluting Coronary Stent System 1128275-18, XIENCE PRO A Everolimus Eluting Coronary Stent System 1128275-23, XIENCE PRO A Everolimus Eluting Coronary Stent System 1128275-28, XIENCE PRO A Everolimus Eluting Coronary Stent System 1128275-33, XIENCE PRO A Everolimus Eluting Coronary Stent System 1128275-38, XIENCE PRO A Everolimus Eluting Coronary Stent System 1128300-08, XIENCE PRO A Everolimus Eluting Coronary Stent System 1128300-12, XIENCE PRO A Everolimus Eluting Coronary Stent System 1128300-15, XIENCE PRO A Everolimus Eluting Coronary Stent System 1128300-18, XIENCE PRO A Everolimus Eluting Coronary Stent System 1128300-23, XIENCE PRO A Everolimus Eluting Coronary Stent System 1128300-28, XIENCE PRO A Everolimus Eluting Coronary Stent System 1128300-33, XIENCE PRO A Everolimus Eluting Coronary Stent System 1128300-38, XIENCE PRO A Everolimus Eluting Coronary Stent System 1128325-08, XIENCE PRO A Everolimus Eluting Coronary Stent System 1128325-12, XIENCE PRO A Everolimus Eluting Coronary Stent System 1128325-15, XIENCE PRO A Everolimus Eluting Coronary Stent System 1128325-18, XIENCE PRO A Everolimus Eluting Coronary Stent System 1128325-23, XIENCE PRO A Everolimus Eluting Coronary Stent System 1128325-28, XIENCE PRO A Everolimus Eluting Coronary Stent System 1128325-33, XIENCE PRO A Everolimus Eluting Coronary Stent System 1128325-38, XIENCE PRO A Everolimus Eluting Coronary Stent System 1128350-08, XIENCE PRO A Everolimus Eluting Coronary Stent System 1128350-12, XIENCE PRO A Everolimus Eluting Coronary Stent System 1128350-15, XIENCE PRO A Everolimus Eluting Coronary Stent System 1128350-18, XIENCE PRO A Everolimus Eluting Coronary Stent System 1128350-23, XIENCE PRO A Everolimus Eluting Coronary Stent System 1128350-28, XIENCE PRO A Everolimus Eluting Coronary Stent System 1128350-33, XIENCE PRO A Everolimus Eluting Coronary Stent System 1128350-38, XIENCE PRO A Everolimus Eluting Coronary Stent System 1128400-08, XIENCE PRO A Everolimus Eluting Coronary Stent System 1128400-12, XIENCE PRO A Everolimus Eluting Coronary Stent System 1128400-15, XIENCE PRO A Everolimus Eluting Coronary Stent System 1128400-18, XIENCE PRO A Everolimus Eluting Coronary Stent System 1128400-23, XIENCE PRO A Everolimus Eluting Coronary Stent System 1128400-28, XIENCE PRO A Everolimus Eluting Coronary Stent System 1128400-33, XIENCE PRO A Everolimus Eluting Coronary Stent System 1128400-38 | Klasa III | Stenda Koronare | Pajisje te implantueshme jo aktive
14128 | Root Canal Files and Instruments | EURODENTA | 2023-05-15T00:00:00.000+02:00 | Shenzhen Perfect Medical Instruments Co., Ltd 1st Floor,Building C, No.3 Jixia Zao he Keng Industrial Zone, Nanwan Road, Longgang District, Shenzhen 518100 Guangdong P.R. China | DK Files(#15,20,25,30,35,40,15-40), DK Gold Files (#15,20,25,30,35,40,15-40), DH Files(#15,20,25,30,35,40,15-40), DH Gold Files(#15,20,25,30,35,40,15-40), MTF PLUS (X1,X2,X3,X4,X5,X1-X3), MTF PLUS Gold(X1,X2,X3,X4,X5,X1-X3), TF-3 (T20,T25,T40,T20-T40), TF-3 GOLD (T20,T25,T40,T20-T40), TF-4 GOLD (#20,25,35,45,#25-45)), RC(R25,R50,R25-R50), RC Gold(R25,R40,R50,R25-R50), S-BLUE (B0,B1,B2,B3,B0-B3), MG3 (P1,P2, Starter, G1,G2,G3,P1-G3), Mono File(#25), Mono 2 (M1,M2,M1-M2), V Blue (#15,20,25,30,35,40,45,50,15-40), NITI K-Files(#08,10,15,20,25,30,35,40,45,50,55,60,70,80,15-40,45-80), NITI H-Files (#08,10,15,20,25,30,35,40,45,50,55,60,70,80,15-40,45-80), NITI Reamers (#08,10,15,20,25,30,35,40,45,50,55,60,70,80,15-40,45-80), NITI Pluggers(#15,20,25,30,35,40,15-40,45-80), NITI Spreaders(#15,20,25,30,35,40,15-40,45-80), HD-P(#35-70,#40-80, #50-100, #60-120), Stainless Steels Spreaders(#15,20,25,30,35,40,15-40), Stainless steel Pluggers(#15,20,25,30,35,40,15-40), Stainless Steel Reamers(#08,10,15,20,25,30,35,40,45,50,55,60,70,80,15-40,45-80), Stainless Steel H-Files(#08,10,15,20,25,30,35,40,45,50,55,60,70,80,15-40,45-80), Stainless Steel K-Files(#08,10,15,20,25,30,35,40,45,50,55,60,70,80,15-40,45-80), Stainless steel C Files(#06,08,10,15,20,8-15), Stainless steel K-Flex Files(#15,20,25,30,35,40,15-40), Barbed Broaches (#0,1,2,3,4,5,6,1-6), MTF (V0,V1,V2,T1,T2,T3,T4,T5, V0-T3), TG6(V0,V1,V2,T1,T2,T3,T4,T5, V0-T3) | Klasa IIa | Instrumenta per kanalet e rrenjeve, freza turbine dhe mikromotori, endomotore | Pajisje dentare
14098 | Alinity c Fructosamine reagent kit 09P9922 | PEGASUS. | 2023-05-15T00:00:00.000+02:00 | Sentinel Ch. SpA, Via Robert Koch 2 Milan Italy | Alinity c Fructosamine reagent kit 09P9922 | In vitro | Jane kite me reagente te analizes sasiore te fruktozamines ne gjak me aparatin analizues Alinity | Pajisje te diagnostifikimit in vitro
14135 | HI-TORQUE Winn 40 Guide Wire with Turbocoat Hydrophilic Coating 1012466, HI-TORQUE Winn 40 Guide Wire with Turbocoat Hydrophilic Coating 1012467, HI-TORQUE Winn 80 Guide Wire with Turbocoat Hydrophilic Coating 1012468, HI-TORQUE Winn 80 Guide Wire with Turbocoat Hydrophilic Coating 1012469, HI-TORQUE Winn 120T Guide Wire with Turbocoat Hydrophilic Coating 1012474, HI-TORQUE Winn 120T Guide Wire with Turbocoat Hydrophilic Coating 1012475 | DIAL-ALB | 2023-05-16T00:00:00.000+02:00 | Abbott Medical, 3200 Lakeside Drive, Santa Clara, California 95054, USA | HI-TORQUE Winn 40 Guide Wire with Turbocoat Hydrophilic Coating 1012466, HI-TORQUE Winn 40 Guide Wire with Turbocoat Hydrophilic Coating 1012467, HI-TORQUE Winn 80 Guide Wire with Turbocoat Hydrophilic Coating 1012468, HI-TORQUE Winn 80 Guide Wire with Turbocoat Hydrophilic Coating 1012469, HI-TORQUE Winn 120T Guide Wire with Turbocoat Hydrophilic Coating 1012474, HI-TORQUE Winn 120T Guide Wire with Turbocoat Hydrophilic Coating 1012475 | Klasa III | Tel udhezues per koronarografi | Pajisje nje perdorimeshe
14106 | NovaLisa® Borrrelia burgdorferi IgG (BORG0040), Microtiterplate (MTP), IgG Sample Dilution Buffer (DIL G), Stop Solution (SOLN STOP), Washing Buffer (WASH BUF 20x), Conjugate (CONJ), TMB Substrate Solution (SUB TMB), Negative Control (CONTROL -), Cut-off Control (CUT OFF), Positive Control (control +) | ALBIOMED | 2023-05-16T00:00:00.000+02:00 | NovaTec Immunodiagnostica GmbH Waldstrasse 23 A6 63128 Dietzenbach Germany | BORG0040 | In vitro | Analize per percaktimin sasior te antitrupave IgG ndaj antigjenit Borrelia Burgdorferi ne serumin human; mikrotiterplate, Diluent, stop, wash, konjugat, TMB substrat, kontroll negativ, kontroll cut-off, kontroll pozitiv. | Pajisje te diagnostifikimit in vitro
14108 | NovaLisa® Brucella IgM (BRUM0050), Microtiterplate (MTP), IgM Sample Dilution Buffer (DIL M), Stop Solution (SOLN STOP), Washing Buffer (WASH BUF 20x), Conjugate (CONJ), TMB Substrate Solution (SUB TMB), Negative Control (CONTROL -), Cut-off Control (CUT OFF), Positive Control (control +) | ALBIOMED | 2023-05-16T00:00:00.000+02:00 | NovaTec Immunodiagnostica GmbH Waldstrasse 23 A6 63128 Dietzenbach Germany | BRUM0050 | In vitro | Analize per percaktimin sasior te antitrupave IgM ndaj antigjenit Brucella ne serumin human; mikrotiterplate, Diluent, stop, wash, konjugat, TMB substrat, kontroll negativ, kontroll cut-off, kontroll pozitiv. | Pajisje te diagnostifikimit in vitro
14116 | NovaLisa® Rubella Virus IgM µ-capture (RUBM0400), Microtiterplate (MTP), Sample Dilution Buffer (DIL), Stop Solution (SOLN STOP), Washing Buffer (WASH BUF 20x), Conjugate (CONJ), TMB Substrate Solution (SUB TMB), Negative Control (CONTROL -), Cut-off Control (CUT OFF), Positive Control (control +) | ALBIOMED | 2023-05-16T00:00:00.000+02:00 | NovaTec Immunodiagnostica GmbH Waldstrasse 23 A6 63128 Dietzenbach Germany | RUBM0400 | In vitro | Analize per percaktimin sasior te antitrupave IgM ndaj antigjenit Rubella Virus ne serumin human; mikrotiterplate, Diluent, stop, wash, konjugat, TMB substrat, kontroll negativ, kontroll cut-off, kontroll pozitiv. | Pajisje te diagnostifikimit in vitro
14048 | Cx Cart (Circular Edition) / 989606745451, Cx Cart / 989605424403, Xperius Cart / 989606716971, Extended Compact Cart* / 989606734941, Deluxe Compact Cart* / 989606735071, Premium Compact Cart* / 989606735191 | Health & Light | 2023-05-23T00:00:00.000+02:00 | Philips Ultrasound LLC 22100 Bothell Everett Hwy Bothell, WA 98021-8431 USA | 989606745451, 989605424403, 989606716971, 989606734941, 989606735071, 989606735191 | Klasa I | Cx Cart (Circular Edition)/ Karel Sistemi Ultrasonik, CX Cart, Karrel per pajisje ultrasonike, Xperius Cart, Karrel per pajisje Ultrasonike, Extended Compact Cart*, Karrel per Sistem Ultrasonik, Deluxe Compact Cart*, Karrel per sistem ultrasonik, Premium Compact Cart*, Karrel per sistem ultrasonike | Pajisje elektromekanike
14282 | Roche Cell Collection Medium Kit , Roche Cell Collection Medium Bottle , Roche Cell Collection Medium Replacement Caps , Dispenser for Roche Cell Collection Medium Bottle | Labor Dr. Limbach Heidelberg Germany | 2023-05-23T00:00:00.000+02:00 | Roche Diagnostics GmbH, Sandhofer Strasse 116 68305 Mannheim Germany | 7994745190, 7994753190, 8037230190, 7994788190 | In vitro | Kit me terrene per mbledhje qelizash, Shishe me terrene per mbledhje qelizash, Kapaku i shishes se terrenit per mbledhjen e qelizave, Shperndares per terrenin e mbledhjes se qelizave | Pajisje te diagnostifikimit in vitro
14289 | Alinity c Lp (a) Reagent Kit | LABOPHARMA SHPK | 2023-06-07T00:00:00.000+02:00 | Biokit, S.A. Av. Can Montcau, 7 08186 Llica dAmunt Barcelona 08186 Spain | 01R1420 | In vitro | Jane reagente qe perdoren per analizen sasiore te lipazes ne gjak me sistemin Alinity | Pajisje te diagnostifikimit in vitro
14221 | NaCI Diluent 9%, NACL, NaCI Diluent | Labor Dr. Limbach Heidelberg Germany | 2023-05-26T00:00:00.000+02:00 | Roche Diagnostics GmbH, Sandhofer Strasse 116 68305 Mannheim Germany | 04774230190, 04489357190, 05172152190, 05172152214, 08063494190, 08063494214, 20756350322 | In vitro | Diluenti NaCl 9% përdoret si tretës i mostrës së bashku me reagentët e analizës në sistemin cobas | Pajisje te diagnostifikimit in vitro
14087 | NITRILE POWDER-FREE EXAMINATION GLOVES LARGE - MUMU PLUS, NITRILE POWDER-FREE EXAMINATION GLOVES MEDIUM - MUMU PLUS, NITRILE POWDER-FREE EXAMINATION GLOVES SMALL - MUMU PLUS | Diamant Pharma | 2023-05-30T00:00:00.000+02:00 | MY TiCARET VE MEDiKAL ANONiM SiRKETi Omerli Mh. Genral Sukru Kora/ti Cd. No:33/2 ARNAVUTKOY iSTANBUL | MN01 | Klasa I | Doreza ekzaminimi nitrile pa puder | Pajisje nje perdorimeshe
14179 | CardioSoft V7.0 Cardiac Testing System | MONTAL | 2023-05-29T00:00:00.000+02:00 | GE Medical Systems Information Technologies, Inc. 9900 Innovation Drive, Wauwatosa, WI 53226 USA | CardioSoft V7.0 Cardiac Testing System | Klasa IIa | CardioSoft V7.0 është nje elektrokardiograf me shume kanale qe sherben për të marrë, përpunuar, regjistruar, arkivuar, analizuar dhe nxjerrë të dhëna gjatë një periudhe stresi fiziologjik ose gjatë një testi EKG në pushim | Pajisje elektromekanike
14230 | Preci Control Tumor Marker | Labor Dr. Limbach Heidelberg Germany | 2023-05-29T00:00:00.000+02:00 | Roche Diagnostics GmbH, Sandhofer Strasse 116 68305 Mannheim Germany | 11776452122, 11776452922 | In vitro | Kontroll per Tumor marker | Pajisje te diagnostifikimit in vitro
14185 | PreciControl CMV IgG | Labor Dr. Limbach Heidelberg Germany | 2023-05-29T00:00:00.000+02:00 | Roche Diagnostics GmbH, Sandhofer Strasse 116 68305 Mannheim Germany | 4784600190 | In vitro | Kontroll per CMV igG | Pajisje te diagnostifikimit in vitro
14300 | PreciControl CMV IgM | Labor Dr. Limbach Heidelberg Germany | 2023-05-29T00:00:00.000+02:00 | Roche Diagnostics GmbH, Sandhofer Strasse 116 68305 Mannheim Germany | 4784626190 | In vitro | Kontroll per CMV IgM | Pajisje te diagnostifikimit in vitro
14240 | ClaeanCell M | Labor Dr. Limbach Heidelberg Germany | 2023-05-29T00:00:00.000+02:00 | Roche Diagnostics GmbH, Sandhofer Strasse 116 68305 Mannheim Germany | 04880293190, 04880293214 | In vitro | Pastrues | Pajisje te diagnostifikimit in vitro
14351 | Reaction Cell for c 503 / c 513 | E v i t a | 2023-06-05T00:00:00.000+02:00 | Hitachi High-Tech Corporation 1-17-1 Toranomon, Minato-ku Tokyo 105-6409 Japan | 7700814001 | In vitro | Kuveta reaksioni per pajisjet laboratorike mjekesore | Pajisje te diagnostifikimit in vitro
14350 | Esthetic Healing Abutment 7.0mm, Temporary Abutment Straight, Temporary Abutment Straight, Ø 4.5mm, Straight Abutment - Friction incl. RS-TV10 - Ø 3.5mm, Contour Abutment - Straight - Friction incl. RS-TV10 - Ø 4.5mm - 1mm, Contour Abutment - Straight - Friction incl. RS-TV10 - Ø 4.5mm - 3mm, Straight Abutment - Friction incl. RS-TV10 - Ø 5mm, Contour Abutment - Angled - Friction incl. RS-TV10 - Ø 4.5mm - 1mm - 17°, Contour Abutment - Angled - Friction incl. RS-TV10 - Ø 4.5mm - 3mm - 17°, Angled Abutment - Standard - Friction incl. RS-TV20 - Ø 5mm - 20°, Screw Retained Abutment - Straigth - Ø 4.5mm - 1mm, Screw Retained Abutment - Straigth - Ø 4.5mm - 2mm, Screw Retained Abutment - Straigth - Ø 4.5mm - 4mm, Screw Retained Abutment - Straigth - Ø 4.5mm - 6mm, Screw Retained Abutment - Angulated 17° - Ø 4.5mm - 4.7mm, Screw Retained Abutment - Angulated 30° - Ø 4.5mm - 4.7mm, TRI®-Vent TRI®-Base Engaging, 4.5mmD, 0.7mm Cuff, TRI®-Vent TRI-Base Non Engaging, 4,5mmD, 0.7mm Cuff, TRI®-Vent TRI®-Base Engaging, 4.5mmD, 2.0 mm Cuff, TRI®-Vent TRI-Base Non-Engaging, 4.5mmD, 2.0 mm Cuff, TRI®-Vent Milling Blank, 11.5mmD, 0.7mm Cuff, Scan Abutment 3G, Replacement Retaining Screw , Surgical Cover Screw - Ø 3.5mm, Multi Unit Scan Body, Direct Transfer Component incl. DTRS - Ø 3.5mm, Direct Transfer Component incl. DTRS - Ø 5mm, Direct Transfer Retaining Screw , Direct Transfer Component for TV40 incl. DTRS-SRA , Direct Transfer Retaining Screw , Replacement Retaining Screw for PCC , Replacement Retaining Screw for TTA , Titanium Temporary Abutment incl. RS-TTA , TRI® Dental Abutment - TRI®-Narrow, Healing Collar - Ø 3,5mm - 3mm - blue, Healing Collar - Ø 3,5mm - 4.5mm - blue, Healing Collar - Ø 3,5mm - 6mm - blue, Healing Collar - Ø 4,5mm - 3mm - blue, Healing Collar - Ø 4,5mm - 5mm - blue, TRI® Narrow 2in1 Impression Abutment - Ø 3.5mm, Temporary Abutment, Straight , Straight Abutment - Friction incl. RS-TN10 - Ø 3,5mm, Narrow Contour Abutment, Straight TRI-Friction 1mm, Narrow Contour Abutment, Straight TRI-Friction 3mm, Contour Abutment - Angled - Friction incl. RS-TN10 - Ø 4.0mm - 1mm - 17°, Contour Abutment - Angled - Friction incl. RS-TN10 - Ø 4.0mm - 3mm - 17°, Angled Abutment - Standard - Friction incl. RS-TN10 - Ø 4.5mm - 20°, Screw Retained Abutment - Straigth - Ø 4,5mm - 2mm, Screw Retained Abutment - Straigth - Ø 4,5mm - 4mm, Ball Abutment incl. CAHL - Ø 4.5mm - 2mm, Ball Abutment incl. CAHL - Ø 4.5mm - 4mm, TRI®-Narrow TRI®-Base Engaging, 4.2mmD, 0.7mm Cuff, TRI®-Narrow TRI®-Base Non-Engaging, 4.2mmD, 0.7 mm Cuff, TRI® Dental Abutment - TRI®-matrix®, Matrix®-Healing Collar - Ø 3.7mm - 1.5mm-P37, Matrix®-Healing Collar - Ø 3.7mm - 3mm-P37, Matrix®-Healing Collar - Ø 3.7mm - 4.5mm-P37, Matrix®-Healing Collar - Ø 3.7mm - 6mm-P37 , Matrix®-Healing Collar - Ø 5mm - 3mm-P37 , Matrix®-Healing Collar - Ø 5mm - 4.5mm-P37 , Matrix®-Healing Collar - Ø 5mm - 6mm-P37 , Matrix®-Healing Collar - Ø 4.5mm - 1.5mm-P45, Matrix®-Healing Collar - Ø 4.5mm - 3mm-P45, Matrix®-Healing Collar - Ø 4.5mm - 4.5mm -P45, Matrix®-Healing Collar - Ø 4.5mm - 6mm-P45, BL-Temporary Abutment Straight, Ø 4.9mm-EN-P37, BL-Temporary Abutment Straight, Ø 4.9mm-NE-P37, BL-Temporary Abutment Straight, Ø 4.9mm-EN-P45, BL-Temporary Abutment Straight, Ø 4.9mm-NE-P45, TL-Temporary Abutment Straight, Ø 4.2mm-EN-P37, TL-Temporary Abutment Straight, Ø 4.2mm-NE-P37, TL-Temporary Abutment Straight, Ø 5.1mm-EN-P45, TL-Temporary Abutment Straight, Ø 5.1mm-NE-P45, Matrix-Direct Transfer-L incl.RS-IMPR-L,RS-TV10-Ø3.7mm-P37, TRI®-Narrow Milling Blank, 11.5mmD, 0.7mm Cuff, TRI®-Narrow Scan Body, Healing Cap for Screw-Retained Abutment - Straight , Replacement Retaining Screw - blue, Replacement Retaining Screw for TN20 for TN20, Replacement Retaining Screw for TTA - long , Surgical Cover Screw - Ø 3.2mm, Direct Transfer Component incl. DTRS-TN05 Ø 3.5mm - blue, Direct Transfer Retaining Screw for TN05 - blue, TRI® Dental Abutment - TRI®-Octa, TO Healing Collar - Ø 5.1mm - Height 1.5mm, TO Healing Collar - Ø 5.1mm - Height 3mm, TRI® Octa 2in1 Impression Abutment - Ø 5.1mm, TO Temporary Abutment - Ø 5,1mm incl. RS-TO, TO Straight Abutment - Friction incl. RS-TO - Ø 3.5mm, TO Straight Abutment - Friction incl. RS-TO - Ø 5.1mm, TO Angled Abutment - Standard - Friction incl. RS-TO - Ø 5.1mm - 20°, TO Screw Retained Abutment - Straigth - Ø 4.5mm - 1.6mm, TO Screw Retained Abutment - Straigth - Ø 4.5mm - 3mm, Ball Abutment incl. CAHL - Ø 4.5mm - 1.6mm, Ball Abutment incl. CAHL - Ø 4.5mm - 3mm, TRI®-Octa TRI®-Base Engaging, 5.1 mmD, TRI®-Octa TRI®-Base Non-Engaging, 5.1 mmD, TRI®-Octa Milling Blank, 11.5mmD, TO Scan Abutment, TO Replacement Retaining Screw, TO Surgical Cover Screw, TO Direct Transfer Component incl. DTRS-TO05 - Ø 5.1mm, TO Replacement Screw for TO05-51, TRI® Dental Implants - TRI®-Vent , TRI® Vent Implant Ø 3.75mm - L 8mm , TRI® Vent Implant Ø 3.75mm - L 10mm , TRI® Vent Implant Ø 3.75mm - L 11.5mm , TRI® Vent Implant Ø 3.75mm - L 13mm , TRI® Vent Implant Ø 3.75mm - L 16mm , TRI® Vent Implant Ø 4.1mm, L6.5mm, TRI® Vent Implant Ø 4.1mm - L 8mm , TRI® Vent Implant Ø 4.1mm - L 10mm , TRI® Vent Implant Ø 4.1mm - L 11.5mm , TRI® Vent Implant Ø 4.1mm - L 13mm , TRI® Vent Implant Ø 4.1mm - L 16mm , TRI® Vent Implant Ø 4.7mm - L 6.5mm , TRI® Vent Implant Ø 4.7mm - L 8mm , TRI® Vent Implant Ø 4.7mm - L 10mm , TRI® Vent Implant Ø 4.7mm - L 11.5mm , TRI® Vent Implant Ø 4.7mm - L 13mm , TRI® Vent Implant Ø 4.7mm - L 16mm , TRI® Dental Implants - TRI®-Narrow, TRI® Narrow Implant Ø 3.3mm - L 10mm, TRI® Narrow Implant Ø 3.3mm - L 11.5mm, TRI® Narrow Implant Ø 3.3mm - L 13mm, TRI® Narrow Implant Ø 3.3mm - L 16mm, TRI® Dental Implants - TRI®-Octa, TO Implant - Ø 3.75mm - 4.8mmP - L 8mm - incl. TOSCS, TO Implant - Ø 3.75mm - 4.8mmP - L 10mm - incl. TOSCS, TO Implant - Ø 3.75mm - 4.8mmP - L 11.5mm - incl. TOSCS, TO Implant - Ø 3.75mm - 4.8mmP - L 13mm - incl. TOSCS, TO Implant - Ø 4.1mm - 4.8mmP - L 6.5mm - incl. TOSCS, TO Implant - Ø 4.1mm - 4.8mmP - L 8mm - incl. TOSCS, TO Implant - Ø 4.1mm - 4.8mmP - L 10mm - incl. TOSCS, TO Implant - Ø 4.1mm - 4.8mmP - L 11.5mm - incl. TOSCS, TO Implant - Ø 4.1mm - 4.8mmP - L 13mm - incl. TOSCS, TO Implant - Ø 4.7mm - 4.8mmP - L 6.5mm - incl. TOSCS, TO Implant - Ø 4.7mm - 4.8mmP - L 8mm - incl. TOSCS, TO Implant - Ø 4.7mm - 4.8mmP - L 10mm - incl. TOSCS, TO Implant - Ø 4.7mm - 4.8mmP - L 11.5mm - incl. TOSCS, TO Implant - Ø 4.7mm - 4.8mmP - L 13mm - incl. TOSCS, TRI® Dental Implants – TRI®-matrix®, Bone Level Matrix® Implant Ø 3.75mm - L 8mm-P37, Bone Level Matrix® Implant Ø 3.75mm - L 10mm-P37, Bone Level Matrix® Implant Ø 3.75mm - L 11.5mm-P37, Bone Level Matrix® Implant Ø 3.75mm - L 13mm-P37, Bone Level Matrix® Implant Ø 3.75mm - L 16mm-P37, Bone Level Matrix® Implant Ø 4.1mm - L 6.5mm-P37, Bone Level Matrix® Implant Ø 4.1mm - L 8mm-P37, Bone Level Matrix® Implant Ø 4.1mm - L 10mm-P37, Bone Level Matrix® Implant Ø 4.1mm - L 11.5mm-P37, Bone Level Matrix® Implant Ø 4.1mm - L 13mm-P37, Bone Level Matrix® Implant Ø 4.1mm - L 16mm-P37, Bone Level Matrix® Implant Ø 4.7mm - L 6.5mm-P45, Bone Level Matrix® Implant Ø 4.7mm - L 8mm-P45, Bone Level Matrix® Implant Ø 4.7mm - L 10mm-P45, Bone Level Matrix® Implant Ø 4.7mm - L 11.5mm-P45, Bone Level Matrix® Implant Ø 4.7mm - L 13mm-P45, Bone Level Matrix® Implant Ø 4.7mm - L 16mm-P45, Tissue Level Matrix® Implant Ø 3.3mm - L 10mm -P37, Tissue Level Matrix® Implant Ø 3.3mm - L 11.5mm -P37, Tissue Level Matrix® Implant Ø 3.3mm - L 13mm -P37, Tissue Level Matrix® Implant Ø 3.75mm - L 8mm -P37, Tissue Level Matrix® Implant Ø 3.75mm - L 10mm -P37, Tissue Level Matrix® Implant Ø 3.75mm - L 11.5mm -P37, Tissue Level Matrix® Implant Ø 3.75mm - L 13mm -P37, Tissue Level Matrix® Implant Ø 3.75mm - L 16mm -P37, Tissue Level Matrix® Implant Ø 4.1mm - L 6.5mm -P37, Tissue Level Matrix® Implant Ø 4.1mm - L 8mm -P37, Tissue Level Matrix® Implant Ø 4.1mm - L 10mm -P37, Tissue Level Matrix® Implant Ø 4.1mm - L 11.5mm -P37, Tissue Level Matrix® Implant Ø 4.1mm - L 13mm -P37, Tissue Level Matrix® Implant Ø 4.1mm - L 16mm -P37, Tissue Level Matrix® Implant Ø 3.75mm - L 8mm -P45, Tissue Level Matrix® Implant Ø 3.75mm - L 10mm -P45, Tissue Level Matrix® Implant Ø 3.75mm - L 11.5mm -P45, Tissue Level Matrix® Implant Ø 3.75mm - L 13mm -P45, Tissue Level Matrix® Implant Ø 3.75mm - L 16mm -P45, Tissue Level Matrix® Implant Ø 4.1mm - L 6.5mm -P45, Tissue Level Matrix® Implant Ø 4.1mm - L 8mm -P45, Tissue Level Matrix® Implant Ø 4.1mm - L 10mm -P45, Tissue Level Matrix® Implant Ø 4.1mm - L 11.5mm -P45, Tissue Level Matrix® Implant Ø 4.1mm - L 13mm -P45, Tissue Level Matrix® Implant Ø 4.1mm - L 16mm -P45, Tissue Level Matrix® Implant Ø 4.7mm - L 6.5mm -P45, Tissue Level Matrix® Implant Ø 4.7mm - L 8mm -P45, Tissue Level Matrix® Implant Ø 4.7mm - L 10mm -P45, Tissue Level Matrix® Implant Ø 4.7mm - L 11.5mm -P45, Tissue Level Matrix® Implant Ø 4.7mm - L 13mm -P45, Tissue Level Matrix® Implant Ø 4.7mm - L 16mm -P45, TRI® Dental Abutment - TRI®-Vent, Healing Collar - Ø 3.5mm - 3mm, Healing Collar - Ø 3.5mm - 4.5mm, Healing Collar - Ø 3.5mm - 6mm, Healing Collar - Ø 5mm - 3mm, Healing Collar - Ø 5mm - 4.5mm, Healing Collar - Ø 5mm - 6mm, 2in1 Impression Abutment - Ø 3.5mm, 2in1 Impression Abutment - Ø 5.0mm, Esthetic Healing Abutment 5.0mm, Matrix-Direct Transfer-L incl.RS-IMPR-L,RS-TV10-Ø 5mm-P45, Matrix-Direct Transfer-S incl.RS-IMPR-S,RS-TV10-Ø 4.5mm-P37, Matrix-Direct Transfer-S incl.RS-IMPR-S,RS-TV10-Ø 5mm-P45, Matrix-Direct Transfer Retaining Screw Long, Matrix-Direct Transfer Retaining Screw Short, Matrix®-Surgical Cover Screw for Sinus Lift - Ø 3.7mm-P37, Matrix®-Surgical Cover Screw for Sinus Lift - Ø 4.6mm-P45, Replacement Retaining Screw, Replacement Retaining Screw-Long, Matrix® Multiunit Abutment P37, Matrix® Multiunit Abutment P45 | Dental Shop Albania | 2023-06-07T00:00:00.000+02:00 | TRI® Dental Implants Int. AG Bösch 80A CH-6331 Hünenberg Switzerland | TV10-EHA-70, TV10-PTA, TV10-TTA, TV10-35-F, TV10-41-F, TV10-43-F, TV10-50-F, TV20-41-F, TV20-43-F, TV20-50-F, TV40-01, TV40-02, TV40-04, TV40-06, TV50-17, TV50-30, TV70-07-F, TV70-07-NE, TV70-20-F, TV70-20-NE, TV70-Blank-F, TV70-SCAN, RS-TV10, TVSCS, RS-TV20, TV40-Scan, TV05-35, TV05-50, DTRS-TV05, DTC-SRA, DTRS-SRA, RS-PCC, RS-TTA, TTA, TNHC35-30, TNHC35-45, TNHC35-60, TNHC45-30, TNHC45-50, TN10-35-ITC, TN10-PTA, TN10-35-F, TN10-41-F, TN10-43-F, TN20-41-F, TN20-43-F, TN20-45-F, TN40-02, TN40-04, TN60-02, TN60-04, TN70-07-F, TN70-07-NE, M-HC-37-15-P37, M-HC-37-30-P37, M-HC-37-45-P37, M-HC-37-60-P37, M-HC-50-30-P37, M-HC-50-45-P37, M-HC-50-60-P37, M-HC-45-15-P45, M-HC-45-30-P45, M-HC-45-45-P45, M-HC-45-60-P45, BLM-Prov-EN-P37, BLM-Prov-NE-P37, BLM-Prov-EN-P45, BLM-Prov-NE-P45, TLM-Prov-EN-P37, TLM-Prov-NE-P37, TLM-Prov-EN-P45, TLM-Prov-NE-P45, M-IMPR-L-37-P37, TN70-Blank-F, TN70-Scan, HC-SRAS, RS-TN10, RS-TN20, RS-TTAL, TNSCS, TN05-35, DTRS-TN05, NA, TOHC51-15, TOHC51-30, TO10-51-ITC, TO10-PTA, TO10-35-F, TO10-51-F, TO20-51-F, TO40-16, TO40-30, TO60-16, TO60-30, TO70-07-F, TO70-07-NE, TO70-Blank-F, TO70-Scan, RS-TO, TOSCS, TO05-51, DTRS-TO05, TV37M08, TV37M10, TV37M11, TV37M13, TV37M16, TV41M06, TV41M08, TV41M10, TV41M11, TV41M13, TV41M16, TV47M06, TV47M08, TV47M10, TV47M11, TV47M13, TV47M16, TN33M10, TN33M11, TN33M13, TN33M16, TO37M08, TO37M10, TO37M11, TO37M13, TO41M06, TO41M08, TO41M10, TO41M11, TO41M13, TO47M06, TO47M08, TO47M10, TO47M11, TO47M13, BLM-37-08-P37, BLM-37-10-P37, BLM-37-11-P37, BLM-37-13-P37, BLM-37-16-P37, BLM-41-06-P37, BLM-41-08-P37, BLM-41-10-P37, BLM-41-11-P37, BLM-41-13-P37, BLM-41-16-P37, BLM-47-06-P45, BLM-47-08-P45, BLM-47-10-P45, BLM-47-11-P45, BLM-47-13-P45, BLM-47-16-P45, TLM-33-10-P37, TLM-33-11-P37, TLM-33-13-P37, TLM-37-08-P37, TLM-37-10-P37, TLM-37-11-P37, TLM-37-13-P37, TLM-37-16-P37, TLM-41-06-P37, TLM-41-08-P37, TLM-41-10-P37, TLM-41-11-P37, TLM-41-13-P37, TLM-41-16-P37, TLM-37-08-P45, TLM-37-10-P45, TLM-37-11-P45, TLM-37-13-P45, TLM-37-16-P45, TLM-41-06-P45, TLM-41-08-P45, TLM-41-10-P45, TLM-41-11-P45, TLM-41-13-P45, TLM-41-16-P45, TLM-47-06-P45, TLM-47-08-P45, TLM-47-10-P45, TLM-47-11-P45, TLM-47-13-P45, TLM-47-16-P45, TVHC35-30, TVHC35-45, TVHC35-60, TVHC50-30, TVHC50-45, TVHC50-60, TV10-35-ITC, TV10-50-ITC, TV10-EHA-50, M-IMPR-L-50-P45, M-IMPR-S-37-P37, M-IMPR-S-50-P45, M-RS-IMPR-L, M-RS-IMPR-S, M-CS-P37, M-CS-P45, M-SCRW-2.25, M-SCRW-2.6, M-SCRW-2.8, M-SCRW-2.8-L, M-SCRW-3.25, M-MUA-P37, M-MUA-P45 | Klasa IIa, Klasa IIb | Implante dentare qe perdoren per zevendesimin e dhembeve te humbur. | Pajisje dentare
14197 | Amputation knife, Liston, cut 13 cm, Amputation knife, cut 160 mm, 29 cm, Amputation knife, Liston, cut 22 cm, Amputation knife, Catlin, dbl cut, 16cm, Amputation knife, Catlin, dbl cut, 19 cm, Amputation knife, Catlin, dbl cut, 21cm, Amputation knife, Langenbeck, cut 12 cm, Mamillacutter, Freeman, serrated, Ø 25mm, Mamillacutter, Freeman, serrated, Ø 30mm, Mamillacutter, Freeman, serrated, Ø 34mm, Mamillacutter, Freeman, serrated, Ø 36mm, Mamillacutter, Freeman, serrated, Ø 38mm, Mamillacutter, Freeman, serrated, Ø 40mm, Mamillacutter, Freeman, serrated, Ø 42mm, Mamillacutter, Freeman, serrated, Ø 45mm, Mamillacutter, Freeman, serrated, Ø 50mm, Scalpel handle, Caspar, round, 18 cm, Knife, dura, Toennis, fine, 13cm, Knife, cartilage, Masing, cvd., 13 cm, Knife, peristeal, Muck, 12.8 cm, Knife, round, across oval, 24.5 cm, Knife, straight cutting, 24.5 cm, Knife, sickle shaped cvd., 24.5 cm, Knife, 45° angled, Ø 2,5 mm, 24.5 cm, Knife, golfstick shaped, 24.5 cm, Knife, vertical cutting, round, 24.5 cm, DISSECTING SCALPEL, NO. 1, 15 CM, DISSECTING SCALPEL, NO. 2, 15 CM, DISSECTING SCALPEL, NO. 3, 15.5 CM, DISSECTING SCALPEL, NO. 4, 16 CM, DISSECTING SCALPEL, NO. 5, 16 CM, DISSECTING SCALPEL, NO. 6, 15 CM, DISSECTING SCALPEL, NO. 7, 15 CM, DISSECTING SCALPEL, NO. 8, 16 CM, DISSECTING SCALPEL, NO. 9, 16 CM, DISSECTING SCALPEL, NO. 10, 17 CM, BRAIN KNIFE, VIRCHOW, 30 CM, BRAIN KNIFE, VIRCHOW, 33.5 CM, BRAIN KNIFE, VIRCHOW, 38 CM, BLADEHOLDER, TROUTMAN-CHRIS, STR., 9 CM, BLADEHOLDER, CASTROVIEJO, 13 CM, SCALPEL HANDLE, NO. 4, 13.5 CM, SCALPEL HANDLE, NO 3 & 4, DOUBLE, 16 CM, SCALPEL HANDLE, NO. 4L, LONG, 21 CM, SCALPEL HANDLE, NO. 4L, ANG., 20.5 CM, SCALPEL HANDLE, COLLIN, NO. 9, 14.5 CM, SWIVEL HEAD SCALPEL HANDLE, 15.5 CM, SCALPEL HANDLE, NO. 3, 16 CM, SCALPEL HANDLE, NO. 3, 12 CM, SCALPEL HANDLE, NO. 3, SHAPE AS NO. 4, SCALPEL HANDLE, NO. 3, CM-SCALE, 12 CM, SCALPEL HANDLE, NO. 3L, LONG, 21.5 CM, SCALPEL HANDLE, NO. 3L, ANG., 21.5 CM, Scalpel handle,No. 3XL, 26 cm, SCALPEL HANDLE, NO. 7, SOLID, 16 CM, SCALPEL HANDLE, NO. 7K, SOLID, SHORT, SCALPEL HANDLE, ROUND, NO. 3, 15.5 CM, SCALPEL HANDLE, PLASTIC, NO. 3, 12.5 CM, SCALPEL HANDLE ROUND, STR., NO. 3, 14 CM, SCALPEL HANDLE ROUND, ANG., NO. 3, 14 CM, SCALPEL HANDLE KAYE, ROUND, NO. 3, 15 CM, Scalpel handle, Landolt, bay., 21 cm, Scalpel handle, Landolt, bay., 25 cm, Scalpel handle, long, fine, 21,5 cm, Scalpel handle, bay., 21 cm, Scalpel handle, Mini, round, 15,5 cm, SCALPEL HANDLE F. MICROBLADE, 13.5 CM, AMPUTATING KNIFE, CUT 190 MM, 32 CM, RESECTION KNIFE, SOLID, 19 CM, PLASTER KNIFE, HOPKINS, 20 CM, PLASTER KNIFE, ESMARCH, 18 CM, PLASTER KNIFE, REINER, CVD., 18 CM, Fasciotomy knife, Hach, Si., 30 cm, Scalpel handle, marCore, microbl., 26cm, Scalpel handle, marCore, microbl., 34cm, Scalpel handle, marCore, #11, 26 cm, Scalpel handle, marCore, #11, 34 cm, SICKLE KNIFE ACC. MIKAEEL #9, STR., FINE, Sickle knife, Mikaeel #9, bay., 23 cm, Sickle knife, Mikaeel #10, bay., 23 cm, Sickle knife, Mikaeel #9, bay., 26 cm, Tumor knife, Samii, 1.0 mm, 23cm, Tumor knife, Samii, 1.5 mm, 23cm, Tumor knife, Samii, 2.0 mm, 23cm, Tumor knife, Samii, 2.5 mm, 23cm, Tumor knife, Samii, 3.0 mm, 23cm, Tumor knife, Samii, 3.5 mm, 23cm, Tumor knife, Samii, 4.0 mm, 23cm, Tumor knife, Samii, 5.0 mm, 23cm, Tumor knife, Samii, round, 1.5 mm, 23cm, Tumor knife, Samii, round, 3.0 mm, 23cm, Tumor knife, Samii, round, 4.5 mm, 23cm, Tumor knife, Samii, round, 6.0 mm, 23cm, Lancet knife, Samii, 1.8 mm, 23 cm, Knife, micro vasc., Koos, curved, 18.5cm, Knife, micro vasc., Koos, cvd dwn,18.5cm, Knife, micro vasc.,Koos,strg. cvd,18.5cm, Knife,microvasc,Koos,strg.cvd dwn,18.5cm, Knife micro vasc., Yasar.,cvd dwn,18.5cm, Knife micro vasc.,Yasar,cvd upwrd,18.5cm, Knife micro vasc.,Jacob.,straight,18.5cm, MYOMA KNIFE, SEGOND, 13 MM, 28 CM, CONIZATION KNIFE, AYRE, ANGLED, 23.5 CM, SICKLE KNIFE, SCHUKNECHT, ANG., 14.5 CM, SICKLE KNIFE, WULLSTEIN, STR., 15.5 CM, MUCOUS KNIFE, TABB, 15.5 CM, FLAP KNIFE, PLESTER, 3.5 MM, 15 CM, ROUND CUTT. KNIFE, ROSEN, 3.0 MM, 15 CM, ROUND CUTT. KNIFE, ROSEN, 2.8 MM, 15 CM, ROUND CUTT. KNIFE, ROSEN, 2.6 MM, 15 CM, ROUND CUTT. KNIFE, ROSEN, 2.0 MM, 15 CM, ROUND CUTT. KNIFE, ROSEN, 1.6 MM, 15 CM, ROUND CUTT. KNIFE, ROSEN, 1.4 MM, 15 CM, ROUND CUTT. KNIFE, ROSEN, 1.0 MM, 15 CM, RHINOPLASTIC KNIFE, JOSEPH, NO. 1, RHINOPLASTIC KNIFE, JOSEPH, NO. 2, RHINOPLASTIC KNIFE, FOMON, CVD., 16.5 CM, RHINOPLAST. KNIFE, CONVERSE, CVD., 16 CM, RHINOPLAST. KNIFE, JOSEPH, STR., 15.5 CM, RHINOPLASTIC KNIFE, COTTLE, STR., 14 CM, Knife, Mucosa, Freer, 15,5 cm, SEPTUM KNIFE, FREER, CVD., 19 CM, SEPTUM KNIFE, FREER, ANGLED, 18.5 CM, SWIVEL KNIFE, BALLENGER, STR., 3 MM, SWIVEL KNIFE, BALLENGER, STR., 4 MM, SWIVEL KNIFE, BALLENGER, STR., 5 MM, SWIVEL KNIFE, BALLENGER, BAYON., 3 MM, SWIVEL KNIFE, BALLENGER, BAYON., 4 MM, SWIVEL KNIFE, BALLENGER, BAYON., 5 MM, GUMKNIFE,ALLEN/IGLHAUT, FIG.1, GUMKNIFE,ALLEN/IGLHAUT, FIG.2, TONSIL KNIFE, FISHER, 22.5 CM, GOLDM.-FOX-GINGIVAL KNIFE, FIG.7, GOLDM.-FOX-GINGIVAL KNIFE, FIG.8, GOLDM.-FOX-GINGIVAL KNIFE, FIG.9, GOLDM.-FOX-GINGIVAL KNIFE, FIG.10, GOLDM.-FOX-GINGIVAL KNIFE, FIG.11, KIRKLAND-GINGIVAL KNIFE, R. HANDLE, LEFT, KIRKLAND-GINGIVAL KNIFE, R. HANDLE, RIGH, KIRKLAND-GINGIVAL KNIFE, R. HANDLE, RI/L, ORBAN-GINGIVAL KNIFE, FIG. 1, ORBAN-GINGIVAL KNIFE, FIG. 2, ORBAN-GINGIVAL KNIFE, FIG. 1/2, GUM KNIFE, 5D, GRITMANN PLASTER KNIFE | MSE | 2023-06-13T00:00:00.000+02:00 | Gebrüder Martin GmbH & Co. KG KLS Martin Platz 1 · 78532 Tuttlingen/Germany Martin Postfach 60 · 78501 Tuttlingen/Germany. | 09-004-30-07, 09-004-31-07, 09-004-33-07, 09-004-34-07, 09-004-35-07, 09-004-36-07, 09-004-37-07, 09-006-45-07, 09-006-46-07, 09-006-47-07, 09-006-48-07, 09-006-49-07, 09-006-50-07, 09-006-51-07, 09-006-52-07, 09-006-53-07, 09-007-80-07, 09-008-62-07, 09-009-53-07, 09-009-77-07, 09-009-79-07, 09-009-90-07, 09-009-91-07, 09-009-92-07, 09-009-93-07, 09-009-94-07, 10-002-01-07, 10-002-02-07, 10-002-03-07, 10-002-04-07, 10-002-05-07, 10-002-06-07, 10-002-07-07, 10-002-08-07, 10-002-09-07, 10-002-10-07, 10-038-16-07, 10-038-20-07, 10-038-24-07, 10-090-09-07, 10-094-13-07, 10-100-04-07, 10-100-34-07, 10-104-41-07, 10-104-45-07, 10-109-09-07, 10-118-03-07, 10-120-04-07, 10-130-03-07, 10-130-04-07, 10-130-05-07, 10-133-31-07, 10-133-35-07, 10-135-01-07, 10-137-07-07, 10-137-71-07, 10-140-03-07, 10-142-03-07, 10-146-03-07, 10-147-03-07, 10-148-03-07, 10-149-01-07, 10-149-02-07, 10-149-03-07, 10-149-05-07, 10-149-06-07, 10-160-01-07, 10-500-19-07, 10-560-06-07, 21-401-20-07, 21-420-18-07, 21-425-18-07, 24-521-01-04, 24-599-84-07, 24-599-85-07, 24-599-86-07, 24-599-87-07, 24-842-09-07, 24-843-09-07, 24-843-10-07, 24-845-09-07, 24-854-01-07, 24-854-02-07, 24-854-03-07, 24-854-04-07, 24-854-05-07, 24-854-06-07, 24-854-07-07, 24-854-08-07, 24-854-09-07, 24-854-10-07, 24-854-11-07, 24-854-12-07, 24-858-01-07, 24-858-10-07, 24-858-11-07, 24-858-12-07, 24-858-13-07, 24-858-20-07, 24-858-21-07, 24-858-30-07, 32-762-27-07, 32-801-23-07, 36-020-06-07, 36-020-11-07, 36-020-16-07, 36-020-21-07, 36-022-01-07, 36-022-02-07, 36-022-03-07, 36-022-04-07, 36-022-05-07, 36-022-06-07, 36-022-07-07, 37-440-01-07, 37-441-01-07, 37-444-16-07, 37-459-16-07, 37-466-15-07, 37-468-15-07, 37-484-15-07, 37-497-19-07, 37-499-19-07, 37-504-03-07, 37-504-04-07, 37-504-05-07, 37-505-03-07, 37-505-04-07, 37-505-05-07, 38-050-03-07, 38-050-04-07, 39-220-22-07, 43-326-37-07, 43-326-38-07, 43-326-39-07, 43-326-40-07, 43-326-41-07, 43-331-51-07, 43-331-61-07, 43-332-61-07, 43-333-01-07, 43-333-02-07, 43-333-12-07, 43-335-01-07, 46-481-17-07 | Klasa I | Thikë amputimi, Liston, e prerë 13 cm, Thikë amputimi, e prerë 160 mm, 29 cm, Thikë amputimi, Liston, e prerë 22 cm, Thikë amputimi Catlin, prerje dyshe, 16cm, Thikë amputimi Catlin, prerje dyshe, 19cm, Thikë amputimi Catlin, prerje dyshe, 21cm, Thikë amputimi, Langenbeck, e prerë 12 cm, Mamillacutter, Freeman, i dhëmbëzuar, Ø 25mm, Mamillacutter, Freeman, i dhëmbëzuar, Ø 30mm, Mamillacutter, Freeman, i dhëmbëzuar, Ø 34mm, Mamillacutter, Freeman, i dhëmbëzuar, Ø 36mm, Mamillacutter, Freeman, i dhëmbëzuar, Ø 38mm, Mamillacutter, Freeman, i dhëmbëzuar, Ø 40mm, Mamillacutter, Freeman, i dhëmbëzuar, Ø 42mm, Mamillacutter, Freeman, i dhëmbëzuar, Ø 45mm, Mamillacutter, Freeman, i dhëmbëzuar, Ø 50mm, Dorezë bisturi, Caspar, e rrumbullakët, 18 cm, Thikë, dura, Toennis, fine, 13cm, Thikë, kërc, Masing, cvd., 13 cm, Thikë, peristeal, Muck, 12.8 cm, Thikë, e rrumbullakët, ovale, 24.5 cm, Thikë, prerje e drejtë, 24.5 cm, Thikë, cvd në formë drapëri, 24.5 cm, Thikë, me kënd 45°, Ø 2,5 mm, 24,5 cm, Thikë, në formë shkopi golfi, 24.5 cm, Thikë, prerje vertikale, e rrumbullakët, 24.5 cm, DISEKTIMI I BISTURISË, NR. 1.15 cm, DISEKTIMI I BISTURISË, NR. 2, 15 cm, DISEKTIMI I BISTURISË, NR. 3, 15,5 cm, DISEKTIMI I BISTURISË, NR. 4, 16 cm, DISEKTIMI I BISTURISË, NR. 5, 16 cm, DISEKTIMI I BISTURISË, NR. 6, 15 cm, DISEKTIMI I BISTURISË, NR. 7, 15 cm, DISEKTIMI I BISTURISË, NR. 8, 16 cm, DISEKTIMI I BISTURISË, NR. 9, 16 cm, DISEKTIMI I BISTURISË, NR. 10, 17 cm, THIK E TRURI, VIRCHOW, 30 CM, THIK E TRURI, VIRCHOW, 33.5 CM, THIK E TRURI, VIRCHOW, 38 CM, MBAJTËSI I TEHËS, TROUTMAN-CHRIS, STR., 9 CM, MBAJTËSI I TEHËS, CASTROVIEJO, 13 CM, DOREZA E BESHURIVE, NR. 4, 13,5 cm, DORËZE BESHURI NR 3 & 4 DYFISHTE 16 CM, DOREZA E BESHURIVE, NR. 4L, E GJATË, 21 CM, DOREZA E BESHURIVE, NR. 4L, ANG., 20,5 CM, DORËZA E BESHURIVE, COLLIN, NR. 9, 14,5 cm, DORËZE KËRTALUESHME E BISTURIT, 15,5 CM, DOREZA E BESHURIVE, NR. 3, 16 cm, DOREZA E BESHURIVE, NR. 3, 12 cm, DOREZA E BESHURIVE, NR. 3, FORMA SI JO. 4, DOREZA E BESHURIVE, NR. 3, CM-SHKALE, 12 CM, DOREZA E BESHURIVE, NR. 3L, E GJATË, 21,5 CM, Dorezë bisturi, Nr. 3XL, 26 cm, DOREZA E BESHURIVE, NR. 7, SOLID, 16 CM, DOREZA E BESHURIVE, NR. 7K, I ngurtë, I SHKURTËR, DORGË E BESHURIVE, RRUmbullakët, NR. 3, 15,5 cm, DORËZE BESHURI, PLASTIKE, NR. 3, 12,5 cm, DORËZA E BISTURISË RRUGULL, RRUG, NR. 3, 14 cm, DOREZA E BESHURIVE RRUGULL, ANG., NR. 3, 14 cm, DORËZE BESHURI KAYE, RRUGULL, NR. 3, 15 cm, Dorezë bisturi, Landolt, gji., 21 cm, Dorezë bisturi, Landolt, gji., 25 cm, Dorezë bisturi, e gjatë, e imët, 21,5 cm, Dorezë bisturi, gji., 21 cm, Dorezë bisturi, Mini, e rrumbullakët, 15,5 cm, DORGË E BESHURIVE F. MIKROBLAD, 13,5 CM, Thikë amputimi, e prerë 190 mm, 32 cm, THIKA REZEKSIONI, E NGURTË, 19 CM, THIKA GYÇI, HOPKINS, 20 CM, THIKA GYÇI, ESMARCH, 18 CM, THIKË SUVA, REINER, CVD., 18 CM, Thikë fasciotomie, Hach, Si., 30 cm, Dorezë bisturi, marCore, mikrobl., 26cm, Dorezë bisturi, marCore, mikrobl., 34cm, Dorezë bisturi, marCore, #11, 26 cm, Dorezë bisturi, marCore, #11, 34 cm, THIKË DREPRI ACC. MIKAEEL #9, RRU, FINE, Thikë drapër, Mikaeel #9, gji., 23 cm, Thikë drapër, Mikaeel #10, gji., 23 cm, Thikë drapër, Mikaeel #9, gji., 26 cm, Thikë tumorale, Samii, 1.0 mm, 23cm, Thikë tumorale, Samii, 1.5 mm, 23cm, Thikë tumorale, Samii, 2.0 mm, 23cm, Thikë tumorale, Samii, 2.5 mm, 23cm, Thikë tumorale, Samii, 3.0 mm, 23cm, Thikë tumorale, Samii, 3.5 mm, 23cm, Thikë tumorale, Samii, 4.0 mm, 23cm, Thikë tumorale, Samii, 5.0 mm, 23cm, Thikë tumorale, Samii, e rrumbullakët, 1.5 mm, 23cm, Thikë tumorale, Samii, e rrumbullakët, 3.0 mm, 23cm, Thikë tumorale, Samii, e rrumbullakët, 4.5 mm, 23cm, Thikë tumorale, Samii, e rrumbullakët, 6.0 mm, 23cm, Thikë Lancet, Samii, 1.8 mm, 23 cm, Thikë, mikro vask., Koos, e lakuar, 18.5cm, Thikë mikro vask., Koos, cvd dwn,18.5cm, Thikë, mikrovask.,Koos,strg. cvd, 18.5cm, Thikë,mikrovask,Koos,strg.cvd dwn,18.5cm, Thikë mikro vask., Yasar., cvd dwn, 18.5cm, Thikë mikro vasc.,Yasar,cvd lart,18.5cm, Thikë mikro vask.,Jacob.,drejt,18.5cm, THIKË MYOMA, SEGOND, 13 MM, 28 CM, THIKA KONIZIMI, AYRE, KËNDI, 23.5 CM, THIKË DREPRI, SCHUKNECHT, ANG., 14,5 CM, THIKË DREPRI, WULLSTEIN, STR., 15,5 CM, THIKË MUKOZE, TABB, 15,5 CM, THIKË FLAP, PLESTER, 3.5 MM, 15 CM, PRERJE E RRUGULL. THIKË, ROZEN, 3.0 MM, 15 CM, PRERJE E RRUGULL. THIKË, ROZEN, 2.8 MM, 15 CM, PRERJE E RRUGULL. THIKË, ROZEN, 2.6 MM, 15 CM, PRERJE E RRUGULL. THIKË, ROZEN, 2.0 MM, 15 CM, PRERJE E RRUGULL. THIKË, ROZEN, 1.6 MM, 15 CM, PRERJE E RRUGULL. THIKË, ROZEN, 1.4 MM, 15 CM, PRERJE E RRUGULL. THIKË, ROZEN, 1.0 MM, 15 CM, THIKA RHINOPLASTIKE, JOSEPH, NR. 1, THIKA RHINOPLASTIKE, JOSEPH, NR. 2, THIKA RHINOPLASTIKE, FOMON, CVD., 16.5 CM, THIKA RHINOPLASTIKE, converse, CVD., 16 CM, THIKA RHINOPLASTIKE, Joseph, CVD., 16.5 CM, THIKA RHINOPLASTIKE, COTTLE, RTR., 14 CM, Thikë, Mukoza, Freer, 15,5 cm, THIKA SEPTUM, FREER, CVD., 19 CM, THIKA SEPTUM, E LIRË, ME KËN, 18.5 CM, THIKË E KORTHUESHME, BALLENGER, STR., 3 MM, THIKË E KORTHUESHME, BALLENGER, STR., 4 MM, THIKË E KORTHUESHME, BALLENGER, STR., 5 MM, THIKË KORTHUESE, BALLENGER, BAYON., 3 MM, THIKË E KORTHUESHME, BALLENGER, BAYON., 4 MM, THIKË KORTHUESE, BALLENGER, BAYON., 5 MM, THIKË GOME, ALLEN/IGLHAUT, FIG.1, THIKË GOME, ALLEN/IGLHAUT, FIG.2, THIK BAJAME, FISHER, 22,5 CM, GOLD.-THIKA DELPER-GJËSHJËRISH, FIG.7, GOLD.-THIKA DELPER-GJËSHJËRISH, FIG.8, GOLD.-THIKA DELPER-GJËSHJËRISH, FIG.9, GOLD.-THIKA DELPER-GJËSHJËRISH, FIG.10, GOLD.-THIKA DELPER-GJËSHJËRISH, FIG.11, KIRKLAND-THIKË GINGIVAL, R. HANDLE, Majtas, KIRKLAND-THIKË GINGIVAL, R. HANDLE, RIGH, KIRKLAND-GINGIVAL THIK, R. HANDLE, RI/L, THIKA ORBAN-GJËNGJIVALE, FIG. 1, THIKA ORBAN-GJËNGJIVALE, FIG. 2, THIKA ORBAN-GJËNGJIVALE, FIG. 1/2, THIK GUM, 5D, THIKË GRITMAN GLASTER | Instrumenta shumeperdorimeshe
14258 | REPOSITION FORCEPS, L., CHILD, 23 CM , REPOSITION FORCEPS, L., ADULT, 23 CM , REPOSITION FORCEPS, R., CHILD, 23 CM , REPOSITION FORCEPS, R., ADULT, 23 CM , SPREADING FORCEPS, TESSIER, 7 MM, 17 CM , BSSO Bone Hol. Forceps, Nadjmi, 18.5 cm , PLATE CARRIER ACC. ARNETT, 18,5 CM , REPOSITIONING FORCEPS , UNIVERSAL BENDING TOOL , PLATE HOLDING FORCEPS 16 CM , BONE HOLDING FORCEPS LEFT , BONE HOLDING FORCEPS RIGHT , ECKELT REPOSITIONING FORCEPS RIGHT , ECKELT REPOSITIONING FORCEPS LEFT , BONE EXPANDER, MARCHAC, 17.5 CM , PLATE HOLDING FORCEPS, ZURICH II MODULAR , HOLDING FORCEPS F.DISTRACTOR TRACK 1,5MM , HOLDING FORCEPS F. MIKRO DISTRACTORS , HOLDING FORC.MICRO TRACK/TRACK 1.0/1PLUS , HOLDING FORCEPS F.DISTRACTOR TRACK 2,0MM , PLATE HOLDING DEVICE RESORB-X , BONE CLAMP 25 CM, FOR SONICWELD , Nexos repo.pliers, sharp, spheroid, str. , Nexos repo.pliers, sharp, spheroid, cvd. , Nexos repo.pliers, sharp spheroid, asym. , Nexos repo.pliers sharp, 13cm , Nexos repo.pliers, Farabeuf, 26cm , Nexos P. Plate hold. forceps, str., 23cm , Nexos P. Plate hold. forceps, cvd., 23cm , smartD2 repo.pliers, Ø3,5mm, 26,5cm , smartD2 repo.pliers, Ø4,5mm, 26,5cm , REPOSITION FORCEPS, ROWE, L., 24.5 CM , REPOSITION FORCEPS, ROWE, R., 21.5 CM , REPOSITION FORCEPS, ROWE, R., 24 CM , REPOSITION FORCEPS, ROWE, R., 24.5 CM , BONE HOLDING FORCEPS, JVS, LIGHT, 19 CM , BONE HOLDING FORCEPS, JVS, STRONG, 18 CM , BONE HOLDING FORCEPS, KEEN, L., 17.5 CM , BONE HOLDING FORCEPS, KEEN, R., 17.5 CM , BONE HOLD. FORCEPS, STEINH., STR., 13,5C , BONE HOLD. FORCEPS, STEINH., ANG., 12,5C , BONE HOLDING FORCEPS, WOLFORD, 25 CM , BONE HOLDING FORCEPS, SALYER, 16.5 CM , RAMUS SEPARATOR, SMITH, 23.5 CM , Ramus Separator Smith w. ratchet, 23.5cm , TONSIL SEIZ. FORCEPS, WHITE, CVD., 18 CM , TONSIL FORCEPS, BLOHMKE, 1X2 T., 20 CM , TONSIL FORCEPS, HARTMANN, JAW Ø 13 MM , TONSIL FORCEPS, HARTMANN, JAW Ø 15 MM , EXTRACTING FCPS. ENGL. PAT. FIG. 36N , EXTRACTING FCPS. ENGL. PAT. FIG. 46N , LAWRENCE READ EXTR.FCPS F76 , EXTRACTING FCPS. ENGL. PAT. FIG. 351S , EXTR.FCPS.ENGL.PAT.FG 233 , FORCEPS MARTIN FINO FIG79 , CHILDREN FCPS.AM.PAT.FG23 C , HENAHAN EXTR.FCPS.FIG.1A , EXTR.FCPS.AMERIC.PAT.F.10S , HARRIS EXTR.FCPS.FIG.15 , EXTR.FCPS.AMERIC.PAT.FIG 17 , HARRIS EXTR.FCPS.FIG.18L , HARRIS EXTR.FCPS.FIG.18R , PARMLY EXTR.FCPS.FIG.32A , CRYER EXTR.FCPS.A.P.FG 150A , EXTRACT. FCPS. AMERIC. PAT. FG 150X , EXTR.FCPS.AMERIC.PAT.FG 150AS , CRYER CHILDREN FCPS.FG.150S , CRYER EXTR. FCPS. AMERIC. PAT. FIG 151X , EXTRACT. FCPS. AMERIC. PAT. FIG 151AS , WITZEL ROOT EXTR. FCPS FIG. 501 , WITZEL ROOT EXTR. FCPS , RUBBERDAM PUNCH AMER.PATT , RUBBER DAM CLAMP FORCEPS IVORY , FLAT NOSE PLIERS SMOOTH , GOSLEE FLAT NOSE CONT PLIERS , SCHWARZ CLASP BEND PLIERS M1 , SCHWARZ CLASP BEND PLIERS M2 , SCHWARZ CLASP BEND PLIERS M3 , ANGLE WIRE BENDING PLIERS , UNIV BEND CUTT PLIERS , HOW CRONN AND LIG PLIERS STR , HOW CRONN AND LIG PLIERS CVD , REYNOLDS CONTOURING PLIERS , JOHNSON CONTOURING PLIERS , WIRE NIPPER, OBWEGESER, 12 CM , FLAT NOSE PLIERS, OBWEGESER, 12.5 CM , FLAT NOSE PLIERS, OBWEGESER, 13.0 CM , FLAT NOSE PLIERS, OBWEGESER, 15.0 CM , FLAT NOSE PLIERS, OBWEGESER, 13 CM , TC-WIRE TWISTING FCPS., OBWEGESER, 14 CM , CONTOUR. FORCEPS, CONVEX/CONCAVE, 20 CM , CONTOUR. FORCEPS, CONCAVE/CONVEX, 20 CM , BONE CONTOURING FORCEPS, FLAT, 20 CM , BONE HOLD. FCPS., TESSIER, 5 MM, 16.5 CM , BONE HOLD. FORCEPS, TESSIER, 5 MM, 18 CM , Bone cutting forceps acc. to Tessier , BONE CUTTING FORCEPS, TESSIER.18.5 CM , BONE CUTTING FORCEPS, TESSIER, 22 CM , BONE SHAPING FCPS., ANG. , 11 MM, 22 CM , Rongeur, Wagner, upw., 4 mm, 20 cm , Rongeur, Wagner, upw., 4 mm, 30 cm , Rongeur, Wagner, downw., 4 mm, 20 cm , Rongeur, Wagner, downw., 4 mm, 30 cm , Rongeur, Wagner, strong mod., 3 mm, 20cm , Rongeur, Wagner, strong mod., 4 mm, 20cm , Rongeur, Wagner, strong mod., 5 mm, 20cm , Rongeur, Richter, str., 1 mm, 18 cm , Rongeur, Richter, upw., 1 mm, 18 cm , Rongeur, Richter, str., 1,5 mm, 18 cm , Rongeur, Richter, upw., 1,5 mm, 18 cm , LAMINECT. FORCEPS, 2X10 MM, STR., 15 CM , LAMINECT. FORCEPS, 2X10 MM, STR., 18 CM , LAMINECT. FORCEPS, 3X10 MM, STR., 12 CM , LAMINECT. FORCEPS, 3X10 MM, STR., 15 CM , LAMINECT. FORCEPS, 4X10 MM, STR., 15 CM , LAMINECT. FORCEPS, 2X10 MM, UPW., 12 CM , LAMINECT. FORCEPS, 2X10 MM, UPW., 15 CM , LAMINECT. FORCEPS, 2X10 MM, UPW., 18 CM , LAMINECT. FORCEPS, 3X10 MM, UPW., 12 CM , LAMINECT. FORCEPS, 4X10 MM, UPW., 15 CM , LAMINECT. FORCEPS, 4X10 MM, UPW., 18 CM , LAMINECT. FORCEPS, 2X10 MM, DOWN, 15 CM , LAMINECT. FORCEPS, 2X10 MM, DOWN, 18 CM , LAMINECT. FORCEPS, 3X10 MM, DOWN, 15 CM , LAMINECT. FORCEPS, 3X10 MM, DOWN, 18 CM , LAMINECT. FORCEPS, 4X10 MM, DOWN, 15 CM , LAMINECT. FORCEPS, 4X10 MM, DOWN, 18 CM , PITIUTARY FCPS., OLDBERG, Ø 8 MM, 25 CM , TUMOR SEIZING FORCEPS, LANDOLT, 27 CM , PITIUTARY FORCEPS, YASARGIL, 25.5 CM , Pituitary forceps, Yasargil,2,2mm,25,5cm , TENSION DEVICE 8 MM SPAN , HOLDING FCPS.F. SMALL PLATES , MARTIN TC-PLATE SHEARS , CHAMPY TC-PLATE SHEARS , LINDORF PLATE HOLDING INSTR.1.0MM SYSTEM , LINDORF PLATE HOLDING INSTRUMENT 1.5MM , LINDORF PLATE HOLDING INSTR.2.0MM MARTIN , LINDORF PLATE HOLDING INSTR.2.0MM CHAMPY , LINDORF PLATE HOLDING INSTR.F.MIDI PLATE , LINDORF PLATE HOLDING INSTRUMENT 2,3 MM , Lindorf plate holding instrument 1.5 Mid , RASSE HOL.FORCEPS F.SOFT TIS.RET.-473-00 , RASSE HOL.FORCEPS F.SOFT TIS.RET.-478-00 , RASSE HOL.FORCEPS F.SOFT TIS.RET.-479-00 , CapFlex Positioner proximal, S , CapFlex Positioner proximal, M , CapFlex Positioner proximal, L , PLATE HOLDING FORCEPS , RECOS ULNA COMPRESSION PLIERS RIGHT , RECOS ULNA COMPRESSION PLIERS LEFT , UHP bone holding forceps , LINOS plate holding and positioning inst , LINOS PLATE-HOLDING FORCEPS , Reduction forceps pointed/pointed , GOIT. SEIZ. FCPS., LAHEY, 3X3 T, 15.5 CM , GOITRE SEIZ. FCPS., LAHEY, 3X3 T., 20 CM , TISSUE FCPS., ALLIS-BABY, 4X5 T., 13 CM , Forceps, tissue, Allis, 2x3 t., 15,5 cm , TISSUE FORCEPS, ALLIS, 4X5 T., 15.5 CM , TISSUE FORCEPS, ALLIS, 5X6 T., 15.5 CM , TISSUE FORCEPS, ALLIS, 5X6 T., 19 CM , TISSUE FORCEPS, ALLIS, 5X6 T., 25.5 CM , ATR. TISSUE FORCEPS, ALLIS, 15.5 CM , ATR. TISSUE FORCEPS, ALLIS, 20 CM , ATR. TISSUE FORCEPS, ALLIS, 24.5 CM , ATR. TISSUE FORCEPS, ALLIS, 30 CM , TISSUE FORCEPS, ALLIS, 11X12 T., 16 CM , TISSUE FORCEPS, BOYS-ALL, 5X6 T.15.5 CM , TISSUE FORCEPS, JUDD, 3X4 T., 15.5 CM , TISSUE FORCEPS, JUDD, 3X4 T., 19 CM , TISSUE FORCEPS, THOMS, 6X7 T., 20.5 CM , TISSUE FORCEPS, ALLIS, 5X6 T., 20 CM , TISSUE FORCEPS, LOCKWOOD, FENEST., 20 CM , TISSUE FCPS., WILLIAMS, FENEST., 16.5 CM , TC-TISSUE FORCEPS, BABCOCK, 16.5 CM , TC-TISSUE FORCEPS, BABCOCK, 21 CM , TISSUE FORCEPS, BABCOCK, 15,5 CM , TISSUE FORCEPS, BABCOCK, 17.5 CM , TISSUE FORCEPS, BABCOCK, 21 CM , TISSUE FORCEPS, BABCOCK, 24 CM , ATR. TISSUE FORCEPS, BABCOCK, 16 CM , ATR. TISSUE FORCEPS, BABCOCK, 21 CM , TC-TISSUE FORCEPS, DUVAL, 20.5 CM , TISSUE FORCEPS, DUVAL, SLIM, 18 CM , TISSUE FORCEPS, DUVAL, SLIM, 20.5 CM , TISSUE FORCEPS, DUVAL, WIDE, 20.5 CM , TISSUE FORCEPS, DUVAL, WIDE, 23 CM , ATR. ORGAN SEIZING FORCEPS, 18 CM , ATR. ORGAN SEIZ. FCPS., SCHEIBE, 20.5 CM , ATR. ORGAN SEIZ. FCPS., SCHEIBE, 23 CM , BIOPSY TIP W. SHAFT, NO. 1, 42 CM , ATR. BIOPSY GRASP. FORCEPS, 15 MM, 38 CM , KIDNEY STONE FCP., RANDALL, NO. 1, 23 CM , KIDNEY STONE FCP., RANDALL, NO. 2, 21 CM , KIDNEY STONE FCP., RANDALL, NO. 3, 19 CM , KIDNEY STONE FCP., RAND., NO. 4, 18.5 CM , GALLSTONE FORCEPS, BLAKE, STR., 21 CM , GALLSTONE FORCEPS, BLAKE, CVD., 20,5 CM , GALLSTONE FORCEPS, MAYO-B., STR., 21 CM , GALLSTONE FORCEPS, MAYO-B., CVD., 21 CM , GALLSTONE FORCEPS, MIXTER, CVD., 22 CM , GALLSTONE FORCEPS, DESJARDINS, NO. 1 , GALLSTONE FORCEPS, DESJARDINS, NO. 2 , GALL STONE FCPS. FINE CVD. 24 CM , ATR. CAPSULE FORCEPS, MILLIN, 24.5 CM , ATR. CAPSULE FORCEPS, MILLIN, 22.5 CM , CAPSULE FORCEPS, MILLIN, 24.5 CM , CAPSULE FORCEPS, MILLIN, 9X10 T., 22 CM , LIGATURE CARR. FORCEPS, MILLIN, 24 CM , FOREIGN BODY FCPS., MATHIEU, SHAFT 20 CM , FOREIGN BODY FCPS., MATHIEU, SHAFT 30 CM , TENAC. FCPS., SCHROEDER, 1X1 T., 25.5 CM , TENACULUM FORCEPS, BRAUN, 1X1 T., 26 CM , TENACULUM FORCEPS, DUPLAY, S-SH., 28 CM , TENAC. FCPS., SKENE, 1X1 T., CVD., 24 CM , TENACULUM FORCEPS, STR., 2X2 T., 25 CM , TENACULUM FORCEPS, CVD., 2X2 T., 25 CM , TENAC. FCPS., TEALE, CVD., 4X5 T., 23 CM , TENAC. FCPS., IOWA, 5X6 T., CVD., 26 CM , TENAC. FCPS., MUSEUX, 7 MM, 2X2 T., 24CM , TENAC. FCPS., MUSEUX, 9 MM, 2X2 T., 24CM , TENAC. FCPS., MUSEUX, 10MM, 2X2 T., 24CM , TENAC. FCPS., JACOBS, STR., 2X2 T., 21CM , TENACULUM FORCEPS, 4X4 T., 26.5 CM , TENACULUM FORCEPS, BRAUN, 4X4 T., 16 CM , TENACULUM FORCEPS, CZERNY, 4X4 T., 21 CM , UTERINE POLYPUS FORCEPS, KELLY, 31.5 CM , UTERINE POLYPUS FORCEPS, NOTO, 27 CM , UTERINE ELEV. FORCEPS, DARTIGUES, 27 CM , UTERINE ELEV. FCPS., SOMER, CVD., 22.5CM , UTERINE ELEVAT. FORCEPS, COLLIN, 26 CM , IUP-REMOVAL FCPS., FLEX, Ø 3.0 MM, 27 CM , IUP-REMOVAL FCPS., FLEX, Ø 3.0 MM, 32 CM , MICRO-EAR FORCEPS, STR., 4X0.8 MM , Micro-ear forceps, str., smooth, 4x0.8mm , Micro-ear forceps, str., 4x0.8 mm , MICRO-EAR FORCEPS, CVD. UP, 4X0.8 MM , Micro-ear forceps, cvd. up, 4x0.8 mm , MICRO-EAR FORCEPS, R., 4X0.8 MM , Micro-ear forceps, r., 4x0.8 mm , MICRO-EAR FORCEPS, L., 4X0.8 MM , Micro-ear forceps, l., 4x0.8 mm , MINI-ALLIGATOR FORCEPS, MCGEE, SMOOTH , Mini-alligator forceps, McGee, smooth , MINI-ALLIGATOR FORCEPS, MCGEE, SERRATED , Mini-alligator forceps, McGee, serrated , Micro-ear forceps, str., smooth, 4x0.6mm , MICRO-EAR FORCEPS, STR., 4X0.6 MM , Micro-ear forceps, str., 4x0.6 mm , MICRO-EAR FORCEPS, CVD. UP, 4X0.6 MM , MICRO-EAR FORCEPS, R., 4X0.6 MM , Micro-ear forceps, r., 4x0.6 mm , MICRO-CUP SHAPED FORCEPS, STR., 4X0.9 MM , Micro-cup shaped forceps, str., 4x0.9mm , MICRO-CUP SHAPED FORCEPS, CVD., 4X0.9 MM , Micro-cup shaped forceps, cvd., 4x0.9mm , MICRO-CUP SHAPED FORCEPS, R., 4X0.9 MM , Micro-cup shaped forceps, r., 4x0.9 mm , MICRO-CUP SHAPED FORCEPS, L., 4X0.9 MM , Micro-cup shaped forceps, l., 4x0.9 mm , MICRO-CUP SHAPED FCPS., STR., 3.5X0.5 MM , Micro-cup shaped fcps., str., 3.5x0.7 mm , MICRO-CUP SHAPED FCPS., CVD., 3.5X0.5 MM , Micro-cup sharped fcps., cvd., 3.5x0.7 m , MICRO-CUP SHAPED FCPS., R., 3.5X0.5 MM , Micro-cup shaped fcps., r., 3.5x0.7 mm , MICRO-CUP SHAPED FCPS., L., 3.5X0.5 MM , Micro-cup shaped fcps., l., 3.5x0.7 mm , WIRE CLOSING FORCEPS, MCGEE, 3.5X0.8 MM , Wire closing forceps, McGee, 3.5x0.8 mm , WIRE CLOSING FORCEPS, MCGEE, 6X0.8 MM , Wire closing forceps, McGee, 6x0.8 mm , MALLEUS NIPPER, UPWARDS, 1.3 MM , Malleus nipper, upwards, 1.5 mm , MALLEUS NIPPER, DOWNWARDS, 1.3 MM , Malleus nipper, downwards, 1.5 mm , MALLEUS NIPPER, RIGHT, 1.3 MM , Malleus nipper, right, 1.5 mm , MALLEUS NIPPER, LEFT, 1.3 MM , Malleus nipper, left, 1.5 mm , INTRODUCING FORCEPS, FULLER , Introducing forceps, Fuller , Nasal fcps., Henckel-Tilley, 6.5mm, 11cm , EAR POLYPUS FCPS., HARTMANN, FINE, 12 CM , EAR POLYPUS FORCPES, HARTMANN, 14 CM , EAR POLYPUS FCPS., HARTMANN-WULLS., 8 CM , EAR POLYPUS FCPS., HARTMANN-WULLS., 1 MM , EAR POLYPUS FORCPES, HARTMANN, 8 CM , EAR FCPS., SPOON-SHA., HARTMANN, 2.0 MM , EAR FCPS., SPOON-SHA., HARTMANN, 2.5 MM , EAR FCPS., SPOON-SHA., HARTMANN, 3.0 MM , EAR POLYPUS FORCEPS, HARTMANN, 3.0 MM , EAR POLYPUS FORCEPS, STRUEMPEL, 8 CM , EAR POLYP. FORCEPS, HARTM.-HOFF., 2.0 MM , Forceps, nasal tampon, Westmacott, 20 cm , NASAL TAMPON FCPS., LUBET-BARBON, 18.5CM , NASAL TAMPON FORCEPS, HARTMANN, 18.5 CM , SEPTUM & VOMER FORCEPS, CRAIG, 16 CM , SEPTUM FORCEPS, CVD. LEFT, 15.5 CM , SEPTUM FORCEPS, CVD. RIGHT, 15.5 CM , SEPTUM FCPS., BRUENINGS, NO. 1, 16.5 CM , SEPTUM FCPS., BRUENINGS, NO. 2, 16.5 CM , SEPTUM FCPS., BRUENINGS, NO. 3, 16.5 CM , SEPTUM FCPS., BRUENINGS, NO. 4, 16.5 CM , ETHMOID. FORCEPS, TAKAHASHI, STR., 19 CM , ETHMOID. FORCEPS, TAKAHASHI, CVD., 19 CM , ETHMOID. FCPS., WATSON-W., SERR., 19 CM , ETHMOID. FCPS., WATSON-WILLIAMS, 19 CM , NASAL CUTTING FORCEPS, WEIL, 19 CM , NASAL CUTT. FCPS., WEIL-BLAKES., 3.0 MM , NASAL CUTT. FCPS., WEIL-BLAKES., 3.5 MM , NASAL CUTT. FCPS., WEIL-BLAKES., 4.5 MM , NASAL CUTT. FCPS., WEIL-BLAKES., 5.5 MM , NASAL CUTT. FCPS., WEIL-BLAKES., 6.0 MM , ETHMOID. FCPS., 45° UPW., NO. 1, 3.0 MM , ETHMOID. FCPS., 45° UPW., NO. 2, 3.5 MM , ETHMOID. FCPS., 45° UPW., NO. 3, 4.5 MM , ETHMOID. FCPS., 45° UPW., NO. 4, 5.0 MM , ETHMOID. FCPS., 90° UPW., NO. 1, 3.0 MM , ETHMOID. FCPS., 90° UPW., NO. 2, 3.5 MM , ETHMOID. FCPS., 90° UPW., NO. 3, 4.5 MM , ETHMOID. FCPS., 90° UPW., NO. 4, 5.0 MM , NASAL CUTTING FCPS., 0.9 MM, 19 CM , NASAL CUTTING FCPS., JAW Ø 5 MM, 19 CM , NASAL CUTTING FCPS., JAW Ø 7 MM, 19 CM , NASAL CUTTING FCPS., JAW Ø 9 MM, 19 CM , NASAL CUTTING FCPS., JAW Ø 11 MM, 19 CM , CARTILAGE CRUSHER, COTTLE, W. CLIP , SEPTUM STRAIGHTENING FCPS., STR., 23 CM , SEPTUM STRAIGHTENING FCPS., L., 23 CM , SEPTUM STRAIGHTENING FCPS., R., 23 CM , SEPTUM STRAIGHT. FORCEPS, ASCH, 22.5 CM , MI Md3,bone holding forceps,19cm , REPOSITION FORCEPS, ROWE, L., 21.5 CM , REPOSITION FORCEPS, ROWE, L., 24 CM , Forceps, rectal, Allis, 2x3 t., 15.5 cm , Fcps., kidney stone, Randall, # 5, 19cm , Fcps., kidney stone, Randall, # 6, 19cm , Fcps., grasp., Heyw-Smith, str., 20.5cm , Fcps., vulsellum, Schroeder, 3x3T., 27cm , Fcps., vulsellum, Littlewood, 18.5 cm , Forceps, ovariam, Doyen, 20 cm , Forceps, uterus biops., Tischler , Forceps, biopsy, Yeoman, rectal, 42 cm , Forceps, ear tampon, Tilley, 14 cm , Forceps, seiz., tonsil,Denis-Browne,20cm , Forceps, grasping, Bonney, str., 24 cm , Forceps, nasal-pharyngeal, Jurasz, 21 cm , Forceps, nasal, Tilley, 2.2 mm, 13 cm , Forceps, micro, str., 8 mm, 23 cm , Forceps, micro, upwards cvd., 8 mm, 23cm , Forceps, micro, right cvd., 8 mm, 23 cm , Forceps, micro, left cvd., 8 mm, 23 cm , Forceps, micro, ri.open., upw.cvd., 23cm , Forceps, micro, le.open., upw.cvd., 23cm , Forceps, cup, micro, Ø2mm, str., 23 cm , Forceps, cup, micro, Ø2mm, upw., 23 cm , Rongeur, Caspar, upw., 5 mm, 15 cm , Rongeur, Caspar, upw., 2 mm, 18 cm , Rongeur, Caspar, upw., 3 mm, 18 cm , Rongeur, Caspar, upw., 4 mm, 18 cm , Rongeur, Caspar, upw., 5 mm, 18 cm , Rongeur, Caspar, upw., 2 mm, 20 cm , Rongeur, Caspar, upw., 3 mm, 20 cm , Rongeur, Caspar, upw., 4 mm, 20 cm , Rongeur, Caspar, upw., 5 mm, 20 cm , Rongeur, Caspar, downw., 2 mm, 15 cm , Rongeur, Caspar, downw., 3 mm, 15 cm , Rongeur, Caspar, downw., 4 mm, 15 cm , Rongeur, Caspar, downw., 5 mm, 15 cm , Rongeur, Caspar, downw., 2 mm, 18 cm , Rongeur, Caspar, downw., 3 mm, 18 cm , Rongeur, Caspar, downw., 4 mm, 18 cm , Rongeur, Caspar, downw., 5 mm, 18 cm , Rongeur, Caspar, downw., 2 mm, 20 cm , Rongeur, Caspar, downw., 3 mm, 20 cm , Rongeur, Caspar, downw., 4 mm, 20 cm , Rongeur, Caspar, downw., 5 mm, 20 cm , Rongeur, Caspar, str.bayon., 2 mm, 18 cm , Rongeur, Caspar, str.bayon., 3 mm, 18 cm , Rongeur, Caspar, str.bayon., 4 mm, 18 cm , Rongeur, Caspar, str.bayon., 5 mm, 18 cm , Rongeur, Caspar, upw.bayon., 2 mm, 18cm , Rongeur, Caspar, upw.bayon., 3 mm, 18cm , Rongeur, Caspar, upw.bayon., 4 mm, 18cm , Rongeur, Caspar, upw.bayon., 5 mm, 18cm , Rongeur, Caspar, upw., 4 mm, 30 cm , Rongeur, Caspar, downw., 4 mm, 30 cm , Forceps, cup, micro, Ø2mm, ri.cvd, 23 cm , Forceps, cup, micro, Ø2mm, le.cvd, 23 cm , Forceps, Weller meniscus, curved, 20cm , SPLINTER FORCEPS, STIEGLITZ, STR., 14 CM , SPLINTER FORCEPS, STIEGL., CVD., 13.5 CM , SPLINTER FORCEPS, PEET, ANG., 12.5 CM , APPLYING FORCEPS F. MINI CLIPS, 14.5 CM , APPL. FORCEPS, MINI CLIPS, BAYO., 18.5CM , Applying forceps f. Mini Glover, 24 cm , ATR. ORGAN SEIZING FORCEPS, 25 CM , ATR. ORGAN SEIZING FORCEPS, 26 CM , FORCEPS, COLLIN, OVAL JAW, 17 CM , TAMPON FORCEPS, ULRICH, STR., 22.5 CM , TAMPON FORCEPS, ULRICH, STR., 27 CM , TAMPON FORCEPS, ULRICH, CVD., 22.5 CM , TAMPON FORCEPS, ULRICH, CVD., 26.5 CM , Forceps, tampon, Bryant, 13 cm , DRESSING FORCEPS, MARTIN, STR., 17.5 CM , FORCEPS, GROSS-MAIER, STR., 20.5 CM , FORCEPS, GROSS-MAIER, STR., 22.5 CM , FORCEPS, GROSS-MAIER, STR., 26.5 CM , FORCEPS, GROSS-MAIER, CVD., 20.5 CM , FORCEPS, GROSS-MAIER, CVD., 22.5 CM , FORCEPS, GROSS-MAIER, CVD., 26,5 CM , TUNNELING-FORCEPS, CVD., 39.5 CM , TAMPON FORCEPS, COLLIN, STR., 25 CM , TAMPON FORCEPS, CHERON, BAYON., 25 CM , SPONGE FORCEPS, BOZEMANN, S-SHAPE, 26 CM , SPONGE FORCEPS, BERGMANN, STR., 24 CM , FORCEPS, FOERSTER, SMOOTH, STR., 25 CM , FORCEPS, FOERSTER, SERR., STR., 18 CM , FORCEPS, FOERSTER, SERR., STR., 20.5 CM , FORCEPS, FOERSTER, SERR., STR., 25 CM , FORCEPS, FOERSTER, SMOOTH, CVD., 24.5 CM , FORCEPS, FOERSTER, SERR., CVD., 18 CM , FORCEPS, FOERSTER, SERR., CVD., 20.5 CM , FORCEPS, FOERSTER, SERR., CVD., 24.5 CM , FORCEPS, FOERSTER, SLIM, STR., 25 CM , FORCEPS, FOERSTER, SLIM, CVD., 24.5 CM , SPONGE FORCEPS, RAMPLEY, STR., 18 CM , SPONGE FORCEPS, RAMPLEY, STR., 24.5 CM , CATHETER INTRO. FORCEPS, MAGILL, 15.5 CM , CATHETER INTRO. FORCEPS, MAGILL, 17.5 CM , CATHETER INTRO. FORCEPS, MAGILL, 20 CM , OBWEGESER WIRE FORCEPS , CLIP APPLYING FORCEPS, MICHEL, 12.5 CM , CLIP APPL. FORCEPS, MICHEL, LONG, 13 CM , CLIP APPLYING FORCEPS, RICHTER, 13.5 CM , TC-WIRE TWISTING FORCEPS, 18 CM , TC-WIRE TWISTING FORCEPS, 15.5 CM , TC-WIRE TWISTING FORCEPS, FINE, 15.5 CM , TC-WIRE TWISTING FORCEPS, FINE, 20 CM , TC-WIRE TWISTING FORCEPS, CVD., 14.5 CM , TC-WIRE TWISTING FORCEPS, CORWIN, 16 CM , TC-WIRE CUTTING FORCEPS, MARTIN, 18.5 CM , FLAT NOSE PLIERS, PARALLEL, 18.5 CM , TC-WIRE TWISTING FORCEPS, WIDE, 19 CM , HOLDING PLIERS, (VISE GRIP) 20.5 CM , WIRE CUTTING & BENDING FORCEPS, 15 CM , MARTIN-GIGANT COMPACT -2,2MM , WIRE CUTTING FORCEPS, EASYCUT, 21.5 CM , CUTTER F. BONE PLATES, 55 CM , EASIDRIVER, 14 CM , TENDON SEIZING FORCEPS, STEINMANN, 16 , TENDON PULLING FORCEPS, BRAND, 15 CM , TENDON PULLING FORCEPS, BRAND, 19 CM , TENDON PULLING FORCEPS, BRAND, 24.5 CM , TENDON PULLING FORCEPS, STR., 21 CM , TENDON PULLING FORCEPS, CVD., 20.5 CM , TENDON SEIZING FORCEPS, CVD., 11.5 CM , TENDON SEIZING FORCEPS, 11.5 CM , TENDON SEIZ. FCPS., KLEINERT-KUTZ, 21 CM , BONE HOLDING FORCEPS, CVD., 14.5 CM , CARTIL. FORCEPS, BIRCH.-GA., STR., 21 CM , CART. FORCEPS, BIRCH.-GA., CVD., 20.5 CM , CARTIL. FORCEPS, BIRCH.-GA., ANG., 20 CM , CARTILAGE FORCEPS, DINGMANN, 18.5 CM , CARTILAGE FORCEPS, MARTIN, STR., 18.5 CM , REPOSITION FORCEPS, SMALL, 13.5 CM , BONE HOLDING FORCEPS, LEWIN, 18 CM , PHALANGEAL FORCEPS, GRACILE, 14 CM , REPOSITION FORCEPS, SMALL, 9 CM , REPOSITION FORCEPS, LONG RATCHET, 15 CM , BONE HOLDING FORCEPS, LANGENBECK, 21 CM , BONE HOLDING FORCEPS, FERGUSSON, 21 CM , BONE HOLDING FORCEPS, SLIM, 20 CM , REPOS. FORCEPS, W. THREAD LOCK, 17.5 CM , REPOSIT. FORCEPS, W. THREAD LOCK, 24 CM , Bone holding forceps, Kern, 17 cm , BONE HOLDING FORCEPS, KERN, 24.5 CM , BONE HOLD. FORCEPS, SEMB, CVD., 19.5 CM , BONE HOLDING FORCEPS, FARABEUF, 23 CM , BONE HOLDING FORCEPS, FARABEUF, 26 CM , BONE HOLD. FORCEPS, ULRICH, STR., 23 CM , BONE HOLD. FORCEPS, ULRICH, STR., 25 CM , BONE HOLD. FORCEPS, ULRICH, STR., 28 CM , BONE HOLD. FORCEPS, ULRICH, CVD., 23 CM , BONE HOLD. FORCEPS, ULRICH, CVD., 25 CM , BONE HOLD. FORCEPS, ULRICH, CVD., 27 CM , BONE HLD. FORCEPS, W. THREAD LOCK, 15 CM , BONE HLD. FORCEPS, W. THREAD LOCK, 20 CM , BONE HLD. FORCEPS, W. THREAD LOCK, 24 CM , BONE HLD. FORCEPS, W. THREAD LOCK, 26 CM , BONE HLD. FORCEPS, W. THREAD LOCK, 28 CM , BONE HOLD. FCPS., LANE, W/O LOCK, 33 CM , BONE HOLD. FORCEPS, LANE, W. LOCK, 33 CM , BONE HOLDING FORCEPS, VERBRUGGE, 25 CM , BONE HOLDING FORCEPS, VERBRUGGE, 26 CM , BONE HOLDING FORCEPS, VERBRUGGE, 27.5 CM , BONE HOLDING FORCEPS, VERBRUGGE, 17.5 CM , NAIL EXTRACTION FORCEPS, 16 CM , NAIL EXTRACTION FORCEPS, RADOLF, 13.5 CM , WIRE PLATE CUTTER , PLATE HOLDING FORCEP, SHORT , PLATE HOLDING FORCEP, LARGE , BONE HOLDING FORCEP , Plate holding forceps, w.ball spike 16cm , Plate holding forceps, narrow, 13,5cm , Plate holding forceps, w.ball spike 27cm , Plate holding forceps, flex. tip, 21,5cm , RIB GRASPING FORCEPS;15CM , Plate holding forceps, vertical 19,5cm , PLATE HOLDING FORCEPS, LONG 20CM , PLATE HOLDING FORCEPS 20CM , BONE HOLDING FORCEPS, 21CM , Drainage forceps, without lock, 24 cm , Drainage forceps, without lock, 34 cm , Drainage forceps, w. lock, 24 cm , Drainage forceps, w. lock, 34 cm , Appl. fcps. f. atrial retractor, 30 cm , Valve grasp. forc., Dzemeshkevich, 25 cm , LUNG GR. FORCEPS, LOVELACE, STR., 20.5CM , LUNG GR. FORCEPS, LOVELACE, CVD., 19 CM , APPLYING FORCEPS F. BULLD. CLAMPS, 24 CM , CRANIAL RONGEUR, DAHLGREN, 19.5 CM , CRANIAL RONGEUR, DE VILBISS, 21 CM , CLIP APP. FCPS., MCKENZIE, CVD., 18.5 CM , MICRO BIOPSY FORCEPS ACC. TEW , MICRO ALLIGATOR FORCEPS ACC. TEW , Micro Biopsy Forceps, Tew, 360° , Micro Alligator Forceps, Tew, 360° , Tumor.grasp.fcps., Landolt, blunt, 20 cm , Rongeur, Caspar, str., 2 mm, 15 cm , Rongeur, Caspar, str., 3 mm, 15 cm , Rongeur, Caspar, str., 4 mm, 15 cm , Rongeur, Caspar, str., 5 mm, 15 cm , Rongeur, Caspar, str., 2 mm, 18 cm , Rongeur, Caspar, str., 3 mm, 18 cm , Rongeur, Caspar, str., 4 mm, 18 cm , Rongeur, Caspar, str., 5 mm, 18 cm , Rongeur, Caspar, str., 2 mm, 20 cm , Rongeur, Caspar, str., 3 mm, 20 cm , Rongeur, Caspar, str., 4 mm, 20 cm , Rongeur, Caspar, str., 5 mm, 20 cm , Rongeur, Caspar, upw., 2 mm, 15 cm , Rongeur, Caspar, upw., 3 mm, 15 cm , Rongeur, Caspar, upw., 4 mm, 15 cm , Sponge fcps., Duplay, cvd., 20 cm , Uterine fcps., Bozemann, str., 26 cm , Clip applying fcps. yellow, small, 15 cm , Clip applying fcps. yellow, small, 20 cm , Clip applying fcps. yellow, small, 28 cm , Clip applying fcps. blue, medium, 15 cm , Clip applying fcps. blue, medium, 20 cm , Clip applying fcps. blue, medium, 28 cm , Clip applying fcps. green, midsize, 20cm , Clip applying fcps. green, midsize, 28cm , Clip applying fcps. orange, large, 20 cm , Clip applying fcps. orange, large, 28 cm , Clip applying fcps. E blue, small, 15 cm , Clip applying fcps. E blue, small, 20 cm , Clip apply.fcps. E silver, medium, 15 cm , Clip apply. fcps. E silver, medium, 20cm , Clip apply. fcps. E silver, medium, 28cm , Clip apply. fcps. E green, midsize, 20cm , Clip apply. fcps. E green, midsize, 28cm , Clip apply. fcps. E yellow, large, 20 cm , Clip apply. fcps. E yellow, large, 28 cm , Adair tenaculum forceps, 18.5 cm , Tenacul. fcps., Pozzi, strong, 25.5 cm , Miniature cup fcps., 1 mm, str., 23 cm , Miniature cup fcps., 1 mm, upw., 23 cm , Miniature cup fcps., 1 mm, cvd.rt., 23cm , Miniature cup fcps., 1 mm, cvd.le., 23cm , Miniature cup fcps., 2.5 mm, upw., 18 cm , Forceps, tenac., Teale, 3x4T., str.,23cm , Forceps,intest., Allis, 5x6T., str.,22cm , Forceps, Museux, cvd., 6 mm, 24 cm , Forceps, Museux, cvd., 8 mm, 24 cm , Forceps, intest., Baby-Babcock,str.,14cm , Forceps, ovum, Winter, Fig.3, str., 28cm , Forceps, ovum, Winter, Fig.3, cvd., 28cm , Fcps., tampon, Pelkmann, cvd., 25cm , Fcps., sponge, cvd., 17.5 cm , Forceps, reposition, 20.5 cm , Forceps, reposition, Meyer, 20.5 cm , Forceps, reposition, Reil, cvd. up, 17cm , Forceps, burrhole, 20 cm , Forceps, sequestrum, str., 20 cm | MSE | 2023-06-14T00:00:00.000+02:00 | Gebrüder Martin GmbH & Co. KG KLS Martin Platz 1 · 78532 Tuttlingen/Germany Martin Postfach 60 · 78501 Tuttlingen/Germany. | 48-360-01-07 , 48-360-02-07 , 48-362-01-07 , 48-362-02-07 , 48-376-18-07 , 48-570-19-07 , 48-739-18-07 , 50-025-26-07 , 50-125-18-07 , 50-205-16-07 , 50-205-17-07 , 50-241-01-07 , 50-241-02-07 , 50-241-11-07 , 50-241-12-07 , 50-450-17-07 , 51-441-00-07 , 51-520-70-07 , 51-525-75-07 , 51-525-76-04 , 51-530-70-07 , 52-201-01-07 , 52-201-03-07 , 59-903-05-07 , 59-903-06-07 , 59-903-07-07 , 59-903-08-07 , 59-903-09-07 , 59-925-01-07 , 59-925-02-07 , 59-934-01-07 , 59-934-02-07 , 38-700-03-07 , 38-701-01-07 , 38-701-02-07 , 38-701-03-07 , 38-718-01-07 , 38-718-02-07 , 38-719-01-07 , 38-719-02-07 , 38-720-01-07 , 38-720-02-07 , 38-722-25-07 , 38-723-16-07 , 38-846-20-07 , 38-848-20-07 , 39-419-18-07 , 39-423-20-07 , 39-541-13-07 , 39-541-15-07 , 40-036-00-07 , 40-046-00-07 , 40-076-00-07 , 40-151-00-07 , 40-233-00-07 , 40-379-00-07 , 40-823-09-07 , 41-001-01-07 , 41-010-09-07 , 41-015-00-07 , 41-017-00-07 , 41-018-05-07 , 41-018-08-07 , 41-032-01-07 , 41-150-01-07 , 41-150-02-07 , 41-150-08-07 , 41-150-09-07 , 41-151-02-07 , 41-151-08-07 , 41-501-00-07 , 41-502-00-07 , 44-502-15-07 , 44-506-16-07 , 47-521-13-07 , 47-524-14-07 , 47-604-13-07 , 47-606-13-07 , 47-608-13-07 , 47-650-12-07 , 47-697-15-07 , 47-750-14-07 , 47-751-14-07 , 47-783-12-07 , 47-788-13-07 , 48-190-11-07 , 48-192-01-07 , 48-192-02-07 , 48-192-03-07 , 48-194-13-07 , 48-196-14-07 , 48-220-01-07 , 48-220-02-07 , 48-220-03-07 , 48-291-15-07 , 48-293-19-07 , 48-297-19-07 , 48-300-20-07 , 48-301-21-07 , 48-303-22-07 , 24-981-84-14 , 24-981-85-07 , 24-981-85-14 , 24-981-86-07 , 24-981-86-14 , 24-981-87-07 , 24-981-87-14 , 24-981-91-07 , 24-981-91-14 , 24-981-92-07 , 24-981-92-14 , 24-981-93-07 , 24-981-93-14 , 24-982-10-07 , 24-982-10-14 , 24-982-11-07 , 24-982-11-14 , 24-982-12-07 , 24-982-12-14 , 24-982-13-07 , 24-982-13-14 , 24-994-02-07 , 24-994-03-07 , 24-994-04-07 , 24-994-05-07 , 24-994-08-07 , 24-995-01-07 , 24-995-02-07 , 24-995-03-07 , 24-995-04-07 , 24-995-08-07 , 24-995-09-07 , 24-996-02-07 , 24-996-03-07 , 24-996-05-07 , 24-996-06-07 , 24-996-08-07 , 24-996-09-07 , 24-996-25-07 , 24-996-27-07 , 24-996-50-07 , 24-996-51-07 , 25-221-10-07 , 25-298-99-07 , 25-420-16-07 , 25-420-18-07 , 25-435-10-07 , 25-435-15-07 , 25-435-20-07 , 25-435-25-07 , 25-435-30-07 , 25-435-35-07 , 25-435-55-07 , 25-473-22-07 , 25-478-22-07 , 25-479-22-07 , 26-101-62-07 , 26-101-63-07 , 26-101-64-07 , 26-147-01-07 , 26-166-10-07 , 26-166-11-07 , 26-265-13-07 , 26-975-03-07 , 26-975-04-07 , 26-975-06-07 , 27-449-15-07 , 27-449-20-07 , 30-130-12-07 , 30-131-15-07 , 30-132-15-07 , 30-134-15-07 , 30-134-19-07 , 30-134-25-07 , 30-136-16-07 , 30-136-20-07 , 30-136-25-07 , 30-136-30-07 , 30-138-15-07 , 30-142-15-07 , 30-148-15-07 , 30-148-19-07 , 30-150-20-07 , 30-154-20-07 , 30-170-20-07 , 30-186-16-07 , 30-190-16-07 , 30-190-20-07 , 30-192-16-07 , 30-192-18-07 , 30-192-20-07 , 30-192-24-07 , 30-196-16-07 , 30-196-20-07 , 30-206-20-07 , 30-210-18-07 , 30-210-20-07 , 30-212-20-07 , 30-212-23-07 , 30-540-18-07 , 30-540-20-07 , 30-540-23-07 , 30-725-42-07 , 30-741-38-07 , 31-101-23-07 , 31-103-22-07 , 31-105-22-07 , 31-107-22-07 , 31-204-20-07 , 31-205-20-07 , 31-214-20-07 , 31-215-20-07 , 31-217-22-07 , 31-223-23-07 , 31-225-23-07 , 31-226-25-07 , 31-451-24-07 , 31-453-24-07 , 31-461-23-07 , 31-463-23-07 , 31-465-24-07 , 31-811-20-07 , 31-811-28-07 , 32-622-25-07 , 32-628-25-07 , 32-645-28-07 , 32-663-24-07 , 32-682-24-07 , 32-683-24-07 , 32-697-23-07 , 32-699-26-07 , 32-702-24-07 , 32-704-24-07 , 32-706-24-07 , 32-728-21-07 , 32-734-26-07 , 32-738-16-07 , 32-740-21-07 , 32-741-32-07 , 32-744-27-07 , 32-773-27-07 , 32-779-23-07 , 32-793-25-07 , 32-866-22-07 , 32-866-28-07 , 36-001-01-07 , 36-001-01-14 , 36-001-06-07 , 36-001-06-14 , 36-001-07-02 , 36-001-07-07 , 36-001-07-14 , 36-001-08-02 , 36-001-08-07 , 36-001-08-14 , 36-001-09-02 , 36-001-09-07 , 36-001-09-14 , 36-001-11-02 , 36-001-11-07 , 36-001-11-14 , 36-001-16-02 , 36-001-16-07 , 36-001-16-14 , 36-001-21-07 , 36-001-21-14 , 36-001-26- | Klasa I | Instrumenta shumeperdorimshe per perdorim mjeksore (aksesore) | Instrumenta shumeperdorimeshe
14280 | GOLD MAYO SCISSORS curved - 18 cm | MONTAL | 2023-06-19T00:00:00.000+02:00 | GIMA S.p.A Via Marconi, 1, 20060 Gessate (MI)- Italy | 26523 | Klasa I | Gershere kirurgjikale | Instrumenta shumeperdorimeshe
14485 | FREZYDERM BABY GUMS GEL | FUFARMA | 2023-06-21T00:00:00.000+02:00 | FREZYDERM S.A. 4TH TATOIOU AV. METAMORFOSSI, ATHENS 144 51 GREECE | FREZYDERM BABY GUMS GEL-25ml | Klasa IIa | xhel i bute per trajtimin dhe lehtesimin e gingivave tek bebet gjate daljes se dhembeve per here te pare. Produkti krijon nje film mbrojtes dhe zbutes perreth dhembit qe po formohet duke lehtesuar dhimbjen dhe parehatine e shkaktuar nga dalja e dhembeve per here te pare | Tjeter